{"text_format":"1","workbook":"xlsx","n_sheets":17,"sheets":["pldt","表紙","床衝撃音計算シート","部屋の配置","結果の説明","ﾜｰｸｼｰﾄ","計算表（参考）","計算表s-1","計算表s-2","計算表s-3","計算表s-4","計算表s-5","計算表c-1","計算表c-2","計算表c-3","計算表c-4","計算表c-5"],"not_rendered":{"charts":2,"images":3,"macros":1,"external_links":0,"defined_names":4,"comments":0,"pivot_tables":0},"unopened":[{"sheet":"pldt","index":0,"reason":"part_missing"}],"bounds":{"document_bytes":16777216,"sheet_cells":100000,"rows_first":2000,"rows_last":500,"rows_between":2000,"halvings":0,"cell_chars":16384,"cell_head_chars":4096},"cells_cut":0,"cells_raw":0,"read":"whole","date_system":"1900"}

{"sheet":"表紙","index":1,"n_rows":0,"n_cols":0,"rows_kept":0,"cut":false,"hidden":false,"merged":[[3,3,3,4],[0,4,0,5]]}

{"sheet":"床衝撃音計算シート","index":2,"n_rows":25,"n_cols":14,"rows_kept":25,"cut":false,"hidden":false,"merged":[[24,2,24,11],[57,4,57,5],[9,4,9,5],[5,2,5,11],[12,2,12,10],[12,11,12,12],[8,11,8,12],[61,11,61,13],[57,11,57,12],[16,11,16,12],[18,11,18,12],[26,11,26,12],[20,4,20,13],[21,4,21,13],[57,7,57,9],[14,2,14,11],[10,2,10,7],[0,11,0,14],[2,4,2,8],[9,7,9,8],[6,3,6,7],[8,3,8,7]]}
[]
[]
[]
[]
[]
[null,null,"<マンションの構造についてお聞きします>"]
[null,null,null," 1.　柱、梁のある構造ですか。"]
[]
[null,null,null," 2.　柱、梁がなく、壁で支える構造ですか",null,null,null,null,null,null,null,"番号入力",null,1]
[]
[null,null,"＜部屋の位置のパターンを選んで下さい＞"]
[]
[null,null,"　　(部屋の配置)シートを見て、該当する部屋位置のパターンを選択してください。",null,null,null,null,null,null,null,null,"番号入力",null,13]
[]
[null,null,"＜住戸と部屋の寸法を入力してください。それぞれの寸法の意味は、右の参考図をご覧下さい＞"]
[]
[null,null,null,"住戸寸法(m)",12.27,"×",6.65,null,null,null,null,"床　厚(mm)",null,200]
[]
[null,null,null,"部屋寸法(m)",5.18,"×",3.64,null,null,null,null,"天井高さ(m)",null,2.4]
[]
[null,null,null,null,"　　　　　　　　　　　　　　　＊　床厚は大変重要です。正確に記入してください。"]
[null,null,null,null,"　　　　　　　　　　　　　　　　　分からない時は、建設した会社に問い合わせをして下さい。"]
[]
[]
[null,null,"すべての入力が終わったら、必ず右の 計算実行 をクリックしてください。下図に結果が表示されます。"]

{"sheet":"部屋の配置","index":3,"n_rows":0,"n_cols":0,"rows_kept":0,"cut":false,"hidden":false,"merged":[[1,1,1,10]]}

{"sheet":"結果の説明","index":4,"n_rows":3,"n_cols":8,"rows_kept":3,"cut":false,"hidden":false,"merged":[[3,1,3,10],[10,2,10,3],[11,2,12,2]]}
[]
[]
[null,null,null,null,null,null,null,{"$f":"'計算表（参考）'!M22","v":50.605565472078681}]

{"sheet":"ﾜｰｸｼｰﾄ","index":5,"n_rows":10,"n_cols":12,"rows_kept":10,"cut":false,"hidden":true,"merged":[]}
[]
[]
[null,null,null,null,null,null,null,null,null,null,"等級","建築学会　適用等級の意味"]
[null,null,null,null,null,null,null,null,null,null,"特級","性能が特に優れている。"]
[null,null,null,null,null,null,null,null,null,null,"１級","好ましい性能水準である。"]
[null,null,null,null,null,null,null,null,null,null,"２級","一般的な性能水準である。"]
[null,null,null,null,null,null,null,null,null,null,"３級","　やや劣るが、やむを得ない場合に許容される　性能水準である。"]
[]
[]
[null,null,null,{"$f":"'計算表（参考）'!M22","v":50.605565472078681}]

{"sheet":"計算表（参考）","index":6,"n_rows":123,"n_cols":59,"rows_kept":123,"cut":false,"hidden":true,"merged":[[28,20,30,20],[6,21,7,21],[6,19,15,19],[16,20,18,20],[19,20,21,20],[16,21,21,21],[18,19,45,19],[8,21,9,21],[10,21,11,21],[12,21,13,21],[3,47,3,49],[4,49,8,49],[9,49,13,49],[4,48,14,48],[8,30,8,31],[9,30,9,31],[10,30,10,31],[13,30,13,31],[67,19,116,19],[67,20,71,20],[57,20,58,20],[25,2,25,3],[82,20,86,20],[112,20,116,20],[87,20,91,20],[72,20,76,20],[31,20,33,20],[47,19,66,19],[107,20,111,20],[107,21,116,21],[87,21,96,21],[92,20,96,20],[97,20,101,20],[97,21,106,21],[102,20,106,20],[63,21,66,21],[63,20,64,20],[65,20,66,20],[59,21,62,21],[67,21,76,21],[77,20,81,20],[77,21,86,21],[21,33,22,33],[81,32,81,34],[69,32,78,32],[59,32,68,32],[59,33,63,33],[64,33,68,33],[79,32,80,33],[69,33,73,33],[74,33,78,33],[14,21,15,21],[45,32,54,32],[18,32,18,34],[19,32,38,32],[25,33,26,33],[19,33,20,33],[19,34,22,34],[31,33,32,33],[23,33,24,33],[23,34,26,34],[15,32,15,34],[4,32,13,32],[6,34,7,34],[8,34,9,34],[16,32,16,34],[10,34,11,34],[4,47,25,47],[1,1,1,4],[4,34,5,34],[4,19,4,21],[5,19,5,21],[1,15,1,16],[3,19,3,21],[25,20,27,20],[3,32,3,34],[14,32,14,34],[37,49,41,49],[42,49,46,49],[48,49,52,49],[26,49,30,49],[12,34,13,34],[17,32,17,34],[31,49,35,49],[15,48,25,48],[15,49,19,49],[20,49,24,49],[75,49,79,49],[81,48,91,48],[81,49,85,49],[86,49,90,49],[53,49,57,49],[59,48,69,48],[59,49,63,49],[64,49,68,49],[92,47,113,47],[92,48,102,48],[70,47,91,47],[70,48,80,48],[92,49,96,49],[97,49,101,49],[103,48,113,48],[103,49,107,49],[108,49,112,49],[70,49,74,49],[47,20,48,20],[48,47,69,47],[48,48,58,48],[26,47,47,47],[26,48,36,48],[53,34,54,34],[31,34,34,34],[59,20,60,20],[61,20,62,20],[37,48,47,48],[27,34,30,34],[29,33,30,33],[22,21,27,21],[55,20,56,20],[55,21,58,21],[22,20,24,20],[51,21,54,21],[53,20,54,20],[34,20,36,20],[34,21,39,21],[47,21,50,21],[49,20,50,20],[51,20,52,20],[28,21,33,21],[37,33,38,33],[35,33,36,33],[39,32,43,34],[35,34,38,34],[33,33,34,33],[27,33,28,33],[56,32,58,34],[45,34,46,34],[55,32,55,34],[47,34,48,34],[49,34,50,34],[51,34,52,34],[33,3,33,4],[29,3,29,4],[30,3,30,4],[31,3,31,4],[32,3,32,4],[46,19,46,21],[37,20,39,20],[40,20,42,20],[40,21,45,21],[43,20,45,20]]}
[]
[null,"<L等級算出＞",null,null,null,null,null,null,null,null,null,null,null,null,null,"<入力データ＞",null,null,null,"＜計算経過表＞",null,null,null,null,null,null,null,null,null,null,null,null,null,null,null,null,null,null,null,null,null,null,null,null,null,null,null,"＜小梁拘束計算＞"]
[]
[null,null,null,null,63,125,250,500,1000,2000,4000,null,null,null,null,null,24000000000,null,null,"周波数(Hz)",null,null,31.5,63,125,250,500,1000,2000,4000,null,null,"周波数(Hz)",null,null,31.5,63,125,250,500,1000,2000,4000,null,null,null,null,"周波数(Hz)",null,null,31.5,63,125,250,500,1000,2000,4000]
[null,null,"L-85",null,108,98,91,85,82,81,81,null,null,null,null,null,2300,null,null,"加振力(dB)",null,null,47,38,23,13,5,0,-5,-10,"(可変）",null,"駆動点インピーダンス(dB)","ｓ",1,{"$f":"20*LOG10($Q$41)+W$49+AY$15","v":107.20097663838342},{"$f":"20*LOG10($Q$41)+X$49+AZ$15","v":111.16169190734014},116.84320513032587,116.84320513032587,116.84320513032587,116.84320513032587,116.84320513032587,116.84320513032587,null,null,null,null,"小梁による端部拘束　　　　加振点１(dB)","s","x",{"$f":"-3*$BG5*LOG10($Q$16/W$47)-1.2*$BG5","v":-1.2251753535343979},-2.1282653405263416,-3.0209737311897653,-3.9240637181817091,-4.8271537051736519,-5.7302436921655957,-6.6333336791575395,-7.5364236661494823,{"$f":"(Q18-$Q$7/1000)/($Q$7/1000)","v":1.9999999999999998}]
[null,null,"L-80",null,103,93,86,80,77,76,76,null,null,null,null,null,0.16,null,null,"室内平均吸音率",null,null,0.1,0.1,0.1,0.1,0.15,0.15,0.2,0.2,"(可変）",null,null,"ｃ",null,{"$f":"20*LOG10($Q$41)+W$51+AY$26","v":103.76644809750812},{"$f":"20*LOG10($Q$41)+X$51+AZ$26","v":111.26760090400148},116.46113128144738,116.84320513032587,116.84320513032587,116.84320513032587,116.84320513032587,116.84320513032587,null,null,null,null,null,null,null,{"$f":"MAX(AY5,0)","v":0},{"$f":"MAX(AZ5,0)","v":0},0,0,0,0,0,0]
[null,null,"L-75",null,98,88,81,75,72,71,71,null,null,null,null,null,{"$f":"床衝撃音計算シート!N17","v":200},null,null,"モード数","s",1,{"$f":"'計算表s-1'!C6","v":1.5497332950948204},{"$f":"'計算表s-1'!D6","v":2.2982421388353771},{"$f":"'計算表s-1'!E6","v":6.3523683279120435},{"$f":"'計算表s-1'!F6","v":12.749503224648096},{"$f":"'計算表s-1'!G6","v":26.487605780475793},{"$f":"'計算表s-1'!H6","v":37.277881293659242},{"$f":"'計算表s-1'!I6","v":48.80971716794474},{"$f":"'計算表s-1'!J6","v":98.442585909000613},null,null,null,"ｓ",2,{"$f":"20*LOG10($Q$41)+W$53+AY$37","v":107.20097663838342},{"$f":"20*LOG10($Q$41)+X$53+AZ$37","v":111.16169190734014},116.84320513032587,116.84320513032587,116.84320513032587,116.84320513032587,116.84320513032587,116.84320513032587,null,null,null,null,null,null,null,{"$f":"IF($P$18=1,AY6)","v":false},{"$f":"IF($P$18=1,AZ6)","v":false},false,false,false,false,false,false]
[null,null,"L-70",null,93,83,76,70,67,66,66,null,null,null,null,null,0.03,null,null,null,"c",null,{"$f":"'計算表c-1'!C6","v":1.1863643981137795},{"$f":"'計算表c-1'!D6","v":2.3267232732824614},{"$f":"'計算表c-1'!E6","v":5.2275178182198614},{"$f":"'計算表c-1'!F6","v":11.480069506023222},{"$f":"'計算表c-1'!G6","v":24.443750323422712},{"$f":"'計算表c-1'!H6","v":37.944799475774651},{"$f":"'計算表c-1'!I6","v":49.682945117429895},{"$f":"'計算表c-1'!J6","v":100.20376836247706},null,null,null,"ｃ",null,{"$f":"20*LOG10($Q$41)+W$55+AY$48","v":103.76644809750812},{"$f":"20*LOG10($Q$41)+X$55+AZ$48","v":111.26760090400148},116.46113128144738,116.84320513032587,116.84320513032587,116.84320513032587,116.84320513032587,116.84320513032587,null,null,null,null,null,null,null,{"$f":"IF($P$18=0,W69)","v":0},{"$f":"IF($P$18=0,X69)","v":0},0,0,0,0,0,0]
[null,null,"L-65",null,88,78,71,65,62,61,61,null,null,null,null,"床",{"$f":"床衝撃音計算シート!E17","v":12.27},null,null,null,"s",2,{"$f":"'計算表s-2'!C6","v":1.5497332950948204},{"$f":"'計算表s-2'!D6","v":2.2982421388353771},{"$f":"'計算表s-2'!E6","v":6.3523683279120435},{"$f":"'計算表s-2'!F6","v":12.749503224648054},{"$f":"'計算表s-2'!G6","v":26.487605780347476},{"$f":"'計算表s-2'!H6","v":37.277880887888358},{"$f":"'計算表s-2'!I6","v":48.809716636649469},{"$f":"'計算表s-2'!J6","v":98.442584837450013},null,null,null,"ｓ",3,{"$f":"20*LOG10($Q$41)+W$57+AY$59","v":107.8691570426713},{"$f":"20*LOG10($Q$41)+X$57+AZ$59","v":114.0378803330243},116.84320513032587,116.84320513032587,116.84320513032587,116.84320513032587,116.84320513032587,116.84320513032587,null,null,null,null,null,null,null,{"$f":"MAX(AY7,AY8)","v":0},{"$f":"MAX(AZ7,AZ8)","v":0},0,0,0,0,0,0]
[null,null,"L-60",null,83,73,66,60,57,56,56,null,null,null,null,null,{"$f":"床衝撃音計算シート!G17","v":6.65},null,null,null,"c",null,{"$f":"'計算表c-2'!C6","v":1.1863643981137795},{"$f":"'計算表c-2'!D6","v":2.3267232732824614},{"$f":"'計算表c-2'!E6","v":5.2275178182198614},{"$f":"'計算表c-2'!F6","v":11.480069506023222},{"$f":"'計算表c-2'!G6","v":24.443750323422712},{"$f":"'計算表c-2'!H6","v":37.944799475774651},{"$f":"'計算表c-2'!I6","v":49.682945117429895},{"$f":"'計算表c-2'!J6","v":100.20376836247706},null,null,null,"ｃ",null,{"$f":"20*LOG10($Q$41)+W$59+AY$70","v":101.62654399551738},{"$f":"20*LOG10($Q$41)+X$59+AZ$70","v":112.1686431844371},116.84320513032587,116.84320513032587,116.84320513032587,116.84320513032587,116.84320513032587,116.84320513032587,null,null,null,null,null,null,"y",{"$f":"-3*$BG10*LOG10($Q$17/W$47)-1.2*$BG10","v":-1.4698938181627637},-2.3729838051547074,-3.2656921958181311,-4.1687821828100748,-5.0718721698020186,-5.9749621567939615,-6.8780521437859052,-7.781142130777849,{"$f":"(Q19-$Q$7/1000)/($Q$7/1000)","v":1.9999999999999998}]
[null,null,"L-55",null,78,68,61,55,52,51,51,null,null,null,null,"室",{"$f":"MIN(床衝撃音計算シート!E19,床衝撃音計算シート!G19)","v":3.64},null,null,null,"s",3,{"$f":"'計算表s-3'!C6","v":1.6436469468504822},{"$f":"'計算表s-3'!D6","v":3.370950454343435},{"$f":"'計算表s-3'!E6","v":7.4938983688517524},{"$f":"'計算表s-3'!F6","v":11.543383153475801},{"$f":"'計算表s-3'!G6","v":25.894347898469938},{"$f":"'計算表s-3'!H6","v":35.976836552858273},{"$f":"'計算表s-3'!I6","v":47.106196913639437},{"$f":"'計算表s-3'!J6","v":95.006816379643297},null,null,null,"ｓ",4,{"$f":"20*LOG10($Q$41)+W$61+AY$81","v":107.20097663838342},{"$f":"20*LOG10($Q$41)+X$61+AZ$81","v":111.16169190734014},116.84320513032587,116.84320513032587,116.84320513032587,116.84320513032587,116.84320513032587,116.84320513032587,null,null,null,null,null,null,null,{"$f":"MAX(AY10,0)","v":0},{"$f":"MAX(AZ10,0)","v":0},0,0,0,0,0,0]
[null,null,"L-50",null,73,63,56,50,47,46,46,null,null,null,null,null,{"$f":"MAX(床衝撃音計算シート!E19,床衝撃音計算シート!G19)","v":5.18},null,null,null,"c",null,{"$f":"'計算表c-3'!C6","v":0.97240844392913639},{"$f":"'計算表c-3'!D6","v":2.59638221145907},{"$f":"'計算表c-3'!E6","v":6.6575023502537958},{"$f":"'計算表c-3'!F6","v":11.103863223526396},{"$f":"'計算表c-3'!G6","v":23.162038397838476},{"$f":"'計算表c-3'!H6","v":36.613668941574105},{"$f":"'計算表c-3'!I6","v":47.940032091442141},{"$f":"'計算表c-3'!J6","v":96.688548950277792},null,null,null,"ｃ",null,{"$f":"20*LOG10($Q$41)+W$63+AY$92","v":103.76644809750812},{"$f":"20*LOG10($Q$41)+X$63+AZ$92","v":111.26760090400148},116.46113128144738,116.84320513032587,116.84320513032587,116.84320513032587,116.84320513032587,116.84320513032587,null,null,null,null,null,null,null,{"$f":"IF($P$19=1,AY11)","v":false},{"$f":"IF($P$19=1,AZ11)","v":false},false,false,false,false,false,false]
[null,null,"L-45",null,68,58,51,45,42,41,41,null,null,null,null,null,{"$f":"床衝撃音計算シート!N19","v":2.4},null,null,null,"s",4,{"$f":"'計算表s-4'!C6","v":1.5497332950948204},{"$f":"'計算表s-4'!D6","v":2.2982421388353771},{"$f":"'計算表s-4'!E6","v":6.3523683279120435},{"$f":"'計算表s-4'!F6","v":12.749503224648054},{"$f":"'計算表s-4'!G6","v":26.487605780347476},{"$f":"'計算表s-4'!H6","v":37.277880887888358},{"$f":"'計算表s-4'!I6","v":48.809716636649469},{"$f":"'計算表s-4'!J6","v":98.442584837450013},null,null,null,"ｓ",5,{"$f":"20*LOG10($Q$41)+W$65+AY$103","v":107.20097663838342},{"$f":"20*LOG10($Q$41)+X$65+AZ$103","v":111.16169190734014},116.84320513032587,116.84320513032587,116.84320513032587,116.84320513032587,116.84320513032587,116.84320513032587,null,null,null,null,null,null,null,{"$f":"IF($P$19=0,W71)","v":0},{"$f":"IF($P$19=0,X71)","v":0},0,0,0,0,0,0]
[null,null,"L-40",null,63,53,46,40,37,36,36,null,null,null,null,null,{"$f":"IF(床衝撃音計算シート!N9=1,0.8,0.2)","v":0.8},null,null,null,"c",null,{"$f":"'計算表c-4'!C6","v":1.1863643981137795},{"$f":"'計算表c-4'!D6","v":2.3267232732824614},{"$f":"'計算表c-4'!E6","v":5.2275178182198614},{"$f":"'計算表c-4'!F6","v":11.480069506023222},{"$f":"'計算表c-4'!G6","v":24.443750323422712},{"$f":"'計算表c-4'!H6","v":37.944799475774651},{"$f":"'計算表c-4'!I6","v":49.682945117429895},{"$f":"'計算表c-4'!J6","v":100.20376836247706},null,null,null,"ｃ",null,{"$f":"20*LOG10($Q$41)+W$67+AY$114","v":103.76644809750812},{"$f":"20*LOG10($Q$41)+X$67+AZ$114","v":111.26760090400148},116.46113128144738,116.84320513032587,116.84320513032587,116.84320513032587,116.84320513032587,116.84320513032587,null,null,null,null,null,null,null,{"$f":"MAX(AY12,AY13)","v":0},{"$f":"MAX(AZ12,AZ13)","v":0},0,0,0,0,0,0]
[null,null,"L-35",null,58,48,41,35,32,31,31,null,null,null,null,null,5,null,null,null,"s",5,{"$f":"'計算表s-5'!C6","v":1.5497332950948204},{"$f":"'計算表s-5'!D6","v":2.2982421388353771},{"$f":"'計算表s-5'!E6","v":6.3523683279120435},{"$f":"'計算表s-5'!F6","v":12.749503224648054},{"$f":"'計算表s-5'!G6","v":26.487605780347476},{"$f":"'計算表s-5'!H6","v":37.277880887888358},{"$f":"'計算表s-5'!I6","v":48.809716636649469},{"$f":"'計算表s-5'!J6","v":98.442584837450013},null,null,"cbの値",null,null,{"$f":"SQRT(3.14*$Q$36*$Q$7/1000*AJ4/1.7320508)","v":193.32646889522303},273.40491427732474,385.11554427527722,544.63562579479321,770.23108855055443,1089.2712515895864,1540.4621771011089,2178.5425031791729,null,null,null,null,null,null,null,{"$f":"SQRT(AY9^2+AY14^2)","v":0},{"$f":"SQRT(AZ9^2+AZ14^2)","v":0},0,0,0,0,0,0]
[null,null,"L-30",null,53,43,36,30,27,26,26,null,null,null,null,null,{"$f":"D30","v":3.91},null,null,null,"c",null,{"$f":"'計算表c-5'!C6","v":1.1863643981137795},{"$f":"'計算表c-5'!D6","v":2.3267232732824614},{"$f":"'計算表c-5'!E6","v":5.2275178182198614},{"$f":"'計算表c-5'!F6","v":11.480069506023222},{"$f":"'計算表c-5'!G6","v":24.443750323422712},{"$f":"'計算表c-5'!H6","v":37.944799475774651},{"$f":"'計算表c-5'!I6","v":49.682945117429895},{"$f":"'計算表c-5'!J6","v":100.20376836247706},null,null,"ｋｒの値",null,null,{"$f":"2*3.14*AJ4/AJ15*$Q$40","v":2.507434670270611},{"$f":"2*3.14*AK4/AK15*$Q$40","v":3.5460481174612073},4.9949294232406434,7.0638969334433384,9.9898588464812867,14.127793866886677,19.979717692962573,28.255587733773353,null,null,null,null,null,"c","x",{"$f":"-3*$BG16*LOG10($Q$16/W$47)-1.2*$BG16","v":-1.2251753535343979},-2.1282653405263416,-3.0209737311897653,-3.9240637181817091,-4.8271537051736519,-5.7302436921655957,-6.6333336791575395,-7.5364236661494823,{"$f":"(Q18-$Q$7/1000)/($Q$7/1000)","v":1.9999999999999998}]
[null,null,"計算値",null,{"$f":"E20","v":73.605565472078681},{"$f":"F20","v":56.894352520401867},46.916102217325729,38.227041330267213,31.403194015697892,23.42990862857383,16.63949040482165,null,null,null,null,null,{"$f":"F30","v":4.2949999999999999},null,null,null,"s",1,{"$f":"1-W7^(-0.75)","v":0.2800418087265476},{"$f":"1-X7^(-0.75)","v":0.46426112356174398},0.75008159172695099,0.85178913134474887,0.91435185290445276,0.93371556111551068,0.94584727921704503,0.96800274370203121,null,null,"αの値",null,null,{"$f":"1-EXP(-12.5*3.14*$Q$9*$Q$10*$Q$8*AJ4/(2*($Q$9+$Q$10))/AJ15)","v":0.33880683476207019},{"$f":"1-EXP(-12.5*3.14*$Q$9*$Q$10*$Q$8*AK4/(2*($Q$9+$Q$10))/AK15)","v":0.44293493479376522},0.56138294232469321,0.68823131992773312,0.80761507671625665,0.9028002901259965,0.96298804129310822,0.99055221640040958,null,null,null,null,null,null,null,{"$f":"MAX(AY16,0)","v":0},{"$f":"MAX(AZ16,0)","v":0},0,0,0,0,0,0]
[null,null,null,null,null,null,null,null,null,null,null,null,null,null,null,{"$f":"H30","v":0},{"$f":"I30","v":0.6},null,null,null,null,null,{"$f":"1-(1/W7)^(-0.75)","v":-0.38896954312196019},{"$f":"1-(1/X7)^(-0.75)","v":-0.86658098558813501},-3.0013058938317467,-5.7471435062300991,-10.675675819167711,-14.086497175342336,-17.46629283887723,-30.252679626267895,null,null,"ｒ／ｐの値",null,null,{"$f":"$Q$40/(2*($Q$9+$Q$10)*AJ17/(1-AJ17))","v":0.12637926136472152},8.1445221493747055E-2,5.0597134837346673E-2,2.933578213949127E-2,1.5426458549726595E-2,6.97224915906127E-3,2.488976492973288E-3,6.1766384855118262E-4,null,null,null,null,null,null,null,{"$f":"IF($P$18=1,AY17)","v":false},{"$f":"IF($P$18=1,AZ17)","v":false},false,false,false,false,false,false]
[null,null,31.5,null,63,125,250,500,1000,2000,4000,null,null,null,null,{"$f":"J30","v":0},{"$f":"K30","v":0.6},null,null,"拡散度指数",null,null,{"$f":"MAX(W17,W18)","v":0.2800418087265476},{"$f":"MAX(X17,X18)","v":0.46426112356174398},0.75008159172695099,0.85178913134474887,0.91435185290445276,0.93371556111551068,0.94584727921704503,0.96800274370203121,null,null,"拡散板面平均レベル差(dB)",null,null,{"$f":"(-10.3*LOG10(AJ16)+1.3)*10^(-1.753*AJ18+0.001753)","v":-1.6952569502369721},{"$f":"(-10.3*LOG10(AK16)+1.3)*10^(-1.753*AK18+0.001753)","v":-3.1528404085400537},-4.8253537321191127,-6.6405067932562671,-8.486602458259437,-10.294583240232379,-12.023589089416491,-13.667451107870106,null,null,null,null,null,null,null,{"$f":"IF($P$18=0,W74)","v":0},{"$f":"IF($P$18=0,X74)","v":0},0,0,0,0,0,0]
[null,null,{"$f":"AJ82","v":86.035089019978969},null,{"$f":"AK82","v":73.605565472078681},56.894352520401867,46.916102217325729,38.227041330267213,31.403194015697892,23.42990862857383,16.63949040482165,null,null,null,null,null,{"$f":"D31","v":3.91},null,null,null,"c",null,{"$f":"1-W8^(-0.75)","v":0.12029629519746399},{"$f":"1-X8^(-0.75)","v":0.46918712340645785},0.71074667584580176,0.83966009871909764,0.90903504254717449,0.93459125695036438,0.94656270070712156,0.9684254653021297,null,null,"板面平均レベル差(dB)","s",1,{"$f":"(AJ19+3)*W19-3","v":-2.6346173964209698},{"$f":"(AK19+3)*X19-3","v":-3.0709578597944414},-4.3691642328526346,-6.1009441190824134,-8.0166851238596415,-9.8110658832573758,-11.534937188997201,-13.326121940725535,null,null,null,null,null,null,null,{"$f":"MAX(AY18,AY19)","v":0},{"$f":"MAX(AZ18,AZ19)","v":0},0,0,0,0,0,0]
[null,null,null,null,null,null,null,null,null,null,null,null,null,null,null,null,{"$f":"F31","v":4.2949999999999999},null,null,null,null,null,{"$f":"1-(1/W8)^(-0.75)","v":-0.13674637783237076},{"$f":"1-(1/X8)^(-0.75)","v":-0.88390305528651858},-2.4571772093685924,-5.2367507526905719,-9.9932442998019386,-14.288476025921291,-17.713520578935206,-30.671092213037419,null,null,null,null,null,{"$f":"AJ20","v":-2.6346173964209698},{"$f":"AK20","v":-3.0709578597944414},-4.3691642328526346,-6.1009441190824134,-8.0166851238596415,-9.8110658832573758,-11.534937188997201,-13.326121940725535,null,null,null,null,null,null,"y",{"$f":"-3*$BG21*LOG10($Q$17/W$47)-1.2*$BG21","v":-1.4698938181627637},-2.3729838051547074,-3.2656921958181311,-4.1687821828100748,-5.0718721698020186,-5.9749621567939615,-6.8780521437859052,-7.781142130777849,{"$f":"(Q19-$Q$7/1000)/($Q$7/1000)","v":1.9999999999999998}]
[null,null,"L値",null,{"$f":"30+E20-E16","v":50.605565472078681},{"$f":"30+F20-F16","v":43.894352520401867},40.916102217325729,38.227041330267213,34.403194015697892,27.429908628573827,20.63949040482165,null,{"$f":"MAX(E22,F22,G22,H22,I22,J22,K22)","v":50.605565472078681},null,null,{"$f":"H31","v":0},{"$f":"I31","v":0.6},null,null,null,null,null,{"$f":"MAX(W20,W21)","v":0.12029629519746399},{"$f":"MAX(X20,X21)","v":0.46918712340645785},0.71074667584580176,0.83966009871909764,0.90903504254717449,0.93459125695036438,0.94656270070712156,0.9684254653021297,null,null,null,"c",null,{"$f":"(AJ19+3)*W22-3","v":-2.8430442449288673},{"$f":"(AK19+3)*X22-3","v":-3.0717107516231756},-4.2973640973463869,-6.0567882934131028,-7.9875138990832992,-9.8174537194178413,-11.54139285854939,-13.330631302726825,null,null,null,null,null,null,null,{"$f":"MAX(AY21,0)","v":0},{"$f":"MAX(AZ21,0)","v":0},0,0,0,0,0,0]
[null,null,null,null,{"$f":"ROUND(E22,0.1)-2","v":49},42,39,36,32,25,19,null,null,null,null,{"$f":"J31","v":1},{"$f":"K31","v":0.6},null,null,null,"s",2,{"$f":"1-W9^(-0.75)","v":0.2800418087265476},{"$f":"1-X9^(-0.75)","v":0.46426112356174398},0.75008159172695099,0.85178913134474854,0.91435185290414156,0.93371556057437954,0.94584727877495445,0.96800274344081294,null,null,null,null,null,{"$f":"AJ22","v":-2.8430442449288673},{"$f":"AK22","v":-3.0717107516231756},-4.2973640973463869,-6.0567882934131028,-7.9875138990832992,-9.8174537194178413,-11.54139285854939,-13.330631302726825,null,null,null,null,null,null,null,{"$f":"IF($P$19=1,AY22)","v":false},{"$f":"IF($P$19=1,AZ22)","v":false},false,false,false,false,false,false]
[null,null,"L等級",null,{"$f":"(ROUNDUP(E23/5,0.1))*5","v":50},45,40,40,35,25,20,null,{"$f":"MAX(E24,F24,G24,H24,I24,J24,K24)","v":50},null,null,null,{"$f":"D32","v":4.82},null,null,null,null,null,{"$f":"1-(1/W9)^(-0.75)","v":-0.38896954312196019},{"$f":"1-(1/X9)^(-0.75)","v":-0.86658098558813501},-3.0013058938317467,-5.7471435062300831,-10.675675819125292,-14.086497052179586,-17.466292688122603,-30.252679371128107,null,null,null,"s",2,{"$f":"(AJ19+3)*W25-3","v":-2.6346173964209698},{"$f":"(AK19+3)*X25-3","v":-3.0709578597944414},-4.3691642328526346,-6.1009441190824116,-8.0166851238579344,-9.8110658793100498,-11.534937185007957,-13.326121937939002,null,null,null,null,null,null,null,{"$f":"IF($P$19=0,W76)","v":0},{"$f":"IF($P$19=0,X76)","v":0},0,0,0,0,0,0]
[null,null,null,null,null,null,null,null,null,null,null,null,null,null,null,null,{"$f":"F32","v":5.59},null,null,null,null,null,{"$f":"MAX(W23,W24)","v":0.2800418087265476},0.46426112356174398,0.75008159172695099,0.85178913134474854,0.91435185290414156,0.93371556057437954,0.94584727877495445,0.96800274344081294,null,null,null,null,null,{"$f":"AJ24","v":-2.6346173964209698},{"$f":"AK24","v":-3.0709578597944414},-4.3691642328526346,-6.1009441190824116,-8.0166851238579344,-9.8110658793100498,-11.534937185007957,-13.326121937939002,null,null,null,null,null,null,null,{"$f":"MAX(AY23,AY24)","v":0},{"$f":"MAX(AZ23,AZ24)","v":0},0,0,0,0,0,0]
[null,null,"決定ｆ",null,{"$f":"IF(E24=$M$24,63)","v":63},{"$f":"IF(F24=$M$24,125)","v":false},{"$f":"IF(G24=$M$24,250)","v":false},{"$f":"IF(H24=$M$24,500)","v":false},{"$f":"IF(I24=$M$24,1000)","v":false},{"$f":"IF(J24=$M$24,2000)","v":false},{"$f":"IF(K24=$M$24,4000)","v":false},null,{"$f":"MIN(E26,F26,G26,H26,I26,J26,K26)","v":63},null,null,{"$f":"H32","v":1},{"$f":"I32","v":0.6},null,null,null,"c",null,{"$f":"1-W10^(-0.75)","v":0.12029629519746399},{"$f":"1-X10^(-0.75)","v":0.46918712340645785},0.71074667584580176,0.83966009871909764,0.90903504254717449,0.93459125695036438,0.94656270070712156,0.9684254653021297,null,null,null,"c",null,{"$f":"(AJ19+3)*W28-3","v":-2.8430442449288673},{"$f":"(AK19+3)*X28-3","v":-3.0717107516231756},-4.2973640973463869,-6.0567882934131028,-7.9875138990832992,-9.8174537194178413,-11.54139285854939,-13.330631302726825,null,null,null,null,null,null,null,{"$f":"SQRT(AY20^2+AY25^2)","v":0},{"$f":"SQRT(AZ20^2+AZ25^2)","v":0},0,0,0,0,0,0]
[null,null,null,null,null,null,null,null,null,null,null,null,null,null,null,{"$f":"J32","v":1},{"$f":"K32","v":0.6},null,null,null,null,null,{"$f":"1-(1/W10)^(-0.75)","v":-0.13674637783237076},{"$f":"1-(1/X10)^(-0.75)","v":-0.88390305528651858},-2.4571772093685924,-5.2367507526905719,-9.9932442998019386,-14.288476025921291,-17.713520578935206,-30.671092213037419,null,null,null,null,null,{"$f":"AJ26","v":-2.8430442449288673},{"$f":"AK26","v":-3.0717107516231756},-4.2973640973463869,-6.0567882934131028,-7.9875138990832992,-9.8174537194178413,-11.54139285854939,-13.330631302726825,null,null,null,null,"小梁による端部拘束　　　　加振点2(dB)","s","x",{"$f":"-3*$BG27*LOG10($Q$20/W$47)-1.2*$BG27","v":-1.2251753535343979},-2.1282653405263416,-3.0209737311897653,-3.9240637181817091,-4.8271537051736519,-5.7302436921655957,-6.6333336791575395,-7.5364236661494823,{"$f":"(Q22-$Q$7/1000)/($Q$7/1000)","v":1.9999999999999998}]
[null,null,null,null,null,null,null,null,null,null,null,null,null,null,null,null,{"$f":"D33","v":3.91},null,null,null,null,null,{"$f":"MAX(W26,W27)","v":0.12029629519746399},0.46918712340645785,0.71074667584580176,0.83966009871909764,0.90903504254717449,0.93459125695036438,0.94656270070712156,0.9684254653021297,null,null,null,"s",3,{"$f":"(AJ19+3)*W31-3","v":-2.5940683853287618},{"$f":"(AK19+3)*X31-3","v":-3.091404269748848},-4.4223433921554278,-6.0591911468310755,-8.0086334256319773,-9.7980100658237692,-11.521742729877113,-13.316905454023001,null,null,null,null,null,null,null,{"$f":"MAX(AY27,0)","v":0},{"$f":"MAX(AZ27,0)","v":0},0,0,0,0,0,0]
[null,null,null,null,null,null,null,"x",null,"y",null,null,null,null,null,null,{"$f":"F33","v":4.2949999999999999},null,null,null,"s",3,{"$f":"1-W11^(-0.75)","v":0.31111996706551903},{"$f":"1-X11^(-0.75)","v":0.5980373294075193},0.77921521025088269,0.84032013138884132,0.9128843330159756,0.9319257649059618,0.94438506069298089,0.967138761612089,null,null,null,null,null,{"$f":"AJ28","v":-2.5940683853287618},{"$f":"AK28","v":-3.091404269748848},-4.4223433921554278,-6.0591911468310755,-8.0086334256319773,-9.7980100658237692,-11.521742729877113,-13.316905454023001,null,null,null,null,null,null,null,{"$f":"IF($P$22=1,AY28)","v":false},{"$f":"IF($P$22=1,AZ28)","v":false},false,false,false,false,false,false]
[null,null,"加振点1",{"$f":"E77","v":3.91},null,{"$f":"E108","v":4.2949999999999999},"小梁",{"$f":"E92","v":0},0.6,{"$f":"E123","v":0},0.6,null,null,null,null,{"$f":"H33","v":1},{"$f":"I33","v":0.6},null,null,null,null,null,{"$f":"1-(1/W11)^(-0.75)","v":-0.45163156455589926},{"$f":"1-(1/X11)^(-0.75)","v":-1.4877932035978132},-3.5292975169907432,-5.2625302030723153,-10.478991490513227,-13.689845557847157,-16.980780208705394,-29.43098948966821,null,null,null,"c",null,{"$f":"(AJ19+3)*W34-3","v":-2.9729058730326723},{"$f":"(AK19+3)*X34-3","v":-3.0781161316349728},-4.3849372721222668,-6.0420176616686518,-7.966940517647358,-9.8045020358809865,-11.528303639139548,-13.321488327214196,null,null,null,null,null,null,null,{"$f":"IF($P$22=0,W79)","v":0},{"$f":"IF($P$22=0,X79)","v":0},0,0,0,0,0,0]
[null,null,"加振点2",{"$f":"F77","v":3.91},null,{"$f":"F108","v":4.2949999999999999},"小梁",{"$f":"F92","v":0},0.6,{"$f":"F123","v":1},0.6,null,null,null,null,{"$f":"J33","v":0},{"$f":"K33","v":0.6},null,null,null,null,null,{"$f":"MAX(W29,W30)","v":0.31111996706551903},0.5980373294075193,0.77921521025088269,0.84032013138884132,0.9128843330159756,0.9319257649059618,0.94438506069298089,0.967138761612089,null,null,null,null,null,{"$f":"AJ30","v":-2.9729058730326723},{"$f":"AK30","v":-3.0781161316349728},-4.3849372721222668,-6.0420176616686518,-7.966940517647358,-9.8045020358809865,-11.528303639139548,-13.321488327214196,null,null,null,null,null,null,null,{"$f":"MAX(AY29,AY30)","v":0},0,0,0,0,0,0,0]
[null,null,"加振点3",{"$f":"G77","v":4.82},null,{"$f":"G108","v":5.59},"小梁",{"$f":"G92","v":1},0.6,{"$f":"G123","v":1},0.6,null,null,null,null,null,{"$f":"D34","v":3.91},null,null,null,"c",null,{"$f":"1-W12^(-0.75)","v":-2.1206237867004818E-2},{"$f":"1-X12^(-0.75)","v":0.51109606668253282},0.75872267810494376,0.8356027977488556,0.90528529366479094,0.93281573625091985,0.94511214491605677,0.96756837437945509,null,null,null,"s",4,{"$f":"(AJ19+3)*W37-3","v":-2.6346173964209698},{"$f":"(AK19+3)*X37-3","v":-3.0709578597944414},-4.3691642328526346,-6.1009441190824116,-8.0166851238579344,-9.8110658793100498,-11.534937185007957,-13.326121937939002,null,null,null,null,null,null,"y",{"$f":"-3*$BG32*LOG10($Q$21/W$47)-1.2*$BG32","v":-1.4698938181627637},-2.3729838051547074,-3.2656921958181311,-4.1687821828100748,-5.0718721698020186,-5.9749621567939615,-6.8780521437859052,-7.781142130777849,{"$f":"(Q23-$Q$7/1000)/($Q$7/1000)","v":1.9999999999999998}]
[null,null,"加振点4",{"$f":"H77","v":3.91},null,{"$f":"H108","v":4.2949999999999999},"小梁",{"$f":"H92","v":1},0.6,{"$f":"H123","v":0},0.6,null,null,null,null,null,{"$f":"F34","v":4.2949999999999999},null,null,null,null,null,{"$f":"1-(1/W12)^(-0.75)","v":2.076587184905776E-2},{"$f":"1-(1/X12)^(-0.75)","v":-1.0453916032429533},-3.144608337599796,-5.0828285780212479,-9.5580224940027314,-13.884437875732351,-17.218966626964043,-29.834100383994226,null,null,null,null,null,{"$f":"AJ32","v":-2.6346173964209698},{"$f":"AK32","v":-3.0709578597944414},-4.3691642328526346,-6.1009441190824116,-8.0166851238579344,-9.8110658793100498,-11.534937185007957,-13.326121937939002,null,null,null,null,null,null,null,{"$f":"MAX(AY32,0)","v":0},{"$f":"MAX(AZ32,0)","v":0},0,0,0,0,0,0]
[null,null,"加振点5",{"$f":"I77","v":3.91},null,{"$f":"I108","v":4.2949999999999999},"小梁",{"$f":"I92","v":1},0.6,{"$f":"I123","v":1},0.6,null,null,{"$f":"SQRT(Q4*(Q7/1000)^3/12/(1-Q6^2)/(Q5*Q7/1000))","v":188.93500865519326},null,{"$f":"H34","v":1},{"$f":"I34","v":0.6},null,null,null,null,null,{"$f":"MAX(W32,W33)","v":2.076587184905776E-2},0.51109606668253282,0.75872267810494376,0.8356027977488556,0.90528529366479094,0.93281573625091985,0.94511214491605677,0.96756837437945509,null,null,null,"c",null,{"$f":"(AJ19+3)*W40-3","v":-2.8430442449288673},{"$f":"(AK19+3)*X40-3","v":-3.0717107516231756},-4.2973640973463869,-6.0567882934131028,-7.9875138990832992,-9.8174537194178413,-11.54139285854939,-13.330631302726825,null,null,null,null,null,null,null,{"$f":"IF($P$23=1,AY33)","v":0},{"$f":"IF($P$23=1,AZ33)","v":0},0,0,0,0,0,0]
[null,null,null,null,null,null,null,null,null,null,null,null,null,null,null,{"$f":"J34","v":1},{"$f":"K34","v":0.6},null,null,null,"s",4,{"$f":"1-W13^(-0.75)","v":0.2800418087265476},{"$f":"1-X13^(-0.75)","v":0.46426112356174398},0.75008159172695099,0.85178913134474854,0.91435185290414156,0.93371556057437954,0.94584727877495445,0.96800274344081294,null,null,null,null,null,{"$f":"AJ34","v":-2.8430442449288673},{"$f":"AK34","v":-3.0717107516231756},-4.2973640973463869,-6.0567882934131028,-7.9875138990832992,-9.8174537194178413,-11.54139285854939,-13.330631302726825,null,null,null,null,null,null,null,{"$f":"IF($P$23=0,W81)","v":false},{"$f":"IF($P$23=0,X81)","v":false},false,false,false,false,false,false]
[null,1,"加振ｘ",null,{"$f":"Q11/4","v":0.91},{"$f":"Q11/4","v":0.91},{"$f":"Q11/2","v":1.82},{"$f":"Q11/4*3","v":2.73},{"$f":"Q11/4*3","v":2.73},null,null,null,null,340,null,null,{"$f":"SQRT(Q4/Q5/(1-Q6^2))","v":3272.4503431926028},null,null,null,null,null,{"$f":"1-(1/W13)^(-0.75)","v":-0.38896954312196019},{"$f":"1-(1/X13)^(-0.75)","v":-0.86658098558813501},-3.0013058938317467,-5.7471435062300831,-10.675675819125292,-14.086497052179586,-17.466292688122603,-30.252679371128107,null,null,null,"s",5,{"$f":"(AJ19+3)*W43-3","v":-2.6346173964209698},{"$f":"(AK19+3)*X43-3","v":-3.0709578597944414},-4.3691642328526346,-6.1009441190824116,-8.0166851238579344,-9.8110658793100498,-11.534937185007957,-13.326121937939002,null,null,null,null,null,null,null,{"$f":"MAX(AY34,AY35)","v":0},0,0,0,0,0,0,0]
[null,null,"加振ｙ",null,{"$f":"Q12/4","v":1.2949999999999999},{"$f":"Q12/4","v":1.2949999999999999},{"$f":"Q12/2","v":2.59},{"$f":"Q12/4","v":1.2949999999999999},{"$f":"Q12/4","v":1.2949999999999999},null,null,null,null,null,null,null,{"$f":"3.14/2*N34*(1/Q9^2+1/Q10^2)","v":8.6778827735346926},null,null,null,null,null,{"$f":"MAX(W35,W36)","v":0.2800418087265476},0.46426112356174398,0.75008159172695099,0.85178913134474854,0.91435185290414156,0.93371556057437954,0.94584727877495445,0.96800274344081294,null,null,null,null,null,{"$f":"AJ36","v":-2.6346173964209698},{"$f":"AK36","v":-3.0709578597944414},-4.3691642328526346,-6.1009441190824116,-8.0166851238579344,-9.8110658793100498,-11.534937185007957,-13.326121937939002,null,null,null,null,null,null,null,{"$f":"SQRT(AY31^2+AY36^2)","v":0},0,0,0,0,0,0,0]
[null,2,"加振ｘ",null,{"$f":"Q11/4+3","v":3.91},{"$f":"Q11/4+3","v":3.91},{"$f":"Q11/2+3","v":4.82},{"$f":"Q11/4+3","v":3.91},{"$f":"Q11/4+3","v":3.91},null,null,null,null,null,null,null,{"$f":"2*3.14/3*N34*SQRT((1/Q9^2+1/Q10^2)^2+2*(1/Q9^4+1/Q10^4))","v":17.539996421971733},null,null,null,"c",null,{"$f":"1-W14^(-0.75)","v":0.12029629519746399},{"$f":"1-X14^(-0.75)","v":0.46918712340645785},0.71074667584580176,0.83966009871909764,0.90903504254717449,0.93459125695036438,0.94656270070712156,0.9684254653021297,null,null,null,"c",null,{"$f":"(AJ19+3)*W46-3","v":-2.8430442449288673},{"$f":"(AK19+3)*X46-3","v":-3.0717107516231756},-4.2973640973463869,-6.0567882934131028,-7.9875138990832992,-9.8174537194178413,-11.54139285854939,-13.330631302726825,null,null,null,null,null,"c","x",{"$f":"-3*$BG38*LOG10($Q$20/W$47)-1.2*$BG38","v":-1.2251753535343979},-2.1282653405263416,-3.0209737311897653,-3.9240637181817091,-4.8271537051736519,-5.7302436921655957,-6.6333336791575395,-7.5364236661494823,{"$f":"(Q22-$Q$7/1000)/($Q$7/1000)","v":1.9999999999999998}]
[null,null,"加振ｙ",null,{"$f":"Q12/4","v":1.2949999999999999},{"$f":"Q12/4","v":1.2949999999999999},{"$f":"Q12/2","v":2.59},{"$f":"Q12/4","v":1.2949999999999999},{"$f":"Q12/4","v":1.2949999999999999},null,null,null,null,null,null,null,{"$f":"N36^2/2/3.14/N34","v":97.428440833302076},null,null,null,null,null,{"$f":"1-(1/W14)^(-0.75)","v":-0.13674637783237076},{"$f":"1-(1/X14)^(-0.75)","v":-0.88390305528651858},-2.4571772093685924,-5.2367507526905719,-9.9932442998019386,-14.288476025921291,-17.713520578935206,-30.671092213037419,null,null,null,null,null,{"$f":"AJ38","v":-2.8430442449288673},{"$f":"AK38","v":-3.0717107516231756},-4.2973640973463869,-6.0567882934131028,-7.9875138990832992,-9.8174537194178413,-11.54139285854939,-13.330631302726825,null,null,null,null,null,null,null,{"$f":"MAX(AY38,0)","v":0},{"$f":"MAX(AZ38,0)","v":0},0,0,0,0,0,0]
[null,3,"加振ｘ",null,{"$f":"Q11/4","v":0.91},{"$f":"Q11/4*3","v":2.73},{"$f":"Q11/2","v":1.82},{"$f":"Q11/4","v":0.91},{"$f":"Q11/4*3","v":2.73},null,null,null,null,null,null,null,{"$f":"SQRT(Q11*Q12/3.14)","v":2.4504776604432061},null,null,null,null,null,{"$f":"MAX(W38,W39)","v":0.12029629519746399},0.46918712340645785,0.71074667584580176,0.83966009871909764,0.90903504254717449,0.93459125695036438,0.94656270070712156,0.9684254653021297,null,null,"音響放射率",null,null,{"$f":"$Q$43+20*LOG10(AJ4/$Q$37)","v":-3.4252139421420971},2.5953859711375245,8.5467752422270173,14.567375155506642,20.587975068786267,26.608574982065893,32.629174895345514,38.649774808625139,null,null,null,null,null,null,null,{"$f":"IF($P$22=1,AY39)","v":false},{"$f":"IF($P$22=1,AZ39)","v":false},false,false,false,false,false,false]
[null,null,"加振ｙ",null,{"$f":"Q12/4","v":1.2949999999999999},{"$f":"Q12/4","v":1.2949999999999999},{"$f":"Q12/2","v":2.59},{"$f":"Q12/4*3","v":3.8849999999999998},{"$f":"Q12/4*3","v":3.8849999999999998},null,null,null,null,null,null,null,{"$f":"8*SQRT(Q4*(Q7/1000)^3/(12*(1-Q6^2))*Q5*Q7/1000)","v":695280.83185111126},null,null,null,"s",1,{"$f":"1-W15^(-0.75)","v":0.2800418087265476},{"$f":"1-X15^(-0.75)","v":0.46426112356174398},0.75008159172695099,0.85178913134474854,0.91435185290414156,0.93371556057437954,0.94584727877495445,0.96800274344081294,null,null,null,null,null,{"$f":"MIN(AJ40,0)","v":-3.4252139421420971},{"$f":"MIN(AK40,0)","v":0},0,0,0,0,0,0,{"$f":"Q11*Q12","v":18.8552},null,null,null,null,null,null,{"$f":"IF($P$22=0,W84)","v":0},{"$f":"IF($P$22=0,X84)","v":0},0,0,0,0,0,0]
[null,4,"加振ｘ",null,{"$f":"Q11/4","v":0.91},{"$f":"Q11/4*3","v":2.73},{"$f":"Q11/2","v":1.82},{"$f":"Q11/4","v":0.91},{"$f":"Q11/4*3","v":2.73},null,null,null,null,"ramd",null,null,{"$f":"N36/Q39","v":3.4897407481018048},null,null,null,null,null,{"$f":"1-(1/W15)^(-0.75)","v":-0.38896954312196019},{"$f":"1-(1/X15)^(-0.75)","v":-0.86658098558813501},-3.0013058938317467,-5.7471435062300831,-10.675675819125292,-14.086497052179586,-17.466292688122603,-30.252679371128107,null,null,null,null,null,{"$f":"$Q$43*LOG10($Q$39/AJ4)/(LOG10($Q$39/$Q$37))","v":-6.827593225434053},-2.6362916171269415,1.5068283016306581,5.6981299099377702,9.8894315182448818,14.080733126551994,18.272034734859105,22.463336343166215,null,null,null,null,null,null,null,{"$f":"MAX(AY40,AY41)","v":0},{"$f":"MAX(AZ40,AZ41)","v":0},0,0,0,0,0,0]
[null,null,"加振ｙ",null,{"$f":"Q12/4+3","v":4.2949999999999999},{"$f":"Q12/4+3","v":4.2949999999999999},{"$f":"Q12/2+3","v":5.59},{"$f":"Q12/4+3","v":4.2949999999999999},{"$f":"Q12/4+3","v":4.2949999999999999},null,null,null,null,"sig0",null,{"$f":"10*LOG10(Q42^2*Q11*Q12/(Q9*Q10)^2)","v":-14.62314943590496},{"$f":"MIN($P$43,0)","v":-14.62314943590496},null,null,null,null,null,{"$f":"MAX(W41,W42)","v":0.2800418087265476},0.46426112356174398,0.75008159172695099,0.85178913134474854,0.91435185290414156,0.93371556057437954,0.94584727877495445,0.96800274344081294,null,null,null,null,null,{"$f":"MIN(AJ42,0)","v":-6.827593225434053},{"$f":"MIN(AK42,0)","v":-2.6362916171269415},0,0,0,0,0,0,null,null,null,null,null,null,"y",{"$f":"-3*$BG43*LOG10($Q$21/W$47)-1.2*$BG43","v":-1.4698938181627637},-2.3729838051547074,-3.2656921958181311,-4.1687821828100748,-5.0718721698020186,-5.9749621567939615,-6.8780521437859052,-7.781142130777849,{"$f":"(Q23-$Q$7/1000)/($Q$7/1000)","v":1.9999999999999998}]
[null,5,"加振ｘ",null,{"$f":"Q11/4+3","v":3.91},{"$f":"Q11/4+3","v":3.91},{"$f":"Q11/2+3","v":4.82},{"$f":"Q11/4+3","v":3.91},{"$f":"Q11/4+3","v":3.91},null,null,null,null,"lx/ly",null,{"$f":"Q9/Q10","v":1.8451127819548871},{"$f":"MIN(P44,3)","v":1.8451127819548871},null,null,null,"c",null,{"$f":"1-W16^(-0.75)","v":0.12029629519746399},{"$f":"1-X16^(-0.75)","v":0.46918712340645785},0.71074667584580176,0.83966009871909764,0.90903504254717449,0.93459125695036438,0.94656270070712156,0.9684254653021297,null,null,null,null,null,{"$f":"MIN(AJ41,AJ43)","v":-6.827593225434053},{"$f":"MIN(AK41,AK43)","v":-2.6362916171269415},0,0,0,0,0,0,null,null,null,null,null,null,null,{"$f":"MAX(AY43,0)","v":0},{"$f":"MAX(AZ43,0)","v":0},0,0,0,0,0,0]
[null,null,"加振ｙ",null,{"$f":"Q12/4+3","v":4.2949999999999999},{"$f":"Q12/4+3","v":4.2949999999999999},{"$f":"Q12/2+3","v":5.59},{"$f":"Q12/4+3","v":4.2949999999999999},{"$f":"Q12/4+3","v":4.2949999999999999},null,null,null,null,null,null,null,null,null,null,null,null,null,{"$f":"1-(1/W16)^(-0.75)","v":-0.13674637783237076},{"$f":"1-(1/X16)^(-0.75)","v":-0.88390305528651858},-2.4571772093685924,-5.2367507526905719,-9.9932442998019386,-14.288476025921291,-17.713520578935206,-30.671092213037419,null,null,"10log(F/A)",null,null,{"$f":"10*LOG10($Q$11*$Q$12/(W6*($Q$11*$Q$12+$Q$12*$Q$13+$Q$11*$Q$13)*2))","v":3.7208933862294034},{"$f":"10*LOG10($Q$11*$Q$12/(X6*($Q$11*$Q$12+$Q$12*$Q$13+$Q$11*$Q$13)*2))","v":3.7208933862294034},3.7208933862294034,3.7208933862294034,1.9599807956725903,1.9599807956725903,0.71059342958959149,0.71059342958959149,null,null,null,null,null,null,null,{"$f":"IF($P$23=1,AY44)","v":0},{"$f":"IF($P$23=1,AZ44)","v":0},0,0,0,0,0,0]
[null,6,"加振ｘ",null,{"$f":"Q11/4","v":0.91},{"$f":"Q11/4","v":0.91},{"$f":"Q11/2","v":1.82},{"$f":"Q11/4*3","v":2.73},{"$f":"Q11/4*3","v":2.73},null,null,null,null,null,null,null,null,null,null,null,null,null,{"$f":"MAX(W44,W45)","v":0.12029629519746399},0.46918712340645785,0.71074667584580176,0.83966009871909764,0.90903504254717449,0.93459125695036438,0.94656270070712156,0.9684254653021297,null,null,"床衝撃音レベル(dB)　　補正前","s",1,{"$f":"AJ$44+W$5-AJ5+AJ$21+AJ$45+152.1","v":86.15770612599097},{"$f":"AK$44+X$5-AK5+AK$21+AK$45+152.1","v":76.951952001967868},57.60852402305089,45.876744136821117,34.200090541487072,27.405709782089346,19.432451110266499,12.641266358538161,null,null,null,null,null,null,null,{"$f":"IF($P$23=0,W86)","v":false},{"$f":"IF($P$23=0,X86)","v":false},false,false,false,false,false,false]
[null,null,"加振ｙ",null,{"$f":"Q12/4","v":1.2949999999999999},{"$f":"Q12/4","v":1.2949999999999999},{"$f":"Q12/2","v":2.59},{"$f":"Q12/4","v":1.2949999999999999},{"$f":"Q12/4","v":1.2949999999999999},null,null,null,null,null,null,null,null,null,null,"曲げ波の波長(m)",null,null,{"$f":"SQRT(3.14*$Q$36*$Q$7/1000/W4/1.73205)","v":6.1373496362563245},4.3397615463096377,3.0809250657114693,2.1785430062921893,1.5404625328557346,1.0892715031460947,0.77023126642786732,0.54463575157304733,null,null,null,"c",null,{"$f":"AJ$44+W$5-AJ6+AJ$23+AJ$45+152.1","v":89.383807818358363},{"$f":"AK$44+X$5-AK6+AK$23+AK$45+152.1","v":76.845290113477802},58.062398007435633,45.920899962490424,34.22926176626342,27.399321945928875,19.425995440714303,12.636756996536889,null,null,null,null,null,null,null,{"$f":"MAX(AY45,AY46)","v":0},{"$f":"MAX(AZ45,AZ46)","v":0},0,0,0,0,0,0]
[null,7,"加振ｘ",null,{"$f":"Q11/4+3","v":3.91},{"$f":"Q11/4+3","v":3.91},{"$f":"Q11/2+3","v":4.82},{"$f":"Q11/4+3","v":3.91},{"$f":"Q11/4+3","v":3.91},null,null,null,null,null,null,null,null,null,null,"共振による低下量(dB)","s",1,{"$f":"21.5*W19-20*LOG10(2.2925*($Q$44/(1+$Q$44^2))*LN(1/2/$Q$8^2))","v":-9.6422284919424541},{"$f":"21.5*X19-20*LOG10(2.2925*($Q$44/(1+$Q$44^2))*LN(1/2/$Q$8^2))","v":-5.6815132229857301},0.46362684256621911,2.6503389443488761,3.9954374578825078,4.4117571844202548,4.6725891236032435,5.1489316100304432,null,null,null,"s",2,{"$f":"AJ$44+W$5-AJ7+AJ$25+AJ$45+152.1","v":86.15770612599097},{"$f":"AK$44+X$5-AK7+AK$25+AK$45+152.1","v":76.951952001967868},57.60852402305089,45.876744136821117,34.200090541488777,27.405709786036667,19.432451114255741,12.64126636132471,null,null,null,null,null,null,null,{"$f":"SQRT(AY42^2+AY47^2)","v":0},{"$f":"SQRT(AZ42^2+AZ47^2)","v":0},0,0,0,0,0,0]
[null,null,"加振ｙ",null,{"$f":"Q12/4","v":1.2949999999999999},{"$f":"Q12/4","v":1.2949999999999999},{"$f":"Q12/2","v":2.59},{"$f":"Q12/4","v":1.2949999999999999},{"$f":"Q12/4","v":1.2949999999999999},null,null,null,null,null,null,null,null,null,null,null,null,null,{"$f":"MIN(W48,0)","v":-9.6422284919424541},-5.6815132229857301,0,0,0,0,0,0,null,null,null,"c",null,{"$f":"AJ$44+W$5-AJ8+AJ$27+AJ$45+152.1","v":89.383807818358363},{"$f":"AK$44+X$5-AK8+AK$27+AK$45+152.1","v":76.845290113477802},58.062398007435633,45.920899962490424,34.22926176626342,27.399321945928875,19.425995440714303,12.636756996536889,null,null,null,null,"小梁による端部拘束　　　　加振点3(dB)","s","x",{"$f":"-3*$BG49*LOG10($Q$24/W$47)-1.2*$BG49","v":-1.7703970385922947},-2.673487025584238,-3.5661954162476617,-4.4692854032396063,-5.3723753902315492,-6.2754653772234921,-7.1785553642154358,-8.0816453512073796,{"$f":"(Q26-$Q$7/1000)/($Q$7/1000)","v":1.9999999999999998}]
[null,8,"加振ｘ",null,{"$f":"Q11/4","v":0.91},{"$f":"Q11/4*3","v":2.73},{"$f":"Q11/2","v":1.82},{"$f":"Q11/4","v":0.91},{"$f":"Q11/4*3","v":2.73},null,null,null,null,null,null,null,null,null,null,null,"c",null,{"$f":"21.5*W22-20*LOG10(2.2925*($Q$44/(1+$Q$44^2))*LN(1/2/$Q$8^2))","v":-13.076757032817751},{"$f":"21.5*X22-20*LOG10(2.2925*($Q$44/(1+$Q$44^2))*LN(1/2/$Q$8^2))","v":-5.5756042263243835},-0.38207384887848939,2.3895647428973721,3.8811260352010262,4.4305846448696062,4.6879706856398879,5.1580201244325625,null,null,null,"s",3,{"$f":"AJ$44+W$5-AJ9+AJ$29+AJ$45+152.1","v":85.530074732795285},{"$f":"AK$44+X$5-AK9+AK$29+AK$45+152.1","v":74.055317166329303},57.555344863748104,45.918497109072447,34.208142239714746,27.418765599522942,19.445645569386585,12.650482845240703,null,null,null,null,null,null,null,{"$f":"MAX(AY49,0)","v":0},{"$f":"MAX(AZ49,0)","v":0},0,0,0,0,0,0]
[null,null,"加振ｙ",null,{"$f":"Q12/4","v":1.2949999999999999},{"$f":"Q12/4","v":1.2949999999999999},{"$f":"Q12/2","v":2.59},{"$f":"Q12/4*3","v":3.8849999999999998},{"$f":"Q12/4*3","v":3.8849999999999998},null,null,null,null,null,null,null,null,null,null,null,null,null,{"$f":"MIN(W50,0)","v":-13.076757032817751},-5.5756042263243835,-0.38207384887848939,0,0,0,0,0,null,null,null,"c",null,{"$f":"AJ$44+W$5-AJ10+AJ$31+AJ$45+152.1","v":91.393850292245304},{"$f":"AK$44+X$5-AK10+AK$31+AK$45+152.1","v":75.937842453030385},57.592750983781258,45.935670594234878,34.249835147699358,27.41227362946573,19.439084660124166,12.645899972049506,null,null,null,null,null,null,null,{"$f":"IF($P$26=1,AY50)","v":0},{"$f":"IF($P$26=1,AZ50)","v":0},0,0,0,0,0,0]
[null,9,"加振ｘ",null,{"$f":"Q11/4","v":0.91},{"$f":"Q11/4*3","v":2.73},{"$f":"Q11/2","v":1.82},{"$f":"Q11/4","v":0.91},{"$f":"Q11/4*3","v":2.73},null,null,null,null,null,null,null,null,null,null,null,"s",2,{"$f":"21.5*W25-20*LOG10(2.2925*($Q$44/(1+$Q$44^2))*LN(1/2/$Q$8^2))","v":-9.6422284919424541},{"$f":"21.5*X25-20*LOG10(2.2925*($Q$44/(1+$Q$44^2))*LN(1/2/$Q$8^2))","v":-5.6815132229857301},0.46362684256621911,2.650338944348869,3.9954374578758181,4.4117571727859346,4.6725891140982956,5.148931604414253,null,null,null,"s",4,{"$f":"AJ$44+W$5-AJ11+AJ$33+AJ$45+152.1","v":86.15770612599097},{"$f":"AK$44+X$5-AK11+AK$33+AK$45+152.1","v":76.951952001967868},57.60852402305089,45.876744136821117,34.200090541488777,27.405709786036667,19.432451114255741,12.64126636132471,null,null,null,null,null,null,null,{"$f":"IF($P$26=0,W89)","v":false},{"$f":"IF($P$26=0,X89)","v":false},false,false,false,false,false,false]
[null,null,"加振ｙ",null,{"$f":"Q12/4+3","v":4.2949999999999999},{"$f":"Q12/4+3","v":4.2949999999999999},{"$f":"Q12/2+3","v":5.59},{"$f":"Q12/4+3","v":4.2949999999999999},{"$f":"Q12/4+3","v":4.2949999999999999},null,null,null,null,null,null,null,null,null,null,null,null,null,{"$f":"MIN(W52,0)","v":-9.6422284919424541},-5.6815132229857301,0,0,0,0,0,0,null,null,null,"c",null,{"$f":"AJ$44+W$5-AJ12+AJ$35+AJ$45+152.1","v":89.383807818358363},{"$f":"AK$44+X$5-AK12+AK$35+AK$45+152.1","v":76.845290113477802},58.062398007435633,45.920899962490424,34.22926176626342,27.399321945928875,19.425995440714303,12.636756996536889,null,null,null,null,null,null,null,{"$f":"MAX(AY51,AY52)","v":0},{"$f":"MAX(AZ51,AZ52)","v":0},0,0,0,0,0,0]
[null,10,"加振ｘ",null,{"$f":"Q11/4+3","v":3.91},{"$f":"Q11/4+3","v":3.91},{"$f":"Q11/2+3","v":4.82},{"$f":"Q11/4+3","v":3.91},{"$f":"Q11/4+3","v":3.91},null,null,null,null,null,null,null,null,null,null,null,"c",null,{"$f":"21.5*W28-20*LOG10(2.2925*($Q$44/(1+$Q$44^2))*LN(1/2/$Q$8^2))","v":-13.076757032817751},{"$f":"21.5*X28-20*LOG10(2.2925*($Q$44/(1+$Q$44^2))*LN(1/2/$Q$8^2))","v":-5.5756042263243835},-0.38207384887848939,2.3895647428973721,3.8811260352010262,4.4305846448696062,4.6879706856398879,5.1580201244325625,null,null,null,"s",5,{"$f":"AJ$44+W$5-AJ13+AJ$37+AJ$45+152.1","v":86.15770612599097},{"$f":"AK$44+X$5-AK13+AK$37+AK$45+152.1","v":76.951952001967868},57.60852402305089,45.876744136821117,34.200090541488777,27.405709786036667,19.432451114255741,12.64126636132471,null,null,null,null,null,null,"y",{"$f":"-3*$BG54*LOG10($Q$25/W$47)-1.2*$BG54","v":-2.1565856564777368},-3.0596756434696801,-3.9523840341331038,-4.8554740211250476,-5.7585640081169913,-6.6616539951089342,-7.564743982100878,-8.4678339690928226,{"$f":"(Q27-$Q$7/1000)/($Q$7/1000)","v":1.9999999999999998}]
[null,null,"加振ｙ",null,{"$f":"Q12/4+3","v":4.2949999999999999},{"$f":"Q12/4+3","v":4.2949999999999999},{"$f":"Q12/2+3","v":5.59},{"$f":"Q12/4+3","v":4.2949999999999999},{"$f":"Q12/4+3","v":4.2949999999999999},null,null,null,null,null,null,null,null,null,null,null,null,null,{"$f":"MIN(W54,0)","v":-13.076757032817751},-5.5756042263243835,-0.38207384887848939,0,0,0,0,0,null,null,null,"c",null,{"$f":"AJ$44+W$5-AJ14+AJ$39+AJ$45+152.1","v":89.383807818358363},{"$f":"AK$44+X$5-AK14+AK$39+AK$45+152.1","v":76.845290113477802},58.062398007435633,45.920899962490424,34.22926176626342,27.399321945928875,19.425995440714303,12.636756996536889,null,null,null,null,null,null,null,{"$f":"MAX(AY54,0)","v":0},{"$f":"MAX(AZ54,0)","v":0},0,0,0,0,0,0]
[null,11,"加振ｘ",null,{"$f":"Q11/4","v":0.91},{"$f":"Q11/4*3","v":2.73},{"$f":"Q11/2","v":1.82},{"$f":"Q11/4","v":0.91},{"$f":"Q11/4*3","v":2.73},null,null,null,null,null,null,null,null,null,null,null,"s",3,{"$f":"21.5*W31-20*LOG10(2.2925*($Q$44/(1+$Q$44^2))*LN(1/2/$Q$8^2))","v":-8.9740480876545661},{"$f":"21.5*X31-20*LOG10(2.2925*($Q$44/(1+$Q$44^2))*LN(1/2/$Q$8^2))","v":-2.8053247973015623},1.0899996408307526,2.403755445296861,3.9638857802802487,4.3732765659149511,4.6411514253358614,5.1303559950966875,null,null,"Fast-Peak補正(dB)",null,null,4,4,4,4,4,4,4,4,null,null,null,null,null,null,null,{"$f":"IF($P$27=1,AY55)","v":0},{"$f":"IF($P$27=1,AZ55)","v":0},0,0,0,0,0,0]
[null,null,"加振ｙ",null,{"$f":"Q12/4","v":1.2949999999999999},{"$f":"Q12/4","v":1.2949999999999999},{"$f":"Q12/2","v":2.59},{"$f":"Q12/4*3","v":3.8849999999999998},{"$f":"Q12/4*3","v":3.8849999999999998},null,null,null,null,null,null,null,null,null,null,null,null,null,{"$f":"MIN(W56,0)","v":-8.9740480876545661},-2.8053247973015623,0,0,0,0,0,0,null,null,"音場補正(dB)",null,null,-7,-7,-5,-3,-1,0,0,0,{"$f":"Q11*Q12","v":18.8552},null,null,null,null,null,null,{"$f":"IF($P$27=0,W91)","v":false},{"$f":"IF($P$27=0,X91)","v":false},false,false,false,false,false,false]
[null,12,"加振ｘ",null,{"$f":"Q11/4","v":0.91},{"$f":"Q11/4*3","v":2.73},{"$f":"Q11/2","v":1.82},{"$f":"Q11/4","v":0.91},{"$f":"Q11/4*3","v":2.73},null,null,null,null,null,null,null,null,null,null,null,"c",null,{"$f":"21.5*W34-20*LOG10(2.2925*($Q$44/(1+$Q$44^2))*LN(1/2/$Q$8^2))","v":-15.216661134808485},{"$f":"21.5*X34-20*LOG10(2.2925*($Q$44/(1+$Q$44^2))*LN(1/2/$Q$8^2))","v":-4.6745619458887706},0.64941019969306346,2.30233277203717,3.8005064342297796,4.392410949831552,4.6567837361319935,5.1395926695950589,null,null,null,null,null,{"$f":"IF(AR57<15,-20)","v":false},-7,-5,-3,-1,0,0,0,null,null,null,null,null,null,null,{"$f":"MAX(AY56,AY57)","v":0},{"$f":"MAX(AZ56,AZ57)","v":0},0,0,0,0,0,0]
[null,null,"加振ｙ",null,{"$f":"Q12/4+3","v":4.2949999999999999},{"$f":"Q12/4+3","v":4.2949999999999999},{"$f":"Q12/2+3","v":5.59},{"$f":"Q12/4+3","v":4.2949999999999999},{"$f":"Q12/4+3","v":4.2949999999999999},null,null,null,null,null,null,null,null,null,null,null,null,null,{"$f":"MIN(W58,0)","v":-15.216661134808485},-4.6745619458887706,0,0,0,0,0,0,null,null,null,null,null,{"$f":"MIN(AJ57,AJ58)","v":-7},-7,-5,-3,0,0,0,0,null,null,null,null,null,null,null,{"$f":"SQRT(AY53^2+AY58^2)","v":0},{"$f":"SQRT(AZ53^2+AZ58^2)","v":0},0,0,0,0,0,0]
[null,13,"加振ｘ",null,{"$f":"Q11/4+3","v":3.91},{"$f":"Q11/4+3","v":3.91},{"$f":"Q11/2+3","v":4.82},{"$f":"Q11/4+3","v":3.91},{"$f":"Q11/4+3","v":3.91},null,null,null,null,null,null,null,null,null,null,null,"s",4,{"$f":"21.5*W37-20*LOG10(2.2925*($Q$44/(1+$Q$44^2))*LN(1/2/$Q$8^2))","v":-9.6422284919424541},{"$f":"21.5*X37-20*LOG10(2.2925*($Q$44/(1+$Q$44^2))*LN(1/2/$Q$8^2))","v":-5.6815132229857301},0.46362684256621911,2.650338944348869,3.9954374578758181,4.4117571727859346,4.6725891140982956,5.148931604414253,null,null,"床衝撃音レベル(dB)　　　補正後","s",1,{"$f":"AJ46+AJ$56+AJ$59","v":83.15770612599097},73.951952001967868,56.60852402305089,46.876744136821117,38.200090541487072,31.405709782089346,23.432451110266499,16.641266358538161,null,null,null,null,null,"c","x",{"$f":"-3*$BG60*LOG10($Q$24/W$47)-1.2*$BG60","v":-1.7703970385922947},-2.673487025584238,-3.5661954162476617,-4.4692854032396063,-5.3723753902315492,-6.2754653772234921,-7.1785553642154358,-8.0816453512073796,{"$f":"(Q26-$Q$7/1000)/($Q$7/1000)","v":1.9999999999999998}]
[null,null,"加振ｙ",null,{"$f":"Q12/4+3","v":4.2949999999999999},{"$f":"Q12/4+3","v":4.2949999999999999},{"$f":"Q12/2+3","v":5.59},{"$f":"Q12/4+3","v":4.2949999999999999},{"$f":"Q12/4+3","v":4.2949999999999999},null,null,null,null,null,null,null,null,null,null,null,null,null,{"$f":"MIN(W60,0)","v":-9.6422284919424541},-5.6815132229857301,0,0,0,0,0,0,null,null,null,null,2,{"$f":"AJ48+AJ$56+AJ$59","v":83.15770612599097},73.951952001967868,56.60852402305089,46.876744136821117,38.200090541488777,31.405709786036667,23.432451114255741,16.64126636132471,null,null,null,null,null,null,null,{"$f":"MAX(AY60,0)","v":0},{"$f":"MAX(AZ60,0)","v":0},0,0,0,0,0,0]
[null,null,null,null,null,null,null,null,null,null,null,null,null,null,null,null,null,null,null,null,"c",null,{"$f":"21.5*W40-20*LOG10(2.2925*($Q$44/(1+$Q$44^2))*LN(1/2/$Q$8^2))","v":-13.076757032817751},{"$f":"21.5*X40-20*LOG10(2.2925*($Q$44/(1+$Q$44^2))*LN(1/2/$Q$8^2))","v":-5.5756042263243835},-0.38207384887848939,2.3895647428973721,3.8811260352010262,4.4305846448696062,4.6879706856398879,5.1580201244325625,null,null,null,null,3,{"$f":"AJ50+AJ$56+AJ$59","v":82.530074732795285},71.055317166329303,56.555344863748104,46.918497109072447,38.208142239714746,31.418765599522942,23.445645569386585,16.650482845240703,null,null,null,null,null,null,null,{"$f":"IF($P$26=1,AY61)","v":0},{"$f":"IF($P$26=1,AZ61)","v":0},0,0,0,0,0,0]
[null,null,null,null,"加振１ｘ","加振2x","加振3x","加振4x","加振5x",null,null,null,null,null,null,null,null,null,null,null,null,null,{"$f":"MIN(W62,0)","v":-13.076757032817751},-5.5756042263243835,-0.38207384887848939,0,0,0,0,0,null,null,null,null,4,{"$f":"AJ52+AJ$56+AJ$59","v":83.15770612599097},73.951952001967868,56.60852402305089,46.876744136821117,38.200090541488777,31.405709786036667,23.432451114255741,16.64126636132471,null,null,null,null,null,null,null,{"$f":"IF($P$26=0,W94)","v":false},{"$f":"IF($P$26=0,X94)","v":false},false,false,false,false,false,false]
[null,null,1,null,{"$f":"IF(床衝撃音計算シート!$N$13=1,E36,0)","v":0},{"$f":"IF(床衝撃音計算シート!$N$13=1,F36,0)","v":0},{"$f":"IF(床衝撃音計算シート!$N$13=1,G36,0)","v":0},{"$f":"IF(床衝撃音計算シート!$N$13=1,H36,0)","v":0},{"$f":"IF(床衝撃音計算シート!$N$13=1,I36,0)","v":0},null,null,null,null,null,null,null,null,null,null,null,"s",5,{"$f":"21.5*W43-20*LOG10(2.2925*($Q$44/(1+$Q$44^2))*LN(1/2/$Q$8^2))","v":-9.6422284919424541},{"$f":"21.5*X43-20*LOG10(2.2925*($Q$44/(1+$Q$44^2))*LN(1/2/$Q$8^2))","v":-5.6815132229857301},0.46362684256621911,2.650338944348869,3.9954374578758181,4.4117571727859346,4.6725891140982956,5.148931604414253,null,null,null,null,5,{"$f":"AJ54+AJ$56+AJ$59","v":83.15770612599097},73.951952001967868,56.60852402305089,46.876744136821117,38.200090541488777,31.405709786036667,23.432451114255741,16.64126636132471,null,null,null,null,null,null,null,{"$f":"MAX(AY62,AY63)","v":0},{"$f":"MAX(AZ62,AZ63)","v":0},0,0,0,0,0,0]
[null,null,2,null,{"$f":"IF(床衝撃音計算シート!$N$13=2,E38,0)","v":0},{"$f":"IF(床衝撃音計算シート!$N$13=2,F38,0)","v":0},{"$f":"IF(床衝撃音計算シート!$N$13=2,G38,0)","v":0},{"$f":"IF(床衝撃音計算シート!$N$13=2,H38,0)","v":0},{"$f":"IF(床衝撃音計算シート!$N$13=2,I38,0)","v":0},null,null,null,null,null,null,null,null,null,null,null,null,null,{"$f":"MIN(W64,0)","v":-9.6422284919424541},{"$f":"MIN(X64,0)","v":-5.6815132229857301},0,0,0,0,0,0,null,null,null,"c",1,{"$f":"AJ47+AJ$56+AJ$59","v":86.383807818358363},73.845290113477802,57.062398007435633,46.920899962490424,38.22926176626342,31.399321945928875,23.425995440714303,16.636756996536889,null,null,null,null,null,null,"y",{"$f":"-3*$BG65*LOG10($Q$25/W$47)-1.2*$BG65","v":-2.1565856564777368},-3.0596756434696801,-3.9523840341331038,-4.8554740211250476,-5.7585640081169913,-6.6616539951089342,-7.564743982100878,-8.4678339690928226,{"$f":"(Q27-$Q$7/1000)/($Q$7/1000)","v":1.9999999999999998}]
[null,null,3,null,{"$f":"IF(床衝撃音計算シート!$N$13=3,E40,0)","v":0},{"$f":"IF(床衝撃音計算シート!$N$13=3,F40,0)","v":0},{"$f":"IF(床衝撃音計算シート!$N$13=3,G40,0)","v":0},{"$f":"IF(床衝撃音計算シート!$N$13=3,H40,0)","v":0},{"$f":"IF(床衝撃音計算シート!$N$13=3,I40,0)","v":0},null,null,null,null,null,null,null,null,null,null,null,"c",null,{"$f":"21.5*W46-20*LOG10(2.2925*($Q$44/(1+$Q$44^2))*LN(1/2/$Q$8^2))","v":-13.076757032817751},{"$f":"21.5*X46-20*LOG10(2.2925*($Q$44/(1+$Q$44^2))*LN(1/2/$Q$8^2))","v":-5.5756042263243835},-0.38207384887848939,2.3895647428973721,3.8811260352010262,4.4305846448696062,4.6879706856398879,5.1580201244325625,null,null,null,null,2,{"$f":"AJ49+AJ$56+AJ$59","v":86.383807818358363},73.845290113477802,57.062398007435633,46.920899962490424,38.22926176626342,31.399321945928875,23.425995440714303,16.636756996536889,null,null,null,null,null,null,null,{"$f":"MAX(AY65,0)","v":0},{"$f":"MAX(AZ65,0)","v":0},0,0,0,0,0,0]
[null,null,4,null,{"$f":"IF(床衝撃音計算シート!$N$13=4,E42,0)","v":0},{"$f":"IF(床衝撃音計算シート!$N$13=4,F42,0)","v":0},{"$f":"IF(床衝撃音計算シート!$N$13=4,G42,0)","v":0},{"$f":"IF(床衝撃音計算シート!$N$13=4,H42,0)","v":0},{"$f":"IF(床衝撃音計算シート!$N$13=4,I42,0)","v":0},null,null,null,null,null,null,null,null,null,null,null,null,null,{"$f":"MIN(W66,0)","v":-13.076757032817751},{"$f":"MIN(X66,0)","v":-5.5756042263243835},-0.38207384887848939,0,0,0,0,0,null,null,null,null,3,{"$f":"AJ51+AJ$56+AJ$59","v":88.393850292245304},72.937842453030385,56.592750983781258,46.935670594234878,38.249835147699358,31.41227362946573,23.439084660124166,16.645899972049506,null,null,null,null,null,null,null,{"$f":"IF($P$27=1,AY66)","v":0},{"$f":"IF($P$27=1,AZ66)","v":0},0,0,0,0,0,0]
[null,null,5,null,{"$f":"IF(床衝撃音計算シート!$N$13=5,E44,0)","v":0},{"$f":"IF(床衝撃音計算シート!$N$13=5,F44,0)","v":0},{"$f":"IF(床衝撃音計算シート!$N$13=5,G44,0)","v":0},{"$f":"IF(床衝撃音計算シート!$N$13=5,H44,0)","v":0},{"$f":"IF(床衝撃音計算シート!$N$13=5,I44,0)","v":0},null,null,null,null,null,null,null,null,null,null,"拘束による増加量(dB)","s",1,{"$f":"-30.6*LOG10($Q$16/W$47)-23.1","v":-17.108394303025431},-21.714153236684346,-26.26696602906781,-30.872724962726721,-35.478483896385633,-40.084242830044545,-44.690001763703464,-49.295760697362368,null,null,null,null,4,{"$f":"AJ53+AJ$56+AJ$59","v":86.383807818358363},73.845290113477802,57.062398007435633,46.920899962490424,38.22926176626342,31.399321945928875,23.425995440714303,16.636756996536889,null,null,null,null,null,null,null,{"$f":"IF($P$27=0,W96)","v":false},{"$f":"IF($P$27=0,X96)","v":false},false,false,false,false,false,false]
[null,null,6,null,{"$f":"IF(床衝撃音計算シート!$N$13=6,E46,0)","v":0},{"$f":"IF(床衝撃音計算シート!$N$13=6,F46,0)","v":0},{"$f":"IF(床衝撃音計算シート!$N$13=6,G46,0)","v":0},{"$f":"IF(床衝撃音計算シート!$N$13=6,H46,0)","v":0},{"$f":"IF(床衝撃音計算シート!$N$13=6,I46,0)","v":0},null,null,null,null,null,null,null,null,null,null,null,null,null,{"$f":"MAX(W68,0)","v":0},{"$f":"MAX(X68,0)","v":0},0,0,0,0,0,0,null,null,null,null,5,{"$f":"AJ55+AJ$56+AJ$59","v":86.383807818358363},73.845290113477802,57.062398007435633,46.920899962490424,38.22926176626342,31.399321945928875,23.425995440714303,16.636756996536889,null,null,null,null,null,null,null,{"$f":"MAX(AY67,AY68)","v":0},{"$f":"MAX(AZ67,AZ68)","v":0},0,0,0,0,0,0]
[null,null,7,null,{"$f":"IF(床衝撃音計算シート!$N$13=7,E48,0)","v":0},{"$f":"IF(床衝撃音計算シート!$N$13=7,F48,0)","v":0},{"$f":"IF(床衝撃音計算シート!$N$13=7,G48,0)","v":0},{"$f":"IF(床衝撃音計算シート!$N$13=7,H48,0)","v":0},{"$f":"IF(床衝撃音計算シート!$N$13=7,I48,0)","v":0},null,null,null,null,null,null,null,null,null,null,null,null,null,{"$f":"-30.6*LOG10($Q$17/W$47)-23.1","v":-18.356458472630099},-22.96221740628901,-27.515030198672473,-32.120789132331389,-36.726548065990301,-41.332306999649212,-45.938065933308124,-50.543824866967036,null,null,"床衝撃音レベル(dB)　　　補正後","s",1,{"$f":"MAX(AJ60,0)","v":83.15770612599097},{"$f":"MAX(AK60,0)","v":73.951952001967868},56.60852402305089,46.876744136821117,38.200090541487072,31.405709782089346,23.432451110266499,16.641266358538161,null,null,null,null,null,null,null,{"$f":"SQRT(AY64^2+AY69^2)","v":0},{"$f":"SQRT(AZ64^2+AZ69^2)","v":0},0,0,0,0,0,0]
[null,null,8,null,{"$f":"IF(床衝撃音計算シート!$N$13=8,E50,0)","v":0},{"$f":"IF(床衝撃音計算シート!$N$13=8,F50,0)","v":0},{"$f":"IF(床衝撃音計算シート!$N$13=8,G50,0)","v":0},{"$f":"IF(床衝撃音計算シート!$N$13=8,H50,0)","v":0},{"$f":"IF(床衝撃音計算シート!$N$13=8,I50,0)","v":0},null,null,null,null,null,null,null,null,null,null,null,null,null,{"$f":"MAX(W70,0)","v":0},{"$f":"MAX(X70,0)","v":0},0,0,0,0,0,0,null,null,null,null,2,{"$f":"MAX(AJ61,0)","v":83.15770612599097},73.951952001967868,56.60852402305089,46.876744136821117,38.200090541488777,31.405709786036667,23.432451114255741,16.64126636132471,null,null,null,null,"小梁による端部拘束　　　　加振点4(dB)","s","x",{"$f":"-3*$BG71*LOG10($Q$28/W$47)-1.2*$BG71","v":-1.2251753535343979},-2.1282653405263416,-3.0209737311897653,-3.9240637181817091,-4.8271537051736519,-5.7302436921655957,-6.6333336791575395,-7.5364236661494823,{"$f":"(Q30-$Q$7/1000)/($Q$7/1000)","v":1.9999999999999998}]
[null,null,9,null,{"$f":"IF(床衝撃音計算シート!$N$13=9,E52,0)","v":0},{"$f":"IF(床衝撃音計算シート!$N$13=9,F52,0)","v":0},{"$f":"IF(床衝撃音計算シート!$N$13=9,G52,0)","v":0},{"$f":"IF(床衝撃音計算シート!$N$13=9,H52,0)","v":0},{"$f":"IF(床衝撃音計算シート!$N$13=9,I52,0)","v":0},null,null,null,null,null,null,null,null,null,null,null,null,null,{"$f":"SQRT(W69^2+W71^2)","v":0},{"$f":"SQRT(X69^2+X71^2)","v":0},0,0,0,0,0,0,null,null,null,null,3,82.530074732795285,71.055317166329303,56.555344863748104,46.918497109072447,38.208142239714746,31.418765599522942,23.445645569386585,16.650482845240703,null,null,null,null,null,null,null,{"$f":"MAX(AY71,0)","v":0},{"$f":"MAX(AZ71,0)","v":0},0,0,0,0,0,0]
[null,null,10,null,{"$f":"IF(床衝撃音計算シート!$N$13=10,E54,0)","v":0},{"$f":"IF(床衝撃音計算シート!$N$13=10,F54,0)","v":0},{"$f":"IF(床衝撃音計算シート!$N$13=10,G54,0)","v":0},{"$f":"IF(床衝撃音計算シート!$N$13=10,H54,0)","v":0},{"$f":"IF(床衝撃音計算シート!$N$13=10,I54,0)","v":0},null,null,null,null,null,null,null,null,null,null,null,"c",null,{"$f":"-40*LOG10($Q$16/W$47)-23.3","v":-15.467835690229322},-21.488435603508947,-27.439824874598443,-33.460424787878068,-39.481024701157693,-45.501624614437318,-51.522224527716943,-57.542824440996554,null,null,null,null,4,83.15770612599097,73.951952001967868,56.60852402305089,46.876744136821117,38.200090541488777,31.405709786036667,23.432451114255741,16.64126636132471,null,null,null,null,null,null,null,{"$f":"IF($P$30=1,AY72)","v":0},{"$f":"IF($P$30=1,AZ72)","v":0},0,0,0,0,0,0]
[null,null,11,null,{"$f":"IF(床衝撃音計算シート!$N$13=11,E56,0)","v":0},{"$f":"IF(床衝撃音計算シート!$N$13=11,F56,0)","v":0},{"$f":"IF(床衝撃音計算シート!$N$13=11,G56,0)","v":0},{"$f":"IF(床衝撃音計算シート!$N$13=11,H56,0)","v":0},{"$f":"IF(床衝撃音計算シート!$N$13=11,I56,0)","v":0},null,null,null,null,null,null,null,null,null,null,null,null,null,{"$f":"MAX(W73,0)","v":0},{"$f":"MAX(X73,0)","v":0},0,0,0,0,0,0,null,null,null,null,5,{"$f":"MAX(AJ64,0)","v":83.15770612599097},{"$f":"MAX(AK64,0)","v":73.951952001967868},56.60852402305089,46.876744136821117,38.200090541488777,31.405709786036667,23.432451114255741,16.64126636132471,null,null,null,null,null,null,null,{"$f":"IF($P$30=0,W99)","v":false},{"$f":"IF($P$30=0,X99)","v":false},false,false,false,false,false,false]
[null,null,12,null,{"$f":"IF(床衝撃音計算シート!$N$13=12,E58,0)","v":0},{"$f":"IF(床衝撃音計算シート!$N$13=12,F58,0)","v":0},{"$f":"IF(床衝撃音計算シート!$N$13=12,G58,0)","v":0},{"$f":"IF(床衝撃音計算シート!$N$13=12,H58,0)","v":0},{"$f":"IF(床衝撃音計算シート!$N$13=12,I58,0)","v":0},null,null,null,null,null,null,null,null,null,null,null,null,null,{"$f":"-40*LOG10($Q$17/W$47)-23.3","v":-17.099292121085092},-23.119892034364717,-29.071281305454214,-35.091881218733839,-41.112481132013457,-47.133081045293082,-53.153680958572707,-59.174280871852332,null,null,null,"c",1,{"$f":"MAX(AJ65,0)","v":86.383807818358363},{"$f":"MAX(AK65,0)","v":73.845290113477802},57.062398007435633,46.920899962490424,38.22926176626342,31.399321945928875,23.425995440714303,16.636756996536889,null,null,null,null,null,null,null,{"$f":"MAX(AY73,AY74)","v":0},{"$f":"MAX(AZ73,AZ74)","v":0},0,0,0,0,0,0]
[null,null,13,null,{"$f":"IF(床衝撃音計算シート!$N$13=13,E60,0)","v":3.91},{"$f":"IF(床衝撃音計算シート!$N$13=13,F60,0)","v":3.91},{"$f":"IF(床衝撃音計算シート!$N$13=13,G60,0)","v":4.82},{"$f":"IF(床衝撃音計算シート!$N$13=13,H60,0)","v":3.91},{"$f":"IF(床衝撃音計算シート!$N$13=13,I60,0)","v":3.91},null,null,null,null,null,null,null,null,null,null,null,null,null,{"$f":"MAX(W75,0)","v":0},{"$f":"MAX(X75,0)","v":0},0,0,0,0,0,0,null,null,null,null,2,{"$f":"MAX(AJ66,0)","v":86.383807818358363},73.845290113477802,57.062398007435633,46.920899962490424,38.22926176626342,31.399321945928875,23.425995440714303,16.636756996536889,null,null,null,null,null,null,"y",{"$f":"-3*$BG76*LOG10($Q$29/W$47)-1.2*$BG76","v":-1.4698938181627637},-2.3729838051547074,-3.2656921958181311,-4.1687821828100748,-5.0718721698020186,-5.9749621567939615,-6.8780521437859052,-7.781142130777849,{"$f":"(Q31-$Q$7/1000)/($Q$7/1000)","v":1.9999999999999998}]
[null,null,null,null,{"$f":"MAX(E64:E76)","v":3.91},{"$f":"MAX(F64:F76)","v":3.91},{"$f":"MAX(G64:G76)","v":4.82},{"$f":"MAX(H64:H76)","v":3.91},{"$f":"MAX(I64:I76)","v":3.91},null,null,null,null,null,null,null,null,null,null,null,null,null,{"$f":"SQRT(W74^2+W76^2)","v":0},{"$f":"SQRT(X74^2+X76^2)","v":0},0,0,0,0,0,0,null,null,null,null,3,88.393850292245304,72.937842453030385,56.592750983781258,46.935670594234878,38.249835147699358,31.41227362946573,23.439084660124166,16.645899972049506,null,null,null,null,null,null,null,{"$f":"MAX(AY76,0)","v":0},{"$f":"MAX(AZ76,0)","v":0},0,0,0,0,0,0]
[null,null,null,null,null,null,null,null,null,null,null,null,null,null,null,null,null,null,null,null,"s",2,{"$f":"-30.6*LOG10($Q$20/W$47)-23.1","v":-17.108394303025431},-21.714153236684346,-26.26696602906781,-30.872724962726721,-35.478483896385633,-40.084242830044545,-44.690001763703464,-49.295760697362368,null,null,null,null,4,86.383807818358363,73.845290113477802,57.062398007435633,46.920899962490424,38.22926176626342,31.399321945928875,23.425995440714303,16.636756996536889,null,null,null,null,null,null,null,{"$f":"IF($P$31=1,AY77)","v":false},{"$f":"IF($P$31=1,AZ77)","v":false},false,false,false,false,false,false]
[null,null,1,null,{"$f":"IF(床衝撃音計算シート!$N$13=1,0,0)","v":0},{"$f":"IF(床衝撃音計算シート!$N$13=1,0,0)","v":0},{"$f":"IF(床衝撃音計算シート!$N$13=1,0,0)","v":0},{"$f":"IF(床衝撃音計算シート!$N$13=1,0,0)","v":0},{"$f":"IF(床衝撃音計算シート!$N$13=1,0,0)","v":0},null,null,null,null,null,null,null,null,null,null,null,null,null,{"$f":"MAX(W78,0)","v":0},0,0,0,0,0,0,0,null,null,null,null,5,86.383807818358363,73.845290113477802,57.062398007435633,46.920899962490424,38.22926176626342,31.399321945928875,23.425995440714303,16.636756996536889,null,null,null,null,null,null,null,{"$f":"IF($P$31=0,W101)","v":0},{"$f":"IF($P$31=0,X101)","v":0},0,0,0,0,0,0]
[null,null,2,null,{"$f":"IF(床衝撃音計算シート!$N$13=2,0,0)","v":0},{"$f":"IF(床衝撃音計算シート!$N$13=2,0,0)","v":0},{"$f":"IF(床衝撃音計算シート!$N$13=2,0,0)","v":0},{"$f":"IF(床衝撃音計算シート!$N$13=2,0,0)","v":0},{"$f":"IF(床衝撃音計算シート!$N$13=2,0,0)","v":0},null,null,null,null,null,null,null,null,null,null,null,null,null,{"$f":"-30.6*LOG10($Q$21/W$47)-23.1","v":-18.356458472630099},-22.96221740628901,-27.515030198672473,-32.120789132331389,-36.726548065990301,-41.332306999649212,-45.938065933308124,-50.543824866967036,null,null,"平均床衝撃音レベル(dB)",null,"ｓ",{"$f":"SUM(AJ70:AJ74)/$Q$15","v":83.032179847351827},{"$f":"SUM(AK70:AK74)/$Q$15","v":73.372625034840155},56.597888191190336,46.885094731271387,38.201700881133632,31.408320947944457,23.43509000448406,16.6431096575506,null,null,null,null,null,null,null,{"$f":"MAX(AY78,AY79)","v":0},{"$f":"MAX(AZ78,AZ79)","v":0},0,0,0,0,0,0]
[null,null,3,null,{"$f":"IF(床衝撃音計算シート!$N$13=3,0,0)","v":0},{"$f":"IF(床衝撃音計算シート!$N$13=3,0,0)","v":0},{"$f":"IF(床衝撃音計算シート!$N$13=3,0,0)","v":0},{"$f":"IF(床衝撃音計算シート!$N$13=3,0,0)","v":0},{"$f":"IF(床衝撃音計算シート!$N$13=3,0,0)","v":0},null,null,null,null,null,null,null,null,null,null,null,null,null,{"$f":"MAX(W80,0)","v":0},0,0,0,0,0,0,0,null,null,null,null,"ｃ",{"$f":"SUM(AJ75:AJ79)/$Q$15","v":86.785816313135754},{"$f":"SUM(AK75:AK79)/$Q$15","v":73.663800581388315},56.968468602704753,46.923854088839313,38.233376442550608,31.40191228263625,23.428613284596274,16.638585591639412,null,null,null,null,null,null,null,{"$f":"SQRT(AY75^2+AY80^2)","v":0},{"$f":"SQRT(AZ75^2+AZ80^2)","v":0},0,0,0,0,0,0]
[null,null,4,null,{"$f":"IF(床衝撃音計算シート!$N$13=4,0,0)","v":0},{"$f":"IF(床衝撃音計算シート!$N$13=4,0,0)","v":0},{"$f":"IF(床衝撃音計算シート!$N$13=4,0,0)","v":0},{"$f":"IF(床衝撃音計算シート!$N$13=4,0,0)","v":0},{"$f":"IF(床衝撃音計算シート!$N$13=4,0,0)","v":0},null,null,null,null,null,null,null,null,null,null,null,null,null,{"$f":"SQRT(W79^2+W81^2)","v":0},0,0,0,0,0,0,0,null,null,"拘束条件考慮",null,null,{"$f":"AJ80+$Q$14*(AJ81-AJ80)","v":86.035089019978969},{"$f":"AK80+$Q$14*(AK81-AK80)","v":73.605565472078681},56.894352520401867,46.916102217325729,38.227041330267213,31.403194015697892,23.42990862857383,16.63949040482165,null,null,null,null,null,"c","x",{"$f":"-3*$BG82*LOG10($Q$28/W$47)-1.2*$BG82","v":-1.2251753535343979},-2.1282653405263416,-3.0209737311897653,-3.9240637181817091,-4.8271537051736519,-5.7302436921655957,-6.6333336791575395,-7.5364236661494823,{"$f":"(Q30-$Q$7/1000)/($Q$7/1000)","v":1.9999999999999998}]
[null,null,5,null,{"$f":"IF(床衝撃音計算シート!$N$13=5,0,0)","v":0},{"$f":"IF(床衝撃音計算シート!$N$13=5,0,0)","v":0},{"$f":"IF(床衝撃音計算シート!$N$13=5,0,0)","v":0},{"$f":"IF(床衝撃音計算シート!$N$13=5,0,0)","v":0},{"$f":"IF(床衝撃音計算シート!$N$13=5,0,0)","v":0},null,null,null,null,null,null,null,null,null,null,null,"c",null,{"$f":"-40*LOG10($Q$20/W$47)-23.3","v":-15.467835690229322},-21.488435603508947,-27.439824874598443,-33.460424787878068,-39.481024701157693,-45.501624614437318,-51.522224527716943,-57.542824440996554,null,null,null,null,null,null,null,null,null,null,null,null,null,null,null,null,null,null,null,null,{"$f":"MAX(AY82,0)","v":0},{"$f":"MAX(AZ82,0)","v":0},0,0,0,0,0,0]
[null,null,6,null,{"$f":"IF(床衝撃音計算シート!$N$13=6,0,0)","v":0},{"$f":"IF(床衝撃音計算シート!$N$13=6,0,0)","v":0},{"$f":"IF(床衝撃音計算シート!$N$13=6,0,0)","v":0},{"$f":"IF(床衝撃音計算シート!$N$13=6,1,0)","v":0},{"$f":"IF(床衝撃音計算シート!$N$13=6,1,0)","v":0},null,null,null,null,null,null,null,null,null,null,null,null,null,{"$f":"MAX(W83,0)","v":0},0,0,0,0,0,0,0,null,null,null,null,null,null,null,null,null,null,null,null,null,null,null,null,null,null,null,null,{"$f":"IF($P$30=1,AY83)","v":0},{"$f":"IF($P$30=1,AZ83)","v":0},0,0,0,0,0,0]
[null,null,7,null,{"$f":"IF(床衝撃音計算シート!$N$13=7,1,0)","v":0},{"$f":"IF(床衝撃音計算シート!$N$13=7,1,0)","v":0},{"$f":"IF(床衝撃音計算シート!$N$13=7,1,0)","v":0},{"$f":"IF(床衝撃音計算シート!$N$13=7,1,0)","v":0},{"$f":"IF(床衝撃音計算シート!$N$13=7,1,0)","v":0},null,null,null,null,null,null,null,null,null,null,null,null,null,{"$f":"-40*LOG10($Q$21/W$47)-23.3","v":-17.099292121085092},-23.119892034364717,-29.071281305454214,-35.091881218733839,-41.112481132013457,-47.133081045293082,-53.153680958572707,-59.174280871852332,null,null,null,null,null,null,null,null,null,null,null,null,null,null,null,null,null,null,null,null,{"$f":"IF($P$30=0,W104)","v":false},{"$f":"IF($P$30=0,X104)","v":false},false,false,false,false,false,false]
[null,null,8,null,{"$f":"IF(床衝撃音計算シート!$N$13=8,0,0)","v":0},{"$f":"IF(床衝撃音計算シート!$N$13=8,0,0)","v":0},{"$f":"IF(床衝撃音計算シート!$N$13=8,0,0)","v":0},{"$f":"IF(床衝撃音計算シート!$N$13=8,1,0)","v":0},{"$f":"IF(床衝撃音計算シート!$N$13=8,1,0)","v":0},null,null,null,null,null,null,null,null,null,null,null,null,null,{"$f":"MAX(W85,0)","v":0},0,0,0,0,0,0,0,null,null,null,null,null,null,null,null,null,null,null,null,null,null,null,null,null,null,null,null,{"$f":"MAX(AY84,AY85)","v":0},{"$f":"MAX(AZ84,AZ85)","v":0},0,0,0,0,0,0]
[null,null,9,null,{"$f":"IF(床衝撃音計算シート!$N$13=9,1,0)","v":0},{"$f":"IF(床衝撃音計算シート!$N$13=9,1,0)","v":0},{"$f":"IF(床衝撃音計算シート!$N$13=9,1,0)","v":0},{"$f":"IF(床衝撃音計算シート!$N$13=9,1,0)","v":0},{"$f":"IF(床衝撃音計算シート!$N$13=9,1,0)","v":0},null,null,null,null,null,null,null,null,null,null,null,null,null,{"$f":"SQRT(W84^2+W86^2)","v":0},0,0,0,0,0,0,0,null,null,null,null,null,null,null,null,null,null,null,null,null,null,null,null,null,null,null,"y",{"$f":"-3*$BG87*LOG10($Q$29/W$47)-1.2*$BG87","v":-1.4698938181627637},-2.3729838051547074,-3.2656921958181311,-4.1687821828100748,-5.0718721698020186,-5.9749621567939615,-6.8780521437859052,-7.781142130777849,{"$f":"(Q31-$Q$7/1000)/($Q$7/1000)","v":1.9999999999999998}]
[null,null,10,null,{"$f":"IF(床衝撃音計算シート!$N$13=10,1,0)","v":0},{"$f":"IF(床衝撃音計算シート!$N$13=10,1,0)","v":0},{"$f":"IF(床衝撃音計算シート!$N$13=10,1,0)","v":0},{"$f":"IF(床衝撃音計算シート!$N$13=10,1,0)","v":0},{"$f":"IF(床衝撃音計算シート!$N$13=10,1,0)","v":0},null,null,null,null,null,null,null,null,null,null,null,"s",3,{"$f":"-30.6*LOG10($Q$24/W$47)-23.1","v":-19.889024896820708},-24.494783830479619,-29.047596622863082,-33.653355556521994,-38.259114490180906,-42.864873423839825,-47.470632357498729,-52.076391291157648,null,null,null,null,null,null,null,null,null,null,null,null,null,null,null,null,null,null,null,null,{"$f":"MAX(AY87,0)","v":0},{"$f":"MAX(AZ87,0)","v":0},0,0,0,0,0,0]
[null,null,11,null,{"$f":"IF(床衝撃音計算シート!$N$13=11,0,0)","v":0},{"$f":"IF(床衝撃音計算シート!$N$13=11,0,0)","v":0},{"$f":"IF(床衝撃音計算シート!$N$13=11,0,0)","v":0},{"$f":"IF(床衝撃音計算シート!$N$13=11,0,0)","v":0},{"$f":"IF(床衝撃音計算シート!$N$13=11,0,0)","v":0},null,null,null,null,null,null,null,null,null,null,null,null,null,{"$f":"MAX(W88,0)","v":0},0,0,0,0,0,0,0,null,null,null,null,null,null,null,null,null,null,null,null,null,null,null,null,null,null,null,null,{"$f":"IF($P$31=1,AY88)","v":false},{"$f":"IF($P$31=1,AZ88)","v":false},false,false,false,false,false,false]
[null,null,12,null,{"$f":"IF(床衝撃音計算シート!$N$13=12,0,0)","v":0},{"$f":"IF(床衝撃音計算シート!$N$13=12,0,0)","v":0},{"$f":"IF(床衝撃音計算シート!$N$13=12,1,0)","v":0},{"$f":"IF(床衝撃音計算シート!$N$13=12,1,0)","v":0},{"$f":"IF(床衝撃音計算シート!$N$13=12,1,0)","v":0},null,null,null,null,null,null,null,null,null,null,null,null,null,{"$f":"-30.6*LOG10($Q$25/W$47)-23.1","v":-21.85858684803646},-26.464345781695375,-31.017158574078834,-35.622917507737753,-40.228676441396658,-44.834435375055577,-49.440194308714489,-54.0459532423734,null,null,null,null,null,null,null,null,null,null,null,null,null,null,null,null,null,null,null,null,{"$f":"IF($P$31=0,W106)","v":0},{"$f":"IF($P$31=0,X106)","v":0},0,0,0,0,0,0]
[null,null,13,null,{"$f":"IF(床衝撃音計算シート!$N$13=13,0,0)","v":0},{"$f":"IF(床衝撃音計算シート!$N$13=13,0,0)","v":0},{"$f":"IF(床衝撃音計算シート!$N$13=13,1,0)","v":1},{"$f":"IF(床衝撃音計算シート!$N$13=13,1,0)","v":1},{"$f":"IF(床衝撃音計算シート!$N$13=13,1,0)","v":1},null,null,null,null,null,null,null,null,null,null,null,null,null,{"$f":"MAX(W90,0)","v":0},0,0,0,0,0,0,0,null,null,null,null,null,null,null,null,null,null,null,null,null,null,null,null,null,null,null,null,{"$f":"MAX(AY89,AY90)","v":0},{"$f":"MAX(AZ89,AZ90)","v":0},0,0,0,0,0,0]
[null,null,null,null,{"$f":"MAX(E79:E91)","v":0},{"$f":"MAX(F79:F91)","v":0},{"$f":"MAX(G79:G91)","v":1},{"$f":"MAX(H79:H91)","v":1},{"$f":"MAX(I79:I91)","v":1},null,null,null,null,null,null,null,null,null,null,null,null,null,{"$f":"SQRT(W89^2+W91^2)","v":0},0,0,0,0,0,0,0,null,null,null,null,null,null,null,null,null,null,null,null,null,null,null,null,null,null,null,null,{"$f":"SQRT(AY86^2+AY91^2)","v":0},{"$f":"SQRT(AZ86^2+AZ91^2)","v":0},0,0,0,0,0,0]
[null,null,null,null,null,null,null,null,null,null,null,null,null,null,null,null,null,null,null,null,"c",null,{"$f":"-40*LOG10($Q$24/W$47)-23.3","v":-19.102646923948633},-25.123246837228258,-31.074636108317751,-37.09523602159738,-43.115835934876998,-49.136435848156623,-55.157035761436248,-61.177635674715873,null,null,null,null,null,null,null,null,null,null,null,null,null,null,null,null,null,"小梁による端部拘束　　　　加振点5(dB)","s","x",{"$f":"-3*$BG93*LOG10($Q$32/W$47)-1.2*$BG93","v":-1.2251753535343979},-2.1282653405263416,-3.0209737311897653,-3.9240637181817091,-4.8271537051736519,-5.7302436921655957,-6.6333336791575395,-7.5364236661494823,{"$f":"(Q34-$Q$7/1000)/($Q$7/1000)","v":1.9999999999999998}]
[null,null,null,null,"加振1y","加振2y","加振3y","加振4y","加振5y",null,null,null,null,null,null,null,null,null,null,null,null,null,{"$f":"MAX(W93,0)","v":0},0,0,0,0,0,0,0,null,null,null,null,null,null,null,null,null,null,null,null,null,null,null,null,null,null,null,null,{"$f":"MAX(AY93,0)","v":0},{"$f":"MAX(AZ93,0)","v":0},0,0,0,0,0,0]
[null,null,1,null,{"$f":"IF(床衝撃音計算シート!$N$13=1,E37,0)","v":0},{"$f":"IF(床衝撃音計算シート!$N$13=1,F37,0)","v":0},{"$f":"IF(床衝撃音計算シート!$N$13=1,G37,0)","v":0},{"$f":"IF(床衝撃音計算シート!$N$13=1,H37,0)","v":0},{"$f":"IF(床衝撃音計算シート!$N$13=1,I37,0)","v":0},null,null,null,null,null,null,null,null,null,null,null,null,null,{"$f":"-40*LOG10($Q$25/W$47)-23.3","v":-21.677237709851582},-27.697837623131207,-33.649226894220696,-39.669826807500328,-45.690426720779946,-51.711026634059571,-57.731626547339189,-63.752226460618814,null,null,null,null,null,null,null,null,null,null,null,null,null,null,null,null,null,null,null,null,{"$f":"IF($P$34=1,AY94)","v":0},{"$f":"IF($P$34=1,AZ94)","v":0},0,0,0,0,0,0]
[null,null,2,null,{"$f":"IF(床衝撃音計算シート!$N$13=2,E39,0)","v":0},{"$f":"IF(床衝撃音計算シート!$N$13=2,F39,0)","v":0},{"$f":"IF(床衝撃音計算シート!$N$13=2,G39,0)","v":0},{"$f":"IF(床衝撃音計算シート!$N$13=2,H39,0)","v":0},{"$f":"IF(床衝撃音計算シート!$N$13=2,I39,0)","v":0},null,null,null,null,null,null,null,null,null,null,null,null,null,{"$f":"MAX(W95,0)","v":0},0,0,0,0,0,0,0,null,null,null,null,null,null,null,null,null,null,null,null,null,null,null,null,null,null,null,null,{"$f":"IF($P$34=0,W109)","v":false},{"$f":"IF($P$34=0,X109)","v":false},false,false,false,false,false,false]
[null,null,3,null,{"$f":"IF(床衝撃音計算シート!$N$13=3,E41,0)","v":0},{"$f":"IF(床衝撃音計算シート!$N$13=3,F41,0)","v":0},{"$f":"IF(床衝撃音計算シート!$N$13=3,G41,0)","v":0},{"$f":"IF(床衝撃音計算シート!$N$13=3,H41,0)","v":0},{"$f":"IF(床衝撃音計算シート!$N$13=3,I41,0)","v":0},null,null,null,null,null,null,null,null,null,null,null,null,null,{"$f":"SQRT(W94^2+W96^2)","v":0},0,0,0,0,0,0,0,null,null,null,null,null,null,null,null,null,null,null,null,null,null,null,null,null,null,null,null,{"$f":"MAX(AY95,AY96)","v":0},{"$f":"MAX(AZ95,AZ96)","v":0},0,0,0,0,0,0]
[null,null,4,null,{"$f":"IF(床衝撃音計算シート!$N$13=4,E43,0)","v":0},{"$f":"IF(床衝撃音計算シート!$N$13=4,F43,0)","v":0},{"$f":"IF(床衝撃音計算シート!$N$13=4,G43,0)","v":0},{"$f":"IF(床衝撃音計算シート!$N$13=4,H43,0)","v":0},{"$f":"IF(床衝撃音計算シート!$N$13=4,I43,0)","v":0},null,null,null,null,null,null,null,null,null,null,null,"s",4,{"$f":"-30.6*LOG10($Q$28/W$47)-23.1","v":-17.108394303025431},-21.714153236684346,-26.26696602906781,-30.872724962726721,-35.478483896385633,-40.084242830044545,-44.690001763703464,-49.295760697362368,null,null,null,null,null,null,null,null,null,null,null,null,null,null,null,null,null,null,null,"y",{"$f":"-3*$BG98*LOG10($Q$33/W$47)-1.2*$BG98","v":-1.4698938181627637},-2.3729838051547074,-3.2656921958181311,-4.1687821828100748,-5.0718721698020186,-5.9749621567939615,-6.8780521437859052,-7.781142130777849,{"$f":"(Q35-$Q$7/1000)/($Q$7/1000)","v":1.9999999999999998}]
[null,null,5,null,{"$f":"IF(床衝撃音計算シート!$N$13=5,E45,0)","v":0},{"$f":"IF(床衝撃音計算シート!$N$13=5,F45,0)","v":0},{"$f":"IF(床衝撃音計算シート!$N$13=5,G45,0)","v":0},{"$f":"IF(床衝撃音計算シート!$N$13=5,H45,0)","v":0},{"$f":"IF(床衝撃音計算シート!$N$13=5,I45,0)","v":0},null,null,null,null,null,null,null,null,null,null,null,null,null,{"$f":"MAX(W98,0)","v":0},0,0,0,0,0,0,0,null,null,null,null,null,null,null,null,null,null,null,null,null,null,null,null,null,null,null,null,{"$f":"MAX(AY98,0)","v":0},{"$f":"MAX(AZ98,0)","v":0},0,0,0,0,0,0]
[null,null,6,null,{"$f":"IF(床衝撃音計算シート!$N$13=6,E47,0)","v":0},{"$f":"IF(床衝撃音計算シート!$N$13=6,F47,0)","v":0},{"$f":"IF(床衝撃音計算シート!$N$13=6,G47,0)","v":0},{"$f":"IF(床衝撃音計算シート!$N$13=6,H47,0)","v":0},{"$f":"IF(床衝撃音計算シート!$N$13=6,I47,0)","v":0},null,null,null,null,null,null,null,null,null,null,null,null,null,{"$f":"-30.6*LOG10($Q$29/W$47)-23.1","v":-18.356458472630099},-22.96221740628901,-27.515030198672473,-32.120789132331389,-36.726548065990301,-41.332306999649212,-45.938065933308124,-50.543824866967036,null,null,null,null,null,null,null,null,null,null,null,null,null,null,null,null,null,null,null,null,{"$f":"IF($P$35=1,AY99)","v":0},{"$f":"IF($P$35=1,AZ99)","v":0},0,0,0,0,0,0]
[null,null,7,null,{"$f":"IF(床衝撃音計算シート!$N$13=7,E49,0)","v":0},{"$f":"IF(床衝撃音計算シート!$N$13=7,F49,0)","v":0},{"$f":"IF(床衝撃音計算シート!$N$13=7,G49,0)","v":0},{"$f":"IF(床衝撃音計算シート!$N$13=7,H49,0)","v":0},{"$f":"IF(床衝撃音計算シート!$N$13=7,I49,0)","v":0},null,null,null,null,null,null,null,null,null,null,null,null,null,{"$f":"MAX(W100,0)","v":0},0,0,0,0,0,0,0,null,null,null,null,null,null,null,null,null,null,null,null,null,null,null,null,null,null,null,null,{"$f":"IF($P$35=0,W111)","v":false},{"$f":"IF($P$35=0,X111)","v":false},false,false,false,false,false,false]
[null,null,8,null,{"$f":"IF(床衝撃音計算シート!$N$13=8,E51,0)","v":0},{"$f":"IF(床衝撃音計算シート!$N$13=8,F51,0)","v":0},{"$f":"IF(床衝撃音計算シート!$N$13=8,G51,0)","v":0},{"$f":"IF(床衝撃音計算シート!$N$13=8,H51,0)","v":0},{"$f":"IF(床衝撃音計算シート!$N$13=8,I51,0)","v":0},null,null,null,null,null,null,null,null,null,null,null,null,null,{"$f":"SQRT(W99^2+W101^2)","v":0},0,0,0,0,0,0,0,null,null,null,null,null,null,null,null,null,null,null,null,null,null,null,null,null,null,null,null,{"$f":"MAX(AY100,AY101)","v":0},{"$f":"MAX(AZ100,AZ101)","v":0},0,0,0,0,0,0]
[null,null,9,null,{"$f":"IF(床衝撃音計算シート!$N$13=9,E53,0)","v":0},{"$f":"IF(床衝撃音計算シート!$N$13=9,F53,0)","v":0},{"$f":"IF(床衝撃音計算シート!$N$13=9,G53,0)","v":0},{"$f":"IF(床衝撃音計算シート!$N$13=9,H53,0)","v":0},{"$f":"IF(床衝撃音計算シート!$N$13=9,I53,0)","v":0},null,null,null,null,null,null,null,null,null,null,null,"c",null,{"$f":"-40*LOG10($Q$28/W$47)-23.3","v":-15.467835690229322},-21.488435603508947,-27.439824874598443,-33.460424787878068,-39.481024701157693,-45.501624614437318,-51.522224527716943,-57.542824440996554,null,null,null,null,null,null,null,null,null,null,null,null,null,null,null,null,null,null,null,null,{"$f":"SQRT(AY97^2+AY102^2)","v":0},{"$f":"SQRT(AZ97^2+AZ102^2)","v":0},0,0,0,0,0,0]
[null,null,10,null,{"$f":"IF(床衝撃音計算シート!$N$13=10,E55,0)","v":0},{"$f":"IF(床衝撃音計算シート!$N$13=10,F55,0)","v":0},{"$f":"IF(床衝撃音計算シート!$N$13=10,G55,0)","v":0},{"$f":"IF(床衝撃音計算シート!$N$13=10,H55,0)","v":0},{"$f":"IF(床衝撃音計算シート!$N$13=10,I55,0)","v":0},null,null,null,null,null,null,null,null,null,null,null,null,null,{"$f":"MAX(W103,0)","v":0},0,0,0,0,0,0,0,null,null,null,null,null,null,null,null,null,null,null,null,null,null,null,null,null,null,"c","x",{"$f":"-3*$BG104*LOG10($Q$32/W$47)-1.2*$BG104","v":-1.2251753535343979},-2.1282653405263416,-3.0209737311897653,-3.9240637181817091,-4.8271537051736519,-5.7302436921655957,-6.6333336791575395,-7.5364236661494823,{"$f":"(Q34-$Q$7/1000)/($Q$7/1000)","v":1.9999999999999998}]
[null,null,11,null,{"$f":"IF(床衝撃音計算シート!$N$13=11,E57,0)","v":0},{"$f":"IF(床衝撃音計算シート!$N$13=11,F57,0)","v":0},{"$f":"IF(床衝撃音計算シート!$N$13=11,G57,0)","v":0},{"$f":"IF(床衝撃音計算シート!$N$13=11,H57,0)","v":0},{"$f":"IF(床衝撃音計算シート!$N$13=11,I57,0)","v":0},null,null,null,null,null,null,null,null,null,null,null,null,null,{"$f":"-40*LOG10($Q$29/W$47)-23.3","v":-17.099292121085092},-23.119892034364717,-29.071281305454214,-35.091881218733839,-41.112481132013457,-47.133081045293082,-53.153680958572707,-59.174280871852332,null,null,null,null,null,null,null,null,null,null,null,null,null,null,null,null,null,null,null,null,{"$f":"MAX(AY104,0)","v":0},{"$f":"MAX(AZ104,0)","v":0},0,0,0,0,0,0]
[null,null,12,null,{"$f":"IF(床衝撃音計算シート!$N$13=12,E59,0)","v":0},{"$f":"IF(床衝撃音計算シート!$N$13=12,F59,0)","v":0},{"$f":"IF(床衝撃音計算シート!$N$13=12,G59,0)","v":0},{"$f":"IF(床衝撃音計算シート!$N$13=12,H59,0)","v":0},{"$f":"IF(床衝撃音計算シート!$N$13=12,I59,0)","v":0},null,null,null,null,null,null,null,null,null,null,null,null,null,{"$f":"MAX(W105,0)","v":0},0,0,0,0,0,0,0,null,null,null,null,null,null,null,null,null,null,null,null,null,null,null,null,null,null,null,null,{"$f":"IF($P$34=1,AY105)","v":0},{"$f":"IF($P$34=1,AZ105)","v":0},0,0,0,0,0,0]
[null,null,13,null,{"$f":"IF(床衝撃音計算シート!$N$13=13,E61,0)","v":4.2949999999999999},{"$f":"IF(床衝撃音計算シート!$N$13=13,F61,0)","v":4.2949999999999999},{"$f":"IF(床衝撃音計算シート!$N$13=13,G61,0)","v":5.59},{"$f":"IF(床衝撃音計算シート!$N$13=13,H61,0)","v":4.2949999999999999},{"$f":"IF(床衝撃音計算シート!$N$13=13,I61,0)","v":4.2949999999999999},null,null,null,null,null,null,null,null,null,null,null,null,null,{"$f":"SQRT(W104^2+W106^2)","v":0},0,0,0,0,0,0,0,null,null,null,null,null,null,null,null,null,null,null,null,null,null,null,null,null,null,null,null,{"$f":"IF($P$34=0,W114)","v":false},{"$f":"IF($P$34=0,X114)","v":false},false,false,false,false,false,false]
[null,null,null,null,{"$f":"MAX(E95:E107)","v":4.2949999999999999},{"$f":"MAX(F95:F107)","v":4.2949999999999999},{"$f":"MAX(G95:G107)","v":5.59},{"$f":"MAX(H95:H107)","v":4.2949999999999999},{"$f":"MAX(I95:I107)","v":4.2949999999999999},null,null,null,null,null,null,null,null,null,null,null,"s",5,{"$f":"-30.6*LOG10($Q$32/W$47)-23.1","v":-17.108394303025431},-21.714153236684346,-26.26696602906781,-30.872724962726721,-35.478483896385633,-40.084242830044545,-44.690001763703464,-49.295760697362368,null,null,null,null,null,null,null,null,null,null,null,null,null,null,null,null,null,null,null,null,{"$f":"MAX(AY106,AY107)","v":0},{"$f":"MAX(AZ106,AZ107)","v":0},0,0,0,0,0,0]
[null,null,null,null,null,null,null,null,null,null,null,null,null,null,null,null,null,null,null,null,null,null,{"$f":"MAX(W108,0)","v":0},0,0,0,0,0,0,0,null,null,null,null,null,null,null,null,null,null,null,null,null,null,null,null,null,null,null,"y",{"$f":"-3*$BG109*LOG10($Q$33/W$47)-1.2*$BG109","v":-1.4698938181627637},-2.3729838051547074,-3.2656921958181311,-4.1687821828100748,-5.0718721698020186,-5.9749621567939615,-6.8780521437859052,-7.781142130777849,{"$f":"(Q35-$Q$7/1000)/($Q$7/1000)","v":1.9999999999999998}]
[null,null,1,null,{"$f":"IF(床衝撃音計算シート!$N$13=1,0,0)","v":0},{"$f":"IF(床衝撃音計算シート!$N$13=1,0,0)","v":0},{"$f":"IF(床衝撃音計算シート!$N$13=1,0,0)","v":0},{"$f":"IF(床衝撃音計算シート!$N$13=1,0,0)","v":0},{"$f":"IF(床衝撃音計算シート!$N$13=1,0,0)","v":0},null,null,null,null,null,null,null,null,null,null,null,null,null,{"$f":"-30.6*LOG10($Q$33/W$47)-23.1","v":-18.356458472630099},-22.96221740628901,-27.515030198672473,-32.120789132331389,-36.726548065990301,-41.332306999649212,-45.938065933308124,-50.543824866967036,null,null,null,null,null,null,null,null,null,null,null,null,null,null,null,null,null,null,null,null,{"$f":"MAX(AY109,0)","v":0},{"$f":"MAX(AZ109,0)","v":0},0,0,0,0,0,0]
[null,null,2,null,{"$f":"IF(床衝撃音計算シート!$N$13=2,0,0)","v":0},{"$f":"IF(床衝撃音計算シート!$N$13=2,0,0)","v":0},{"$f":"IF(床衝撃音計算シート!$N$13=2,0,0)","v":0},{"$f":"IF(床衝撃音計算シート!$N$13=2,0,0)","v":0},{"$f":"IF(床衝撃音計算シート!$N$13=2,0,0)","v":0},null,null,null,null,null,null,null,null,null,null,null,null,null,{"$f":"MAX(W110,0)","v":0},0,0,0,0,0,0,0,null,null,null,null,null,null,null,null,null,null,null,null,null,null,null,null,null,null,null,null,{"$f":"IF($P$35=1,AY110)","v":0},{"$f":"IF($P$35=1,AZ110)","v":0},0,0,0,0,0,0]
[null,null,3,null,{"$f":"IF(床衝撃音計算シート!$N$13=3,0,0)","v":0},{"$f":"IF(床衝撃音計算シート!$N$13=3,0,0)","v":0},{"$f":"IF(床衝撃音計算シート!$N$13=3,0,0)","v":0},{"$f":"IF(床衝撃音計算シート!$N$13=3,0,0)","v":0},{"$f":"IF(床衝撃音計算シート!$N$13=3,0,0)","v":0},null,null,null,null,null,null,null,null,null,null,null,null,null,{"$f":"SQRT(W109^2+W111^2)","v":0},0,0,0,0,0,0,0,null,null,null,null,null,null,null,null,null,null,null,null,null,null,null,null,null,null,null,null,{"$f":"IF($P$35=0,W116)","v":false},{"$f":"IF($P$35=0,X116)","v":false},false,false,false,false,false,false]
[null,null,4,null,{"$f":"IF(床衝撃音計算シート!$N$13=4,0,0)","v":0},{"$f":"IF(床衝撃音計算シート!$N$13=4,0,0)","v":0},{"$f":"IF(床衝撃音計算シート!$N$13=4,0,0)","v":0},{"$f":"IF(床衝撃音計算シート!$N$13=4,0,0)","v":0},{"$f":"IF(床衝撃音計算シート!$N$13=4,0,0)","v":0},null,null,null,null,null,null,null,null,null,null,null,"c",null,{"$f":"-40*LOG10($Q$32/W$47)-23.3","v":-15.467835690229322},-21.488435603508947,-27.439824874598443,-33.460424787878068,-39.481024701157693,-45.501624614437318,-51.522224527716943,-57.542824440996554,null,null,null,null,null,null,null,null,null,null,null,null,null,null,null,null,null,null,null,null,{"$f":"MAX(AY111,AY112)","v":0},{"$f":"MAX(AZ111,AZ112)","v":0},0,0,0,0,0,0]
[null,null,5,null,{"$f":"IF(床衝撃音計算シート!$N$13=5,0,0)","v":0},{"$f":"IF(床衝撃音計算シート!$N$13=5,0,0)","v":0},{"$f":"IF(床衝撃音計算シート!$N$13=5,0,0)","v":0},{"$f":"IF(床衝撃音計算シート!$N$13=5,0,0)","v":0},{"$f":"IF(床衝撃音計算シート!$N$13=5,0,0)","v":0},null,null,null,null,null,null,null,null,null,null,null,null,null,{"$f":"MAX(W113,0)","v":0},0,0,0,0,0,0,0,null,null,null,null,null,null,null,null,null,null,null,null,null,null,null,null,null,null,null,null,{"$f":"SQRT(AY108^2+AY113^2)","v":0},{"$f":"SQRT(AZ108^2+AZ113^2)","v":0},0,0,0,0,0,0]
[null,null,6,null,{"$f":"IF(床衝撃音計算シート!$N$13=6,0,0)","v":0},{"$f":"IF(床衝撃音計算シート!$N$13=6,0,0)","v":0},{"$f":"IF(床衝撃音計算シート!$N$13=6,0,0)","v":0},{"$f":"IF(床衝撃音計算シート!$N$13=6,0,0)","v":0},{"$f":"IF(床衝撃音計算シート!$N$13=6,0,0)","v":0},null,null,null,null,null,null,null,null,null,null,null,null,null,{"$f":"-40*LOG10($Q$33/W$47)-23.3","v":-17.099292121085092},-23.119892034364717,-29.071281305454214,-35.091881218733839,-41.112481132013457,-47.133081045293082,-53.153680958572707,-59.174280871852332]
[null,null,7,null,{"$f":"IF(床衝撃音計算シート!$N$13=7,0,0)","v":0},{"$f":"IF(床衝撃音計算シート!$N$13=7,1,0)","v":0},{"$f":"IF(床衝撃音計算シート!$N$13=7,1,0)","v":0},{"$f":"IF(床衝撃音計算シート!$N$13=7,0,0)","v":0},{"$f":"IF(床衝撃音計算シート!$N$13=7,1,0)","v":0},null,null,null,null,null,null,null,null,null,null,null,null,null,{"$f":"MAX(W115,0)","v":0},0,0,0,0,0,0,0]
[null,null,8,null,{"$f":"IF(床衝撃音計算シート!$N$13=8,0,0)","v":0},{"$f":"IF(床衝撃音計算シート!$N$13=8,0,0)","v":0},{"$f":"IF(床衝撃音計算シート!$N$13=8,0,0)","v":0},{"$f":"IF(床衝撃音計算シート!$N$13=8,0,0)","v":0},{"$f":"IF(床衝撃音計算シート!$N$13=8,0,0)","v":0},null,null,null,null,null,null,null,null,null,null,null,null,null,{"$f":"SQRT(W114^2+W116^2)","v":0},0,0,0,0,0,0,0]
[null,null,9,null,{"$f":"IF(床衝撃音計算シート!$N$13=9,0,0)","v":0},{"$f":"IF(床衝撃音計算シート!$N$13=9,0,0)","v":0},{"$f":"IF(床衝撃音計算シート!$N$13=9,0,0)","v":0},{"$f":"IF(床衝撃音計算シート!$N$13=9,0,0)","v":0},{"$f":"IF(床衝撃音計算シート!$N$13=9,0,0)","v":0}]
[null,null,10,null,{"$f":"IF(床衝撃音計算シート!$N$13=10,0,0)","v":0},{"$f":"IF(床衝撃音計算シート!$N$13=10,0,0)","v":0},{"$f":"IF(床衝撃音計算シート!$N$13=10,0,0)","v":0},{"$f":"IF(床衝撃音計算シート!$N$13=10,0,0)","v":0},{"$f":"IF(床衝撃音計算シート!$N$13=10,0,0)","v":0}]
[null,null,11,null,{"$f":"IF(床衝撃音計算シート!$N$13=11,0,0)","v":0},{"$f":"IF(床衝撃音計算シート!$N$13=11,1,0)","v":0},{"$f":"IF(床衝撃音計算シート!$N$13=11,0,0)","v":0},{"$f":"IF(床衝撃音計算シート!$N$13=11,0,0)","v":0},{"$f":"IF(床衝撃音計算シート!$N$13=11,1,0)","v":0}]
[null,null,12,null,{"$f":"IF(床衝撃音計算シート!$N$13=12,0,0)","v":0},{"$f":"IF(床衝撃音計算シート!$N$13=12,1,0)","v":0},{"$f":"IF(床衝撃音計算シート!$N$13=12,0,0)","v":0},{"$f":"IF(床衝撃音計算シート!$N$13=12,0,0)","v":0},{"$f":"IF(床衝撃音計算シート!$N$13=12,1,0)","v":0}]
[null,null,13,null,{"$f":"IF(床衝撃音計算シート!$N$13=13,0,0)","v":0},{"$f":"IF(床衝撃音計算シート!$N$13=13,1,0)","v":1},{"$f":"IF(床衝撃音計算シート!$N$13=13,1,0)","v":1},{"$f":"IF(床衝撃音計算シート!$N$13=13,0,0)","v":0},{"$f":"IF(床衝撃音計算シート!$N$13=13,1,0)","v":1}]
[null,null,null,null,{"$f":"MAX(E110:E122)","v":0},{"$f":"MAX(F110:F122)","v":1},{"$f":"MAX(G110:G122)","v":1},{"$f":"MAX(H110:H122)","v":0},{"$f":"MAX(I110:I122)","v":1}]

{"sheet":"計算表s-1","index":7,"n_rows":409,"n_cols":48,"rows_kept":409,"cut":false,"hidden":true,"merged":[[8,24,8,25],[8,26,8,27],[7,12,7,17],[7,18,7,23],[7,24,7,29],[7,30,7,35],[8,12,8,13],[8,14,8,15],[8,16,8,17],[8,18,8,19],[8,20,8,21],[8,22,8,23],[8,28,8,29],[8,30,8,31],[8,32,8,33],[8,34,8,35],[7,36,7,41],[7,42,7,47],[8,44,8,45],[8,46,8,47],[8,36,8,37],[8,38,8,39],[8,40,8,41],[8,42,8,43]]}
[null,"ヤング率","辺長ｘ","辺長ｙ","板厚","ポアソン比","密度","曲げ剛性","面密度","加振点ｘ","加振点ｙ","縮退重み","周波数重み"]
[null,24000000000,{"$f":"床衝撃音計算シート!E17","v":12.27},{"$f":"床衝撃音計算シート!G17","v":6.65},{"$f":"(床衝撃音計算シート!N17)/1000","v":0.2},0.16,2300,{"$f":"B2*E2^3/12/(1-F2^2)","v":16420361.24794746},{"$f":"G2*E2","v":460},{"$f":"'計算表（参考）'!D30","v":3.91},{"$f":"'計算表（参考）'!F30","v":4.2949999999999999},1,0]
[]
[null,"周波数","31.5Hz","63Hz","125Hz","250Hz","500Hz","1000Hz","(2000Hz)","(4000Hz)"]
[null,"モード数１",{"$f":"M8","v":2.3957526648958849},{"$f":"S8","v":3.5528821288917252},{"$f":"Y8","v":9.8202080307401154},{"$f":"AE8","v":19.709621276918156},{"$f":"AK8","v":40.9475309952632},{"$f":"AQ8","v":57.628356913821257},{"$f":"H6*I7/H7","v":75.455570547552384},{"$f":"H6*J7/H7","v":152.18366171599882}]
[null,"モード数２",{"$f":"C5*($D$7^2+$C$7^2)/2/$D$7^2","v":1.5497332950948204},{"$f":"D5*($D$7^2+$C$7^2)/2/$D$7^2","v":2.2982421388353771},6.3523683279120435,12.749503224648096,26.487605780475793,37.277881293659242,48.80971716794474,98.442585909000613]
[null,null,{"$f":"MIN(C2,D2)","v":6.65},{"$f":"MAX(C2,D2)","v":12.27},null,null,null,{"$f":"0.354*SQRT(I2/H2)*C2*D2*1000-0.139*SQRT(SQRT(I2/H2*1000^2))*(C2+D2)","v":146.83189914920305},{"$f":"0.354*SQRT(I2/H2)*C2*D2*2000-0.139*SQRT(SQRT(I2/H2*2000^2))*(C2+D2)","v":297.20800486502736},{"$f":"0.354*SQRT(I2/H2)*C2*D2*4000-0.139*SQRT(SQRT(I2/H2*4000^2))*(C2+D2)","v":599.42827472442218}]
[null,null,null,null,null,null,null,null,null,null,null,null,{"$f":"M9+O9+Q9","v":2.3957526648958849},null,null,null,null,null,{"$f":"S9+U9+W9","v":3.5528821288917252},null,null,null,null,null,{"$f":"Y9+AA9+AC9","v":9.8202080307401154},null,null,null,null,null,{"$f":"AE9+AG9+AI9","v":19.709621276918156},null,null,null,null,null,{"$f":"AK9+AM9+AO9","v":40.9475309952632},null,null,null,null,null,{"$f":"AQ9+AS9+AU9","v":57.628356913821257}]
[null,"m","n","fi",null,"No.","m","n","fi","縮退ﾁｪｯｸ","周波数重み","重み",{"$f":"SUM(N10:N409)","v":6.0063399800803869E-3},null,{"$f":"SUM(P10:P409)","v":2.1938568536395451},null,{"$f":"SUM(R10:R409)","v":0.19588947127625933},null,{"$f":"SUM(T10:T409)","v":0.16003822809206172},null,{"$f":"SUM(V10:V409)","v":2.9429829347403595},null,{"$f":"SUM(X10:X409)","v":0.44986096605930403},null,{"$f":"SUM(Z10:Z409)","v":0.19664076039122544},null,{"$f":"SUM(AB10:AB409)","v":8.5221049252195282},null,{"$f":"SUM(AD10:AD409)","v":1.1014623451293617},null,{"$f":"SUM(AF10:AF409)","v":1.5874176361053536},null,{"$f":"SUM(AH10:AH409)","v":15.022836534957195},null,{"$f":"SUM(AJ10:AJ409)","v":3.0993671058556052},null,{"$f":"SUM(AL10:AL409)","v":2.8596377745250803},null,{"$f":"SUM(AN10:AN409)","v":32.270047456866301},null,{"$f":"SUM(AP10:AP409)","v":5.8178457638718166},null,{"$f":"SUM(AR10:AR409)","v":5.5677278969597319},null,{"$f":"SUM(AT10:AT409)","v":46.435163107438633},null,{"$f":"SUM(AV10:AV409)","v":5.6254659094228909}]
[null,1,1,{"$f":"3.1416/2*SQRT($H$2/$I$2)*(B10^2/$C$2^2+C10^2/$D$2^2)","v":8.6823046246294862},null,1,1,1,8.6823046246294862,{"$f":"1","v":1},{"$f":"ABS(SIN(G10*3.1416*$J$2/$C$2)*SIN(H10*3.1416*$K$2/$D$2))*(1/F10^$M$2)+(1-1/F10^$M$2)","v":0.75519281472684885},{"$f":"$J10*$K10","v":0.75519281472684885},{"$f":"10^(LOG10($I10/22.27)/LOG10(2)*70/20)*$L10","v":1.3235099440276645E-5},{"$f":"IF($I10<22.27,M10,0)","v":1.3235099440276645E-5},{"$f":"AND($I10>22.27,$I10<44.45)","v":false},{"$f":"IF($O10=TRUE,$L10,0)","v":0},{"$f":"10^(LOG10(44.45/$I10)/LOG10(2)*70/20)*$L10","v":133099064.5066741},{"$f":"IF($I10>44.45,Q10,0)","v":0},{"$f":"10^(LOG10($I10/44.548)/LOG10(2)*70/20)*$L10","v":4.176575553962657E-9},{"$f":"IF($I10<44.528,S10,0)","v":4.176575553962657E-9},{"$f":"AND($I10>44.548,$I10<89.095)","v":false},{"$f":"IF($U10=TRUE,$L10,0)","v":0},{"$f":"10^(LOG10(89.095/$I10)/LOG10(2)*70/20)*$L10","v":431756298571.71729},{"$f":"IF($I10>89.095,W10,0)","v":0},{"$f":"10^(LOG10($I10/89.09)/LOG10(2)*70/20)*$L10","v":1.3217837185494198E-12},{"$f":"IF($I10<89.09,Y10,0)","v":1.3217837185494198E-12},{"$f":"AND($I10>89.09,$I10<176.78)","v":false},{"$f":"IF($AA10=TRUE,$L10,0)","v":0},{"$f":"10^(LOG10(176.78/$I10)/LOG10(2)*70/20)*$L10","v":1244870269005648.2},{"$f":"IF($I10>176.78,AC10,0)","v":0},{"$f":"10^(LOG10($I10/176.78)/LOG10(2)*70/20)*$L10","v":4.5813302929196466E-16},{"$f":"IF($I10<176.78,AE10,0)","v":4.5813302929196466E-16},{"$f":"AND($I10>176.78,$I10<353.55)","v":false},{"$f":"IF($AG10=TRUE,$L10,0)","v":0},{"$f":"10^(LOG10(353.55/$I10)/LOG10(2)*70/20)*$L10","v":3.9353310847846548E+18},{"$f":"IF($I10>353.55,AI10,0)","v":0},{"$f":"10^(LOG10($I10/353.55)/LOG10(2)*70/20)*$L10","v":1.4492203454497118E-19},{"$f":"IF($I10<353.55,AK10,0)","v":1.4492203454497118E-19},{"$f":"AND($I10>353.55,$I10<707.1)","v":false},{"$f":"IF($AM10=TRUE,$L10,0)","v":0},{"$f":"10^(LOG10(707.1/$I10)/LOG10(2)*70/20)*$L10","v":1.2444609574780734E+22},{"$f":"IF($I10>707.1,AO10,0)","v":0},{"$f":"10^(LOG10($I10/707.1)/LOG10(2)*70/20)*$L10","v":4.5828371230771154E-23},{"$f":"IF($I10<707.1,AQ10,0)","v":4.5828371230771154E-23},{"$f":"AND($I10>707.1,$I10<1414.2)","v":false},{"$f":"IF($AS10=TRUE,$L10,0)","v":0},{"$f":"10^(LOG10(1414.2/$I10)/LOG10(2)*70/20)*$L10","v":3.9353310847846987E+25},{"$f":"IF($I10>1414.2,AU10,0)","v":0}]
[null,1,2,28.815434474518852,null,2,2,1,14.596088648628578,{"$f":"IF(ABS(I11-I10)>0.0001,1,$L$2)","v":1},0.81464982349719828,{"$f":"$J11*$K11","v":0.81464982349719828},{"$f":"10^(LOG10($I11/22.27)/LOG10(2)*70/20)*$L11","v":5.9931048806401103E-3},{"$f":"IF($I11<22.27,M11,0)","v":5.9931048806401103E-3},{"$f":"AND($I11>22.27,$I11<44.45)","v":false},{"$f":"IF($O11=TRUE,$L11,0)","v":0},{"$f":"10^(LOG10(44.45/$I11)/LOG10(2)*70/20)*$L11","v":342039.74245235982},{"$f":"IF($I11>44.45,Q11,0)","v":0},{"$f":"10^(LOG10($I11/44.548)/LOG10(2)*70/20)*$L11","v":1.8912328879557382E-6},{"$f":"IF($I11<44.528,S11,0)","v":1.8912328879557382E-6},false,{"$f":"IF($U11=TRUE,$L11,0)","v":0},{"$f":"10^(LOG10(89.095/$I11)/LOG10(2)*70/20)*$L11","v":1109533066.3142939},0,{"$f":"10^(LOG10($I11/89.09)/LOG10(2)*70/20)*$L11","v":5.9852882031867693E-10},{"$f":"IF($I11<89.09,Y11,0)","v":5.9852882031867693E-10},{"$f":"AND($I11>89.09,$I11<176.78)","v":false},{"$f":"IF($AA11=TRUE,$L11,0)","v":0},{"$f":"10^(LOG10(176.78/$I11)/LOG10(2)*70/20)*$L11","v":3199084139137.144},{"$f":"IF($I11>176.78,AC11,0)","v":0},{"$f":"10^(LOG10($I11/176.78)/LOG10(2)*70/20)*$L11","v":2.0745135359366228E-13},{"$f":"IF($I11<176.78,AE11,0)","v":2.0745135359366228E-13},{"$f":"AND($I11>176.78,$I11<353.55)","v":false},{"$f":"IF($AG11=TRUE,$L11,0)","v":0},{"$f":"10^(LOG10(353.55/$I11)/LOG10(2)*70/20)*$L11","v":1.0113066051166808E+16},{"$f":"IF($I11>353.55,AI11,0)","v":0},{"$f":"10^(LOG10($I11/353.55)/LOG10(2)*70/20)*$L11","v":6.5623455000320722E-17},{"$f":"IF($I11<353.55,AK11,0)","v":6.5623455000320722E-17},{"$f":"AND($I11>353.55,$I11<707.1)","v":false},{"$f":"IF($AM11=TRUE,$L11,0)","v":0},{"$f":"10^(LOG10(707.1/$I11)/LOG10(2)*70/20)*$L11","v":3.1980322849412108E+19},{"$f":"IF($I11>707.1,AO11,0)","v":0},{"$f":"10^(LOG10($I11/707.1)/LOG10(2)*70/20)*$L11","v":2.0751958573057877E-20},{"$f":"IF($I11<707.1,AQ11,0)","v":2.0751958573057877E-20},{"$f":"AND($I11>707.1,$I11<1414.2)","v":false},{"$f":"IF($AS11=TRUE,$L11,0)","v":0},{"$f":"10^(LOG10(1414.2/$I11)/LOG10(2)*70/20)*$L11","v":1.011306605116685E+23},{"$f":"IF($I11>1414.2,AU11,0)","v":0}]
[null,1,3,62.370650891001134,null,3,3,1,24.452395355293728,1,0.12359512125749715,0.12359512125749715,0.36648918983853224,0,true,0.12359512125749715,128.74429699454959,0,1.1565230756129463E-4,1.1565230756129463E-4,false,0,417629.99115442752,0,3.6601118589163682E-8,3.6601118589163682E-8,false,0,1204140301.2604368,0,1.2686025027702744E-11,1.2686025027702744E-11,false,0,3806573966761.3818,0,4.0129928203265616E-15,4.0129928203265616E-15,false,0,1.2037443816868116E+16,0,1.2690197546134713E-18,1.2690197546134713E-18,false,0,3.8065739667614114E+19,0]
[null,1,4,109.34795387407632,null,4,1,2,28.815434474518852,1,0.6681662288007848,0.6681662288007848,13.365194151182809,0,true,0.6681662288007848,103.1763793972065,0,4.2176292983430652E-3,4.2176292983430652E-3,false,0,334690.94492647995,0,1.3347762216674439E-6,1.3347762216674439E-6,false,0,965004582.49869299,0,4.6263625832105037E-10,4.6263625832105037E-10,false,0,3050609067481.4829,0,1.46346548978968E-13,1.46346548978968E-13,false,0,9646872904003806,0,4.6278842247892703E-17,4.6278842247892703E-17,false,0,3.050609067481496E+19,0]
[null,1,5,169.74734342374444,null,5,2,2,34.729218498517945,1,0.72077155627629685,0.72077155627629685,126.31851144518849,0,true,0.72077155627629685,12.703248493974836,0,3.9862096185648128E-2,3.9862096185648128E-2,false,0,41207.709234652772,0,1.2615375693479358E-5,1.2615375693479358E-5,false,0,118812979.10359997,0,4.3725158670078136E-9,4.3725158670078136E-9,false,0,375596093491.52325,0,1.3831657073629273E-12,1.3831657073629273E-12,false,0,1187739135694756.2,0,4.373954016704785E-16,4.373954016704785E-16,false,0,3.7559609349152353E+18,0]
[null,1,6,243.56881954000545,null,6,4,1,38.251224744624942,1,0.68132394730496626,0.68132394730496626,367.08699206577319,0,true,0.68132394730496626,3.9059333264761671,0,0.11584095489104572,0.11584095489104572,false,0,12670.34687101581,0,3.6660820841832424E-5,3.6660820841832424E-5,false,0,36532039.416435637,0,1.2706717954606648E-8,1.2706717954606648E-8,false,0,115486467855.73212,0,4.0195386506331846E-12,4.0195386506331846E-12,false,0,365200277351936.06,0,1.271089727908069E-15,1.271089727908069E-15,false,0,1.1548646785573179E+18,0]
[null,1,7,330.81238222285936,null,7,3,2,44.585525205183096,1,0.10935231964391411,0.10935231964391411,349.93427951550501,0,false,0,0.1055494622948992,0.1055494622948992,0.11042810550182341,0,true,0.10935231964391411,342.38892155696379,0,3.4947786778113406E-5,3.4947786778113406E-5,false,0,987199.93267769634,0,1.2112976729110879E-8,1.2112976729110879E-8,false,0,3120773849.846209,0,3.8317194346184507E-12,3.8317194346184507E-12,false,0,9868753427806.4258,0,1.2116960768126829E-15,1.2116960768126829E-15,false,0,3.120773849846222E+16,0]
[null,1,8,431.47803147230621,null,8,5,1,55.992576816622211,1,0.85856031503673347,0.85856031503673347,38836.480952988488,0,false,0,5.8625729951869432E-2,5.8625729951869432E-2,12.255555591564017,0,true,0.85856031503673347,190.17435065304315,0,3.8785827368397877E-3,3.8785827368397877E-3,false,0,548324.12599095935,0,1.3443249706071292E-6,1.3443249706071292E-6,false,0,1733383012.8927314,0,4.2525270472440664E-10,4.2525270472440664E-10,false,0,5481438378186.0537,0,1.3447671280761685E-13,1.3447671280761685E-13,false,0,1.7333830128927324E+16,0]
[null,1,9,545.56576728834602,null,9,4,2,58.384354594514313,1,0.6028098302644499,0.6028098302644499,44346.692672770754,0,false,0,2.5309637729530769E-2,2.5309637729530769E-2,13.994402788734746,0,true,0.6028098302644499,82.101219454817155,0,4.4288852237862712E-3,4.4288852237862712E-3,false,0,236720.03740654871,0,1.5350609751694876E-6,1.5350609751694876E-6,false,0,748328355.80649209,0,4.8558856368850482E-10,4.8558856368850482E-10,false,0,2366422042037.4009,0,1.5355658669854113E-13,1.5355658669854113E-13,false,0,7483283558064873,0]
[null,1,10,673.0755896709785,null,10,1,3,62.370650891001134,1,0.16402443944067646,0.16402443944067646,26006.907344571013,0,false,0,3.1953241904734402E-3,3.1953241904734402E-3,8.206951065207603,0,true,0.16402443944067646,10.365221952001836,0,2.59729870961655E-3,2.59729870961655E-3,false,0,29885.740364129226,0,9.0022921988976574E-7,9.0022921988976574E-7,false,0,94475935.344414249,0,2.8477110743332589E-10,2.8477110743332589E-10,false,0,298759139763.15405,0,9.0052531129781399E-14,9.0052531129781399E-14,false,0,944759353444136.37,0]
[null,1,11,814.00749862020416,null,11,2,3,68.284434915000219,1,0.17693823091776217,0.17693823091776217,80429.411525131916,0,false,0,1.2023059147371715E-3,1.2023059147371715E-3,25.380958829308696,0,true,0.17693823091776217,3.9001262211859924,0,8.0324509178155631E-3,8.0324509178155631E-3,false,0,11245.119513450049,0,2.7840644577286646E-6,2.7840644577286646E-6,false,0,35548498.084660806,0,8.8068805286084301E-10,8.8068805286084301E-10,false,0,112414221345.66151,0,2.7849801551390268E-13,2.7849801551390268E-13,false,0,355484980846607,0]
[null,1,12,968.36149413602266,null,12,5,2,76.125706666511576,1,0.75962190941077679,0.75962190941077679,1222038.9069016543,0,false,0,1.4584664558691305E-3,1.4584664558691305E-3,385.63653016648641,0,true,0.75962190941077679,4.7310781703164571,0,0.12204450279088891,0.12204450279088891,false,0,13640.978890294798,0,4.2300882502458302E-5,4.2300882502458302E-5,false,0,43122379.56871371,0,1.3381113264805074E-8,1.3381113264805074E-8,false,0,136364937563.4445,0,4.2314795545475924E-12,4.2314795545475924E-12,false,0,431223795687137.37,0]
[null,1,13,1136.1375762184339,null,13,6,1,77.676451571285526,1,0.24483159266710552,0.24483159266710552,497946.33840976871,0,false,0,3.7182525593206368E-4,3.7182525593206368E-4,157.1359938451649,0,true,0.24483159266710552,1.2061534527814795,0,4.9729687773889149E-2,4.9729687773889149E-2,false,0,3477.6668648338386,0,1.7236414842965561E-5,1.7236414842965561E-5,false,0,10993732.324122323,0,5.4524257095460024E-9,5.4524257095460024E-9,false,0,34765234130.442848,0,1.7242084015025135E-12,1.7242084015025135E-12,false,0,109937323241222.89,0]
[null,1,14,1317.3357448674385,null,14,3,3,78.140741621665384,1,2.684429735894131E-2,2.684429735894131E-2,58513.881172198926,0,false,0,3.803922758528368E-5,3.803922758528368E-5,18.46511594220204,0,true,2.684429735894131E-2,0.12339437668944507,0,5.8437562778849315E-3,5.8437562778849315E-3,false,0,355.77938622164243,0,2.0254582716221112E-6,2.0254582716221112E-6,false,0,1124703.2825693379,0,6.4071681114777482E-10,6.4071681114777482E-10,false,0,3556624064.7870808,0,2.026124458386927E-13,2.026124458386927E-13,false,0,11247032825693.504,0]
[null,1,15,1511.9560000830359,null,15,4,3,91.939571010996588,1,0.14798045791077488,0.14798045791077488,2136730.1811428401,0,false,0,3.1655236501891192E-5,3.1655236501891192E-5,674.28394325602687,0,false,0,0.10268552820507303,0.10268552820507303,0.21339432900465791,0,true,0.14798045791077488,296.07017093325118,0,7.3962925256727471E-5,7.3962925256727471E-5,false,0,935948.24774937553,0,2.3396823463412722E-8,2.3396823463412722E-8,false,0,2959728234.9315906,0,7.3987252157253408E-12,7.3987252157253408E-12,false,0,9359482477493.7773,0]
[null,1,16,1719.9983418652257,null,16,6,2,97.809581421174911,1,0.21661779452025001,0.21661779452025001,6423237.3584503755,0,false,0,2.2564244760047631E-5,2.2564244760047631E-5,2026.9689887606016,0,false,0,7.3195516691073034E-2,7.3195516691073034E-2,0.64148596684821391,0,true,0.21661779452025001,211.04248589922577,0,2.2234039133344665E-4,2.2234039133344665E-4,false,0,667155.50659976655,0,7.0333330743183351E-8,7.0333330743183351E-8,false,0,2109730954.3787529,0,2.224135205744025E-11,2.224135205744025E-11,false,0,6671555065997.6582,0]
[null,1,17,1941.462770214009,null,17,7,1,103.30284900861494,1,0.59445291112169829,0.59445291112169829,33272887.203846123,0,false,0,3.2804312612659954E-5,3.2804312612659954E-5,10499.862727320478,0,false,0,0.10641298376760108,0.10641298376760108,3.3229490094602547,0,true,0.59445291112169829,306.81743420232442,0,1.1517411468477256E-3,1.1517411468477256E-3,false,0,969922.90380163339,0,3.6433232183300739E-7,3.6433232183300739E-7,false,0,3067165530.7775445,0,1.1521199622097971E-10,1.1521199622097971E-10,false,0,9699229038016.3047,0]
[null,1,18,2176.349285129385,null,18,1,4,109.34795387407632,1,0.81328889018611583,0.81328889018611583,88181910.813524574,0,false,0,2.3168434395808345E-5,2.3168434395808345E-5,27827.400516892856,0,false,0,7.5155430396990588E-2,7.5155430396990588E-2,8.8066897048910597,0,true,0.81328889018611583,216.69344758845762,0,3.052417257010759E-3,3.052417257010759E-3,false,0,685019.54090779368,0,9.6557657030282618E-7,9.6557657030282618E-7,false,0,2166221990.9915161,0,3.0534212174506286E-10,3.0534212174506286E-10,false,0,6850195409077.9785,0]
[null,1,19,2424.6578866113541,null,19,5,3,109.68092308299386,1,0.18647538966700411,0.18647538966700411,20946360.097803827,0,false,0,5.127680943779937E-6,5.127680943779937E-6,6610.0036440042031,0,false,0,1.6633539482406718E-2,1.6633539482406718E-2,2.0919040212040674,0,true,0.18647538966700411,47.958996402550945,0,7.2505835317294943E-4,7.2505835317294943E-4,false,0,151609.79745205733,0,2.2935899615891979E-7,2.2935899615891979E-7,false,0,479432275.5452922,0,7.2529682971199948E-11,7.2529682971199948E-11,false,0,1516097974520.5715,0]
[null,1,20,2686.3885746599153,null,20,2,4,115.26173789807541,1,0.87731985517101674,0.87731985517101674,175488519.04851755,0,false,0,1.3547330339081724E-5,1.3547330339081724E-5,55378.583437664223,0,false,0,4.3945802507402112E-2,4.3945802507402112E-2,17.525963315756602,0,true,0.87731985517101674,126.70764310800575,0,6.0745359111542231E-3,6.0745359111542231E-3,false,0,400553.00461230008,0,1.9215687297672025E-6,1.9215687297672025E-6,false,0,1266659818.1987941,0,6.0765338666209738E-10,6.0765338666209738E-10,false,0,4005530046123.0098,0]
[null,2,1,14.596088648628578,null,21,7,2,123.43597885850431,1,0.52594960131803825,0.52594960131803825,233349783.40955731,0,false,0,3.6615702567012843E-6,3.6615702567012843E-6,73637.754314482736,0,false,0,1.1877664406231564E-2,1.1877664406231564E-2,23.304543031929029,0,true,0.52594960131803825,34.246521321073992,0,8.0774038487926737E-3,8.0774038487926737E-3,false,0,108261.40141350839,0,2.5551395004580746E-6,2.5551395004580746E-6,false,0,342352611.14845973,0,8.0800605609123578E-10,8.0800605609123578E-10,false,0,1082614014135.0884,0]
[null,2,2,34.729218498517945,null,22,3,4,125.11804460474056,1,0.13310314536862422,0.13310314536862422,69118729.293669984,0,false,0,7.9171232306965533E-7,7.9171232306965533E-7,21811.668011379224,0,false,0,2.5682132583661516E-3,2.5682132583661516E-3,6.9028579225611244,0,true,0.13310314536862422,7.4048539427968194,0,2.3925451391590305E-3,2.3925451391590305E-3,false,0,23408.504986350763,0,7.5683805169750798E-7,7.5683805169750798E-7,false,0,74024192.376277149,0,2.3933320632483899E-10,2.3933320632483899E-10,false,0,234085049863.50818,0]
[null,2,3,68.284434915000219,null,23,6,3,131.36479783765719,1,5.3176306714617226E-2,5.3176306714617226E-2,48656020.528952368,0,false,0,1.7950901698818988E-7,1.7950901698818988E-7,15354.289313150812,0,false,0,5.8230423348454329E-4,5.8230423348454329E-4,4.859255953065313,0,true,5.3176306714617226E-2,1.6789407130342584,0,1.6842283791526271E-3,1.6842283791526271E-3,false,0,5307.5310271421067,0,5.3277495342870539E-7,5.3277495342870539E-7,false,0,16783886.797782112,0,1.6847823331248402E-10,1.6847823331248402E-10,false,0,53075310271.421486,0]
[null,2,4,115.26173789807541,null,24,8,1,132.8717691286104,1,0.88608631553923367,0.88608631553923367,925742176.00434172,0,false,0,2.6196816738728505E-6,2.6196816738728505E-6,292134.72547140188,0,false,0,8.4979114401723659E-3,8.4979114401723659E-3,92.453475044798864,0,true,0.88608631553923367,24.501778747661682,0,3.2044569770708034E-2,3.2044569770708034E-2,false,0,77455.95178781751,0,1.0136715648872639E-5,1.0136715648872639E-5,false,0,244937225.98569396,0,3.2055109443909213E-9,3.2055109443909213E-9,false,0,774559517878.17554,0]
[null,2,5,175.66112744774352,null,25,4,4,138.91687399407178,1,0.73373737958735863,0.73373737958735863,1285908312.7531042,0,false,0,1.293176483041341E-6,1.293176483041341E-6,405791.67900605808,0,false,0,4.1948986928448647E-3,4.1948986928448647E-3,128.42311302716479,0,true,0.73373737958735863,12.09502833308593,0,4.4511722286008443E-2,4.4511722286008443E-2,false,0,38235.262063542898,0,1.4080472138755312E-5,1.4080472138755312E-5,false,0,120910515.05422547,0,4.4526362489009103E-9,4.4526362489009103E-9,false,0,382352620635.4292,0]
[null,2,6,249.48260356400453,null,26,8,2,153.00489897849977,1,0.78397588046434996,0.78397588046434996,4223942941.5352597,0,false,0,4.4944222653141964E-7,4.4944222653141964E-7,1332941.766743575,0,false,0,1.4579329529345183E-3,1.4579329529345183E-3,421.84337438467588,0,true,0.78397588046434996,4.2036153110348193,0,0.14621180476158974,0.14621180476158974,false,0,13288.62807142597,0,4.6251439790947476E-5,4.6251439790947476E-5,false,0,42022331.684556916,0,1.4625989480153553E-8,1.4625989480153553E-8,false,0,132886280714.25999,0]
[null,2,7,336.72616624685844,null,27,5,4,156.65822606606906,1,0.92460832804218973,0.92460832804218973,6554242779.8687134,0,false,0,4.0288360141046772E-7,4.0288360141046772E-7,2068310.1243524682,0,false,0,1.3069027430429791E-3,1.3069027430429791E-3,654.56942223544399,0,true,0.92460832804218973,3.7681543377088471,0,0.22687514461118913,0.22687514461118913,false,0,11912.032335141617,0,7.1767817298727142E-5,7.1767817298727142E-5,false,0,37669153.740621656,0,2.2694976536281012E-8,2.2694976536281012E-8,false,0,119120323351.41624,0]
[null,2,8,437.3918154963053,null,28,7,3,156.99119527498658,1,0.12911246455103262,0.12911246455103262,938110120.7223568,0,false,0,5.4886941918760033E-8,5.4886941918760033E-8,296037.65463299421,0,false,0,1.7804620168142916E-4,1.7804620168142916E-4,93.688656392242677,0,true,0.12911246455103262,0.51335538987111662,0,3.2472686235215806E-2,3.2472686235215806E-2,false,0,1622.8385186797193,0,1.0272142490186741E-5,1.0272142490186741E-5,false,0,5131865.9936816413,0,3.2483366718783793E-9,3.2483366718783793E-9,false,0,16228385186.797232,0]
[null,2,9,551.47955131234505,null,29,9,1,166.38321193127192,1,0.3613957761018558,0.3613957761018558,5160128372.5598497,0,false,0,7.8179367386696186E-8,7.8179367386696186E-8,1628372.0506517128,0,false,0,2.5360384321759035E-4,2.5360384321759035E-4,515.33981284027061,0,true,0.3613957761018558,0.73120852103726197,0,0.17861786785387737,0.17861786785387737,false,0,2311.5240952744557,0,5.6502507264046173E-5,5.6502507264046173E-5,false,0,7309681.0074273376,0,1.7867661646459472E-8,1.7867661646459472E-8,false,0,23115240952.744614,0]
[null,2,10,678.98937369497776,null,30,1,5,169.74734342374444,1,0.55554301417417773,0.55554301417417773,10010875405.526232,0,false,0,9.52247494531658E-8,9.52247494531658E-8,3159113.2111367672,0,false,0,3.0889687698936824E-4,3.0889687698936824E-4,999.78184366212702,0,true,0.55554301417417773,0.89063330315002953,0,0.3465264991845261,0.3465264991845261,false,0,2815.5037599462844,0,1.0961734272506133E-4,1.0961734272506133E-4,false,0,8903404.6421982292,0,3.4664047406648154E-8,3.4664047406648154E-8,false,0,28155037599.46286,0]
[null,2,11,819.9212826442033,null,31,2,5,175.66112744774352,1,0.59928141478119035,0.59928141478119035,16080741771.321072,0,false,0,6.8982996267048049E-8,6.8982996267048049E-8,5074569.577263562,0,false,0,2.2377199451431028E-4,2.2377199451431028E-4,1605.9768006613076,0,true,0.59928141478119035,0.64519522686404474,0,0.55663495194737778,0.55663495194737778,false,0,2039.6156091516698,0,1.7608132262309935E-4,1.7608132262309935E-4,false,0,6449830.8761510598,0,5.5681803290392794E-8,5.5681803290392794E-8,false,0,20396156091.516712,0]
[null,2,12,974.2752781600218,null,32,6,4,178.34210082073238,1,0.26366619279177089,0.26366619279177089,8437483494.417985,0,false,0,2.5449688644134254E-8,2.5449688644134254E-8,2662600.8711735951,0,false,0,8.2555526663698883E-5,8.2555526663698883E-5,842.64786666522264,0,false,0,0.23802992805366296,0.23802992805366296,0.29206353079111252,0,true,0.26366619279177089,752.46923177533517,0,9.2388975237280997E-5,9.2388975237280997E-5,false,0,2379516.6416072035,0,2.9215959243870244E-8,2.9215959243870244E-8,false,0,7524692317.753336,0]
[null,2,13,1142.0513602424332,null,33,3,5,185.51743415440865,1,9.0920364788491734E-2,9.0920364788491734E-2,4602520685.4168587,0,false,0,5.5477017284796956E-9,5.5477017284796956E-9,1452408.8366741932,0,false,0,1.7996033050617E-5,1.7996033050617E-5,459.65177169411112,0,false,0,5.1887434135566964E-2,5.1887434135566964E-2,0.15931627514427446,0,true,9.0920364788491734E-2,164.02852373244863,0,5.0396800173341354E-5,5.0396800173341354E-5,false,0,518703.73622952215,0,1.5936867533212723E-8,1.5936867533212723E-8,false,0,1640285237.3244989,0]
[null,2,14,1323.2495288914374,null,34,9,2,186.51634178116129,1,0.31974940454094458,0.31974940454094458,17228987632.908573,0,false,0,1.8329315331814671E-8,1.8329315331814671E-8,5436919.3742625313,0,false,0,5.9457948651632458E-5,5.9457948651632458E-5,1720.6516235885547,0,false,0,0.17143335899751089,0.17143335899751089,0.59638148783967482,0,true,0.31974940454094458,541.9416331396784,0,1.8865441488961573E-4,1.8865441488961573E-4,false,0,1713769.9195927731,0,5.965776416975674E-8,5.965776416975674E-8,false,0,5419416331.3967781,0]
[null,2,15,1517.8697841070348,null,35,8,3,186.56011539498206,1,0.1924539115946782,0.1924539115946782,10398283938.051262,0,false,0,1.1002169362832114E-8,1.1002169362832114E-8,3281366.9965081452,0,false,0,3.5689626654869201E-5,3.5689626654869201E-5,1038.4721680551868,0,false,0,0.10290285348825837,0.10290285348825837,0.35993664735758218,0,true,0.1924539115946782,325.30040127703188,0,1.1385939870559683E-4,1.1385939870559683E-4,false,0,1028690.1918021648,0,3.6005503292691423E-8,3.6005503292691423E-8,false,0,3253004012.7703295,0]
[null,2,16,1725.9121258892249,null,36,4,5,199.31626354373989,1,0.50120280798984262,0.50120280798984262,58427108422.276382,0,false,0,1.3280031669756287E-8,1.3280031669756287E-8,18437733.227949519,0,false,0,4.3078719898603528E-5,4.3078719898603528E-5,5835.0903204753013,0,false,0,0.12420760926012461,0.12420760926012461,2.0224546324759634,0,true,0.50120280798984262,392.64980284137255,0,6.3976666464388274E-4,6.3976666464388274E-4,false,0,1241667.6997947949,0,2.0231198313237795E-7,2.0231198313237795E-7,false,0,3926498028.4137177,0]
[null,2,17,1947.3765542380081,null,37,10,1,203.83717741659947,1,0.49623752530610943,0.49623752530610943,75083187302.572159,0,false,0,1.0130316583110835E-8,1.0130316583110835E-8,23693860.859648298,0,false,0,3.2861448031171668E-5,3.2861448031171668E-5,7498.525792055716,0,false,0,9.4748449034344859E-2,9.4748449034344859E-2,2.5990048811529252,0,true,0.49623752530610943,299.52238880106108,0,8.2214782843992599E-4,8.2214782843992599E-4,false,0,947172.95882586332,0,2.5998597112315275E-7,2.5998597112315275E-7,false,0,2995223888.010602,0]
[null,2,18,2182.2630691533841,null,38,7,4,203.96849825806177,1,0.64018345901362761,0.64018345901362761,97590954327.860397,0,false,0,1.2971369947760794E-8,1.2971369947760794E-8,30796594.764769591,0,false,0,4.2077460850739491E-5,4.2077460850739491E-5,9746.3668550698767,0,false,0,0.12132070842189213,0.12132070842189213,3.3781113424548619,0,true,0.64018345901362761,383.52362247523581,0,1.0686039586026189E-3,1.0686039586026189E-3,false,0,1212808.1835002901,0,3.3792224258565534E-7,3.3792224258565534E-7,false,0,3835236224.7523608,0]
[null,2,19,2430.5716706353528,null,39,5,5,217.05761561573715,1,0.63158332013309237,0.63158332013309237,198425130955.17297,0,false,0,6.2094215066712256E-9,6.2094215066712256E-9,62616647.119191587,0,false,0,2.0142567161751582E-5,2.0142567161751582E-5,19816.63293359445,0,false,0,5.8076472964178227E-2,5.8076472964178227E-2,6.8684868400390231,0,true,0.63158332013309237,183.59354789085211,0,2.1727206367158874E-3,2.1727206367158874E-3,false,0,580573.7750462963,0,6.8707459312734781E-7,6.8707459312734781E-7,false,0,1835935478.9085255,0]
[null,2,20,2692.302358683914,null,40,9,3,220.07155819764355,1,7.849351640451678E-2,7.849351640451678E-2,28948837700.247757,0,false,0,6.5738978661697309E-10,6.5738978661697309E-10,9135330.520188326,0,false,0,2.132488173681821E-6,2.132488173681821E-6,2891.1080355522718,0,false,0,6.1485405892270709E-3,6.1485405892270709E-3,1.0020641529701062,0,true,7.849351640451678E-2,19.436999588858892,0,3.1698473261674171E-4,3.1698473261674171E-4,false,0,61465.189580550636,0,1.0023937385683719E-7,1.0023937385683719E-7,false,0,194369995.88858888,0]
[null,3,1,24.452395355293728,null,41,10,2,223.97030726648885,1,0.4390523180403203,0.4390523180403203,198602785247.63654,0,false,0,2.9980144879014995E-9,2.9980144879014995E-9,62672709.151691459,0,false,0,9.7251745769846019E-6,9.7251745769846019E-6,19834.375191774663,0,false,0,2.8040310545155236E-2,2.8040310545155236E-2,6.8746363442071399,0,true,0.4390523180403203,88.642092644324734,0,2.1746659202874783E-3,2.1746659202874783E-3,false,0,280310.90931972454,0,6.8768974580545947E-7,6.8768974580545947E-7,false,0,886420926.44324803,0]
[null,3,2,44.585525205183096,null,42,8,4,233.53741837805725,1,0.95425187067578598,0.95425187067578598,702011020999.95654,0,false,0,4.006532066495331E-9,4.006532066495331E-9,221532303.71644887,0,false,0,1.2996676284318835E-5,1.2996676284318835E-5,70109.540316426981,0,false,0,3.7472935440111169E-2,3.7472935440111169E-2,24.30011478934021,0,true,0.95425187067578598,118.46086403315725,0,7.6868984547787921E-3,7.6868984547787921E-3,false,0,374606.14393629716,0,2.4308107259529755E-6,2.4308107259529755E-6,false,0,1184608640.3315794,0]
[null,3,3,78.140741621665384,null,43,6,5,238.74149037040047,1,0.18010563435318749,0.18010563435318749,171195666360.24091,0,false,0,5.852593291185698E-10,5.852593291185698E-10,54023895.951142371,0,false,0,1.8985062185176384E-6,1.8985062185176384E-6,17097.237954447493,0,false,0,5.4739072823563528E-3,5.4739072823563528E-3,5.925938795185516,0,true,0.18010563435318749,17.304323205254658,0,1.8745627402471244E-3,1.8745627402471244E-3,false,0,54721.074696310148,0,5.9278878760674955E-7,5.9278878760674955E-7,false,0,173043232.05254743,0]
[null,3,4,125.11804460474056,null,44,1,6,243.56881954000545,1,0.32176530378700374,0.32176530378700374,385998125186.09119,0,false,0,8.2847563748863854E-10,8.2847563748863854E-10,121808705.76775548,0,false,0,2.6874687363486415E-6,2.6874687363486415E-6,38549.467615553527,0,false,0,7.7486997638018104E-3,7.7486997638018104E-3,13.361326916394228,0,true,0.32176530378700374,24.49548343018094,0,4.22661226573629E-3,4.22661226573629E-3,false,0,77461.520026285973,0,1.3365721546131511E-6,1.3365721546131511E-6,false,0,244954834.30180976,0]
[null,3,5,185.51743415440865,null,45,11,1,245.23366558459313,1,0.89670252759621205,0.89670252759621205,1164369795364.2007,0,false,0,2.1330074392858007E-9,2.1330074392858007E-9,367437996.59649146,0,false,0,6.9192026271965253E-6,6.9192026271965253E-6,116285.11329499632,0,false,0,1.9949933942635854E-2,1.9949933942635854E-2,40.304665935710823,0,true,0.89670252759621205,63.06648743934214,0,1.2749646534077258E-2,1.2749646534077258E-2,false,0,199433.74433472124,0,4.0317922409755735E-6,4.0317922409755735E-6,false,0,630664874.39342237,0]
[null,3,6,259.33891027066966,null,46,2,6,249.48260356400453,1,0.34709817522881925,0.34709817522881925,550341773056.96265,0,false,0,6.761743552118448E-10,6.761743552118448E-10,173670323.07133988,0,false,0,2.1934229055437507E-6,2.1934229055437507E-6,54962.397415058949,0,false,0,6.3242319139296599E-3,6.3242319139296599E-3,19.050083059385429,0,true,0.34709817522881925,19.992401664595903,0,6.0261465965105324E-3,6.0261465965105324E-3,false,0,63221.525157064767,0,1.9056348759044897E-6,1.9056348759044897E-6,false,0,199924016.64596021,0]
[null,3,7,346.58247295352362,null,47,10,3,257.52552368297108,1,0.10778053012488402,0.10778053012488402,247136668306.61282,0,false,0,1.4518774379879349E-10,1.4518774379879349E-10,77988455.772085965,0,false,0,4.7097042411896656E-7,4.7097042411896656E-7,24681.433327969105,0,false,0,1.3579352067501927E-3,1.3579352067501927E-3,8.554636934262831,0,true,0.10778053012488402,4.2927562520358142,0,2.7061034896849563E-3,2.7061034896849563E-3,false,0,13574.887196360982,0,8.5574506115344087E-7,8.5574506115344087E-7,false,0,42927562.520358264,0]
[null,3,8,447.24812220297048,null,48,3,6,259.33891027066966,1,5.2660222611353016E-2,5.2660222611353016E-2,131011960752.10162,0,false,0,6.5379402636723519E-11,6.5379402636723519E-11,41343199.197187319,0,false,0,2.1208239884996648E-7,2.1208239884996648E-7,13084.10846769912,0,false,0,6.1149095862898242E-4,6.1149095862898242E-4,4.5349796368122801,0,true,5.2660222611353016E-2,1.9330683987493313,0,1.434558160110325E-3,1.434558160110325E-3,false,0,6112.8990129424819,0,4.5364712219291226E-7,4.5364712219291226E-7,false,0,19330683.987493351,0]
[null,3,9,561.33585801901029,null,49,7,5,264.36788780772986,1,0.43729780737997515,0.43729780737997515,1360142750409.7251,0,false,0,4.3426679325342906E-10,4.3426679325342906E-10,429217701.52880985,0,false,0,1.4087057932575293E-6,1.4087057932575293E-6,135836.87455521076,0,false,0,4.0616800857417564E-3,4.0616800857417564E-3,47.08134769417984,0,true,0.43729780737997515,12.839937056764752,0,1.4893326306345399E-2,1.4893326306345399E-2,false,0,40603.446112575264,0,4.7096833064154207E-6,4.7096833064154207E-6,false,0,128399370.56764743,0]
[null,3,10,688.84568040164277,null,50,11,2,265.36679543448247,1,0.79336870602615872,0.79336870602615872,2578252580022.4551,0,false,0,7.5406916844955115E-10,7.5406916844955115E-10,813614340.13055146,0,false,0,2.4461036915891103E-6,2.4461036915891103E-6,257488.98207828525,0,false,0,7.0527790113024532E-3,7.0527790113024532E-3,89.24622516782685,0,true,0.79336870602615872,22.295512366493323,0,2.8231416858917439E-2,2.8231416858917439E-2,false,0,70504.600678569695,0,8.9275578847855494E-6,8.9275578847855494E-6,false,0,222955123.66493335,0]
[null,3,11,829.77758935086842,null,51,9,4,267.04886118071875,1,0.38919751874246589,0.38919751874246589,1361212734095.2627,0,false,0,3.437167017188426E-10,3.437167017188426E-10,429555354.27741981,0,false,0,1.1149729071458972E-6,1.1149729071458972E-6,135943.73336809938,0,false,0,3.2147686726153742E-3,3.2147686726153742E-3,47.118385184480438,0,true,0.38919751874246589,10.162648592965761,0,1.4905042441410169E-2,1.4905042441410169E-2,false,0,32137.116613677223,0,4.7133882736332907E-6,4.7133882736332907E-6,false,0,101626485.92965777,0]
[null,3,12,984.13158486668692,null,52,4,6,273.13773966000088,1,0.29029196598121315,0.29029196598121315,1319557219106.2812,0,false,0,1.9725513581183769E-10,1.9725513581183769E-10,416410201.39241147,0,false,0,6.3987036744431842E-7,6.3987036744431842E-7,131783.61490819053,0,false,0,1.8449194582319133E-3,1.8449194582319133E-3,45.676479337476096,0,true,0.29029196598121315,5.8322293283648019,0,1.4448921804805769E-2,1.4448921804805769E-2,false,0,18443.128514066892,0,4.569150263685707E-6,4.569150263685707E-6,false,0,58322293.283648081,0]
[null,3,13,1151.9076669490983,null,53,12,1,290.57267643525279,1,0.47106319788729673,0.47106319788729673,4396617878636.3271,0,false,0,1.5589283094042581E-10,1.5589283094042581E-10,1387432473.3931763,0,false,0,5.0569635414176885E-7,5.0569635414176885E-7,439088.34647511534,0,false,0,1.4580594620116954E-3,1.4580594620116954E-3,152.18894852041814,0,true,0.47106319788729673,4.6092728432676342,0,4.8142200288255263E-2,4.8142200288255263E-2,false,0,14575.800541886059,0,1.5223900448290116E-5,1.5223900448290116E-5,false,0,46092728.432676457,0]
[null,3,14,1333.1058355981027,null,54,5,6,290.87909173199813,1,0.36580713587321517,0.36580713587321517,3456317666757.7676,0,false,0,1.1958513777460344E-10,1.1958513777460344E-10,1090703695.7939112,0,false,0,3.8791885308226936E-7,3.8791885308226936E-7,345180.96661611751,0,false,0,1.1184750485085809E-3,1.1184750485085809E-3,119.64045226954231,0,true,0.36580713587321517,3.5357657223733234,0,3.7846076681218505E-2,3.7846076681218505E-2,false,0,11181.07295545026,0,1.1967980281403635E-5,1.1967980281403635E-5,false,0,35357657.223733276,0]
[null,3,15,1527.7260908137,null,55,8,5,293.93680792772534,1,0.65183229097751161,0.65183229097751161,6955043581441.5557,0,false,0,1.8869413417696443E-10,1.8869413417696443E-10,2194790082.9966455,0,false,0,6.1209957587911038E-7,6.1209957587911038E-7,694597.22680851317,0,false,0,1.7648487496385679E-3,1.7648487496385679E-3,240.74886624024072,0,true,0.65183229097751161,5.5791067690479643,0,7.6156516293645796E-2,7.6156516293645796E-2,false,0,17642.684699454574,0,2.4082805015164498E-5,2.4082805015164498E-5,false,0,55791067.69047989,0]
[null,3,16,1735.7684325958901,null,56,11,3,298.92201185096479,1,0.19475970449640101,0.19475970449640101,2526876206997.1812,0,false,0,4.6366120652803527E-11,4.6366120652803527E-11,797401594.27270365,0,false,0,1.5040575008083733E-7,1.5040575008083733E-7,252358.04568529871,0,false,0,4.3366048667389009E-4,4.3366048667389009E-4,87.467831774236714,0,true,0.19475970449640101,1.3709039696271024,0,2.766885451928711E-2,2.766885451928711E-2,false,0,4335.1789973879422,0,8.7496600528790463E-6,8.7496600528790463E-6,false,0,13709039.696271047,0]
[null,3,17,1957.2328609446733,null,57,10,4,304.5028266660463,1,0.53441248162680899,0.53441248162680899,8597340819045.0879,0,false,0,1.0260666107630534E-10,1.0260666107630534E-10,2713046747.8496342,0,false,0,3.3284285174586823E-7,3.3284285174586823E-7,858612.74928181572,0,false,0,9.5967602964953556E-4,9.5967602964953556E-4,297.59699283394792,0,true,0.53441248162680899,3.0337642442205337,0,9.4139385109637277E-2,9.4139385109637277E-2,false,0,9593.6048957162056,0,2.9769487447419352E-5,2.9769487447419352E-5,false,0,30337642.442205418,0]
[null,3,18,2192.1193758600493,null,58,12,2,310.7058062851421,1,0.41677901897548714,0.41677901897548714,8476585238206.5859,0,false,0,6.3296147245336997E-11,6.3296147245336997E-11,2674940135.2615967,0,false,0,2.0532458548667628E-7,2.0532458548667628E-7,846552.94108796259,0,false,0,5.9200635361620268E-4,5.9200635361620268E-4,293.4170378360198,0,true,0.41677901897548714,1.8714729267626913,0,9.2817132523871068E-2,9.2817132523871068E-2,false,0,5918.1170279115968,0,2.9351354466112496E-5,2.9351354466112496E-5,false,0,18714729.267626967,0]
[null,3,19,2440.427977342018,null,59,6,6,312.56296648666154,1,0.10431549434124458,0.10431549434124458,2273817920687.6128,0,false,0,1.4781839050804103E-11,1.4781839050804103E-11,717544464.59282219,0,false,0,4.7950390472789943E-8,4.7950390472789943E-8,227085.22290089875,0,false,0,1.382539541038625E-4,1.382539541038625E-4,78.708218004986605,0,true,0.10431549434124458,0.43705364062867846,0,2.4897910343465959E-2,2.4897910343465959E-2,false,0,1382.0849640553308,0,7.8734105664017539E-6,7.8734105664017539E-6,false,0,4370536.4062867761,0]
[null,3,20,2702.1586653905797,null,60,9,5,327.44825073038686,1,0.2658538254737759,0.2658538254737759,9953367206038.3398,0,false,0,2.1933215942370192E-11,2.1933215942370192E-11,3140965456.281023,0,false,0,7.1148540120483458E-8,7.1148540120483458E-8,994038.52438377938,0,false,0,2.0514049840649503E-4,2.0514049840649503E-4,344.53585258913091,0,true,0.2658538254737759,0.64849792000585771,0,0.10898763795326044,0.10898763795326044,false,0,2050.730485100185,0,3.4464917273411491E-5,3.4464917273411491E-5,false,0,6484979.2000585916,0]
[null,4,1,38.251224744624942,null,61,1,7,330.81238222285936,1,0.84022886578422395,0.84022886578422395,35427197583084.516,0,false,0,6.1552388314337078E-11,6.1552388314337078E-11,11179694420.778954,0,false,0,1.9966805510879079E-7,1.9966805510879079E-7,3538099.0653271405,0,false,0,5.7569704552631678E-4,5.7569704552631678E-4,1226.3126107441017,0,true,0.84022886578422395,1.8199153237774992,0,0.38792164540472662,0.38792164540472662,false,0,5755.0775717796996,0,1.2267159531591246E-4,1.2267159531591246E-4,false,0,18199153.237775031,0]
[null,4,2,58.384354594514313,null,62,2,7,336.72616624685844,1,0.90638083925089785,0.90638083925089785,46959018849312.758,0,false,0,5.4036713943997525E-11,5.4036713943997525E-11,14818769669.932405,0,false,0,1.7528817115216662E-7,1.7528817115216662E-7,4689777.1213707849,0,false,0,5.0540324135991564E-4,5.0540324135991564E-4,1625.4866580408886,0,true,0.90638083925089785,1.5976998853569511,0,0.51419308049685442,0.51419308049685442,false,0,5052.3706551178584,0,1.6260212914683667E-4,1.6260212914683667E-4,false,0,15976998.853569519,0]
[null,4,3,91.939571010996588,null,63,7,6,338.18936392399087,1,0.25327878894521177,0.25327878894521177,13800702891263.771,0,false,0,1.4357636334895445E-11,1.4357636334895445E-11,4355061976.168191,0,false,0,4.6574331255967706E-8,4.6574331255967706E-8,1378270.2932097528,0,false,0,1.3428640293418695E-4,1.3428640293418695E-4,477.71139540458745,0,true,0.25327878894521177,0.42451126746960993,0,0.15111529385764891,0.15111529385764891,false,0,1342.4224976089085,0,4.778685178758226E-5,4.778685178758226E-5,false,0,4245112.6746961065,0]
[null,4,4,138.91687399407178,null,64,13,1,339.85420996857852,1,0.38855210093502346,0.38855210093502346,22415484000161.305,0,false,0,2.0803524357782554E-11,2.0803524357782554E-11,7073612323.6379261,0,false,0,6.7483965475297493E-8,6.7483965475297493E-8,2238624.7967774114,0,false,0,1.9457453784162276E-4,1.9457453784162276E-4,775.91208395369608,0,true,0.38855210093502346,0.61509640493492324,0,0.24544564710468975,0.24544564710468975,false,0,1945.1056201755925,0,7.7616728662473103E-5,7.7616728662473103E-5,false,0,6150964.0493492167,0]
[null,4,5,{"$f":"3.1416/2*SQRT($H$2/$I$2)*(B74^2/$C$2^2+C74^2/$D$2^2)","v":199.31626354373989},null,65,12,3,344.26102270162443,1,{"$f":"ABS(SIN(G74*3.1416*$J$2/$C$2)*SIN(H74*3.1416*$K$2/$D$2))*(1/F74^$M$2)+(1-1/F74^$M$2)","v":0.10231278087907013},0.10231278087907013,6856188282009.1504,0,false,0,4.7158887984350746E-12,4.7158887984350746E-12,2163594501.2141252,0,{"$f":"AND($I74>44.548,$I74<89.095)","v":false},0,1.5297738565142601E-8,{"$f":"IF($I74>89.095,W74,0)","v":1.5297738565142601E-8},684724.59034879901,0,false,0,4.4107520806911747E-5,4.4107520806911747E-5,237.32698958605431,0,true,0.10231278087907013,0.13943436679781285,0,7.507406797628037E-2,7.507406797628037E-2,false,0,440.93018318444786,0,2.374050480193535E-5,2.374050480193535E-5,false,0,1394343.667978131,0]
[null,4,6,273.13773966000088,null,66,11,4,345.89931483403996,{"$f":"IF(ABS(I75-I74)>0.0001,1,$L$2)","v":1},0.96568477516511608,{"$f":"$J75*$K75","v":0.96568477516511608},{"$f":"10^(LOG10($I75/22.27)/LOG10(2)*70/20)*$L75","v":68384993355850.445},{"$f":"IF($I75<22.27,M75,0)","v":0},{"$f":"AND($I75>22.27,$I75<44.45)","v":false},{"$f":"IF($O75=TRUE,$L75,0)","v":0},{"$f":"10^(LOG10(44.45/$I75)/LOG10(2)*70/20)*$L75","v":4.2120786608849147E-11},{"$f":"IF($I75>44.45,Q75,0)","v":4.2120786608849147E-11},{"$f":"10^(LOG10($I75/44.548)/LOG10(2)*70/20)*$L75","v":21580124335.051777},{"$f":"IF($I75<44.528,S75,0)","v":0},false,{"$f":"IF($U75=TRUE,$L75,0)","v":0},{"$f":"10^(LOG10(89.095/$I75)/LOG10(2)*70/20)*$L75","v":1.3663443080213396E-7},1.3663443080213396E-7,{"$f":"10^(LOG10($I75/89.09)/LOG10(2)*70/20)*$L75","v":6829580.0283752391},{"$f":"IF($I75<89.09,Y75,0)","v":0},{"$f":"AND($I75>89.09,$I75<176.78)","v":false},{"$f":"IF($AA75=TRUE,$L75,0)","v":0},{"$f":"10^(LOG10(176.78/$I75)/LOG10(2)*70/20)*$L75","v":3.9395404581418645E-4},{"$f":"IF($I75>176.78,AC75,0)","v":3.9395404581418645E-4},{"$f":"10^(LOG10($I75/176.78)/LOG10(2)*70/20)*$L75","v":2367.1468662249727},{"$f":"IF($I75<176.78,AE75,0)","v":0},{"$f":"AND($I75>176.78,$I75<353.55)","v":true},{"$f":"IF($AG75=TRUE,$L75,0)","v":0.96568477516511608},{"$f":"10^(LOG10(353.55/$I75)/LOG10(2)*70/20)*$L75","v":1.2453824635940529},{"$f":"IF($I75>353.55,AI75,0)","v":0},{"$f":"10^(LOG10($I75/353.55)/LOG10(2)*70/20)*$L75","v":0.74880377092709349},{"$f":"IF($I75<353.55,AK75,0)","v":0.74880377092709349},{"$f":"AND($I75>353.55,$I75<707.1)","v":false},{"$f":"IF($AM75=TRUE,$L75,0)","v":0},{"$f":"10^(LOG10(707.1/$I75)/LOG10(2)*70/20)*$L75","v":3938.2451429889347},{"$f":"IF($I75>707.1,AO75,0)","v":0},{"$f":"10^(LOG10($I75/707.1)/LOG10(2)*70/20)*$L75","v":2.3679254366525837E-4},{"$f":"IF($I75<707.1,AQ75,0)","v":2.3679254366525837E-4},{"$f":"AND($I75>707.1,$I75<1414.2)","v":false},{"$f":"IF($AS75=TRUE,$L75,0)","v":0},{"$f":"10^(LOG10(1414.2/$I75)/LOG10(2)*70/20)*$L75","v":12453824.635940559},{"$f":"IF($I75>1414.2,AU75,0)","v":0}]
[null,4,7,360.38130234285478,null,67,3,7,346.58247295352362,1,0.13751215123545907,0.13751215123545907,9963900841082.3906,0,false,0,5.8619116539298807E-12,5.8619116539298807E-12,3144289535.7726483,0,false,0,1.9015289759067254E-8,1.9015289759067254E-8,995090.51400887803,0,false,0,5.4826227100560464E-5,5.4826227100560464E-5,344.90047441565559,0,true,0.13751215123545907,0.17331874745682371,0,0.10910297942301038,0.10910297942301038,false,0,548.08200317107878,0,3.4501391448719604E-5,3.4501391448719604E-5,false,0,1733187.4745682408,0]
[null,4,8,461.04695159230164,null,68,13,2,359.98733981846789,1,0.34377630045153357,0.34377630045153357,38724017510912.906,0,false,0,9.4266628081827753E-12,9.4266628081827753E-12,12220065713.682253,0,false,0,3.0578885411629569E-8,3.0578885411629569E-8,3867351.0609964216,0,false,0,8.8167203198183375E-5,8.8167203198183375E-5,1340.4320480314175,0,false,0,0.27871750498265091,0.27871750498265091,0.42402124961437004,0,true,0.34377630045153357,881.38213950450688,0,1.3408729250922013E-4,1.3408729250922013E-4,false,0,2787175.0498265135,0]
[null,4,9,575.13468740834139,null,69,4,7,360.38130234285478,1,0.75804223280744831,0.75804223280744831,86481028713256.172,0,false,0,2.052354937680468E-11,2.052354937680468E-11,27290656336.60091,0,false,0,6.657576253692374E-8,6.657576253692374E-8,8636823.33724856,0,false,0,1.9195594295384644E-4,1.9195594295384644E-4,2993.5412151207233,0,false,0,0.60681840351028105,0.60681840351028105,0.94695220744069919,0,true,0.75804223280744831,1918.9282811996052,0,2.9945258108368531E-4,2.9945258108368531E-4,false,0,6068184.0351028256,0]
[null,4,10,702.6445097909741,null,70,10,5,364.90221621571442,1,0.36504755498051705,0.36504755498051705,48142320348500.508,0,false,0,8.549847781070537E-12,8.549847781070537E-12,15192181908.86392,0,false,0,2.7734609893682216E-8,2.7734609893682216E-8,4807952.9358268417,0,false,0,7.9966387041322453E-5,7.9966387041322453E-5,1666.4466449933705,0,false,0,0.25279277407195405,0.25279277407195405,0.52715002589165405,0,true,0.36504755498051705,799.40094209973222,0,1.6669947504343612E-4,1.6669947504343612E-4,false,0,2527927.740719547,0]
[null,4,11,843.57641874019976,null,71,8,6,367.75828404398635,1,0.37753514988634068,0.37753514988634068,54513329705388.203,0,false,0,8.076042354616126E-12,8.076042354616126E-12,17202669404.943192,0,false,0,2.6197645844179776E-8,2.6197645844179776E-8,5444222.9145043585,0,false,0,7.5534903688131188E-5,7.5534903688131188E-5,1886.9791638073896,0,false,0,0.2387838009076664,0.2387838009076664,0.59691146911099213,0,true,0.37753514988634068,755.10067922040787,0,1.8875998038679761E-4,1.8875998038679761E-4,false,0,2387838.0090766684,0]
[null,4,12,997.93041425601814,null,72,5,7,378.12265441485209,1,0.95523573005866624,0.95523573005866624,190543195829525.41,0,false,0,1.4791567015389063E-11,1.4791567015389063E-11,60129359606.751999,0,false,0,4.7981946742530802E-8,4.7981946742530802E-8,19029467.444830656,0,false,0,1.3834493937062346E-4,1.3834493937062346E-4,6595.65361864239,0,false,0,0.43734126670302248,0.43734126670302248,2.0864148193916741,0,true,0.95523573005866624,1382.994517564709,0,6.5978229732065381E-4,6.5978229732065381E-4,false,0,4373412.6670302292,0]
[null,4,13,1165.7064963384296,null,73,12,4,391.23832568469965,1,0.50730152346040558,0.50730152346040558,150427073856348.25,0,false,0,5.284365380903915E-12,5.284365380903915E-12,47469990093.963791,0,false,0,1.7141803705503875E-8,1.7141803705503875E-8,15023087.506790638,0,false,0,4.9424459725786647E-5,4.9424459725786647E-5,5207.0338681107833,0,false,0,0.15624247566209082,0.15624247566209082,1.6471502682909087,0,true,0.50730152346040558,494.08209035563158,0,5.2087464963566877E-4,5.2087464963566877E-4,false,0,1562424.7566209114,0]
[null,4,14,1346.9046649874338,null,74,14,1,393.0782661845704,1,0.89020635480500632,0.89020635480500632,278767191664710.66,0,false,0,8.780641252232791E-12,8.780641252232791E-12,87970040815.145584,0,false,0,2.8483274320534826E-8,2.8483274320534826E-8,27840360.162829086,0,false,0,8.2124989219297027E-5,8.2124989219297027E-5,9649.5276488755953,0,false,0,0.25961662910501898,0.25961662910501898,3.0524522133543766,0,true,0.89020635480500632,820.97986642702142,0,9.652701443022061E-4,9.652701443022061E-4,false,0,2596166.2910501971,0]
[null,4,15,1541.5249202030311,null,75,13,3,393.54255623495021,1,8.4391746460691711E-2,8.4391746460691711E-2,26792401008388.129,0,false,0,8.2105987279148125E-13,8.2105987279148125E-13,8454827830.2364988,0,false,0,2.6634129465608607E-9,2.6634129465608607E-9,2675745.6257536202,0,false,0,7.6793404108443277E-6,7.6793404108443277E-6,927.41908675235129,0,false,0,2.4276222014345074E-2,2.4276222014345074E-2,0.29337212629202475,0,true,8.4391746460691711E-2,76.768154549251392,0,9.2772412108936683E-5,9.2772412108936683E-5,false,0,242762.22014345086,0]
[null,4,16,1749.5672619852212,null,76,6,7,399.80652916951544,1,0.27240006446464082,0.27240006446464082,103909965118805.84,0,false,0,2.2056862012459056E-12,2.2056862012459056E-12,32790673170.736916,0,false,0,7.154963211727866E-9,7.154963211727866E-9,10377443.75921399,0,false,0,2.062969551938025E-5,2.062969551938025E-5,3596.8439306645487,0,false,0,6.5215375504073067E-2,6.5215375504073067E-2,1.137796026578213,0,true,0.27240006446464082,206.22912505602244,0,3.5980269566766279E-4,3.5980269566766279E-4,false,0,652153.7550407321,0]
[null,4,17,1971.0316903340045,null,77,9,6,401.26972684664793,1,0.15398004247009878,0.15398004247009878,61285880234763.703,0,false,0,1.1949643673858732E-12,1.1949643673858732E-12,19339870497.130661,0,false,0,3.8763111829516084E-9,3.8763111829516084E-9,6120594.6382815391,0,false,0,1.1176454312383418E-5,1.1176454312383418E-5,2121.411032193198,0,false,0,3.5331431048096155E-2,3.5331431048096155E-2,0.67106971825787409,0,true,0.15398004247009878,111.72779510517405,0,2.1221087784623622E-4,2.1221087784623622E-4,false,0,353314.31048096291,0]
[null,4,18,2205.9182052493802,null,78,11,5,406.29870438370807,1,0.65964190241744469,0.65964190241744469,303454644155635.31,0,false,0,4.4290358525492587E-12,4.4290358525492587E-12,95760613982.237289,0,false,0,1.4367224390538196E-8,1.4367224390538196E-8,30305885.480732128,0,false,0,4.1424596586268385E-5,4.1424596586268385E-5,10504.083932808744,0,false,0,0.13095300504752155,0.13095300504752155,3.3227755198668576,0,true,0.65964190241744469,414.10976239369478,0,1.0507538796229328E-3,1.0507538796229328E-3,false,0,1309530.0504752193,0]
[null,4,19,2454.2268067313494,null,79,14,2,413.21139603445977,1,0.78762113641096287,0.78762113641096287,440849539818340.69,0,false,0,4.34641154846227E-12,4.34641154846227E-12,139118064000.16483,0,false,0,1.4099201742618884E-8,1.4099201742618884E-8,44027454.92705597,0,false,0,4.0651814748646704E-5,4.0651814748646704E-5,15260.008891532891,0,false,0,0.12851005780790381,0.12851005780790381,4.827225705933369,0,true,0.78762113641096287,406.38448491288176,0,1.5265028010463609E-3,1.5265028010463609E-3,false,0,1285100.5780790413,0]
[null,4,20,2715.957494779911,null,80,7,7,425.43292660684477,1,0.66138936379389923,0.66138936379389923,519530466057724.31,0,false,0,2.6006978933660608E-12,2.6006978933660608E-12,163947256601.0549,0,false,0,8.4363304904122154E-9,8.4363304904122154E-9,51885285.36746221,0,false,0,2.4324224201851593E-5,2.4324224201851593E-5,17983.549522882648,0,false,0,7.6894659626884604E-2,7.6894659626884604E-2,5.688768149339178,0,true,0.66138936379389923,243.16226432434888,0,1.7989464432532692E-3,1.7989464432532692E-3,false,0,768946.59626884665,0]
[null,5,1,55.992576816622211,null,81,1,8,431.47803147230621,1,0.42163762806380706,0.42163762806380706,390244791051921,0,false,0,1.4071102332085207E-12,1.4071102332085207E-12,123148818165.18042,0,false,0,4.5644851691804137E-9,4.5644851691804137E-9,38973580.318665646,0,false,0,1.316064617754747E-5,1.316064617754747E-5,13508.325275286968,0,false,0,4.1603933588777703E-2,4.1603933588777703E-2,4.2731125175920264,0,true,0.42163762806380706,131.5631897629207,0,1.3512768253767121E-3,1.3512768253767121E-3,false,0,416039.3358877771,0]
[null,5,2,76.125706666511576,null,82,2,8,437.3918154963053,1,0.45483353732145348,0.45483353732145348,493159207104157.12,0,false,0,1.2956996090324106E-12,1.2956996090324106E-12,155625327780.67029,0,false,0,4.2030833900309266E-9,4.2030833900309266E-9,49251599.018540673,0,false,0,1.211862703036361E-5,1.211862703036361E-5,17070.708270336047,0,false,0,3.8309863159954029E-2,3.8309863159954029E-2,5.4000074552235562,0,true,0.45483353732145348,121.14642443483015,0,1.7076322940396162E-3,1.7076322940396162E-3,false,0,383098.63159954047,0]
[null,5,3,109.68092308299386,null,83,10,6,438.72369233197543,1,0.21143212033655825,0.21143212033655825,237496933869949.81,0,false,0,5.8139385378884103E-13,5.8139385378884103E-13,74946462821.709351,0,false,0,1.8859671122003331E-9,1.8859671122003331E-9,23718717.174077146,0,false,0,5.4377536449781509E-6,5.4377536449781509E-6,8220.9574814587741,0,false,0,1.7190032956266553E-2,1.7190032956266553E-2,2.6005500759506317,0,true,0.21143212033655825,54.359657195159983,0,8.2236614093278567E-4,8.2236614093278567E-4,false,0,171900.32956266621,0]
[null,5,4,156.65822606606906,null,84,13,4,440.51985921802537,1,0.41844294700185547,0.41844294700185547,492894347818346.19,0,false,0,1.097248963878982E-12,1.097248963878982E-12,155541746631.67169,0,false,0,3.5593349435772137E-9,3.5593349435772137E-9,49225147.634985231,0,false,0,1.0262526020697196E-5,1.0262526020697196E-5,17061.540164913746,0,false,0,3.24422862873254E-2,3.24422862873254E-2,5.3971072921578873,0,true,0.41844294700185547,102.59151717119612,0,1.706715181952272E-3,1.706715181952272E-3,false,0,324422.86287325423,0]
[null,5,5,217.05761561573715,null,85,14,3,446.76661245094209,1,0.19334876535634482,0.19334876535634482,268261960742880.75,0,false,0,4.3043762366051537E-13,4.3043762366051537E-13,84654924759.173264,0,false,0,1.396284458095128E-9,1.396284458095128E-9,26791207.245260395,0,false,0,4.0258660144793864E-6,4.0258660144793864E-6,9285.8890311721698,0,false,0,1.2726720257054324E-2,1.2726720257054324E-2,2.9374217637966336,0,true,0.19334876535634482,40.245423156095278,0,9.2889432221464796E-4,9.2889432221464796E-4,false,0,127267.20257054365,0]
[null,5,6,290.87909173199813,null,86,3,8,447.24812220297048,1,6.9005362274426038E-2,6.9005362274426038E-2,96948190284054.25,0,false,0,1.517093987407297E-13,1.517093987407297E-13,30593758918.734394,0,false,0,4.9212583650844469E-10,4.9212583650844469E-10,9682174.2850173246,0,false,0,1.4189319866450872E-6,1.4189319866450872E-6,3355.8620620593692,0,false,0,4.485581584898723E-3,4.485581584898723E-3,1.0615658042327825,0,true,6.9005362274426038E-2,14.184654438787922,0,3.3569658275240028E-4,3.3569658275240028E-4,false,0,44855.815848987339,0]
[null,5,7,378.12265441485209,null,87,15,1,450.24484508322826,1,0.57174099994714955,0.57174099994714955,868113221576297,0,false,0,1.163077934043876E-12,1.163077934043876E-12,273948864205.25067,0,false,0,3.7728756818425519E-9,3.7728756818425519E-9,86698096.022242785,0,false,0,1.0878221766578488E-5,1.0878221766578488E-5,30049.743242491502,0,false,0,3.4388647018931372E-2,3.4388647018931372E-2,9.5056886315012807,0,true,0.57174099994714955,108.74645023138268,0,3.0059626803912998E-3,3.0059626803912998E-3,false,0,343886.47018931434,0]
[null,5,8,478.78830366429889,null,88,12,5,451.63771523436776,1,0.34652854703800462,0.34652854703800462,545397046632081.87,0,false,0,6.80067102166706E-13,6.80067102166706E-13,172109925010.08173,0,false,0,2.2060504775160874E-9,2.2060504775160874E-9,54468569.702575833,0,false,0,6.3606406217356291E-6,6.3606406217356291E-6,18878.921330962381,0,false,0,2.0107498251889431E-2,2.0107498251889431E-2,5.9720027030705793,0,true,0.34652854703800462,63.58549252382474,0,1.8885130734385242E-3,1.8885130734385242E-3,false,0,201074.98251889416,0]
[null,5,9,592.8760394803387,null,89,8,7,455.00184672684026,1,0.98586120706371039,0.98586120706371039,1691461274990053.5,0,false,0,1.7748269287542681E-12,1.7748269287542681E-12,533771268094.85168,0,false,0,5.7573109788906863E-9,5.7573109788906863E-9,168925513.85257739,0,false,0,1.6599885840114354E-5,1.6599885840114354E-5,58549.939978769195,0,false,0,5.247618838439963E-2,5.247618838439963E-2,18.521206465560553,0,true,0.98586120706371039,165.9442782187744,0,5.8569197445408156E-3,5.8569197445408156E-3,false,0,524761.88384399761,0]
[null,5,10,720.3858618629713,null,90,4,8,461.04695159230164,1,0.3803953208805908,0.3803953208805908,760897078994156.62,0,false,0,5.8739592419298522E-13,5.8739592419298522E-13,240114866801.64801,0,false,0,1.9054370589731758E-9,1.9054370589731758E-9,75990465.734291732,0,false,0,5.4938907713080037E-6,5.4938907713080037E-6,26338.455963404027,0,false,0,1.7367495768060452E-2,1.7367495768060452E-2,8.3316905373288233,0,true,0.3803953208805908,54.920843880406444,0,2.6347118857631209E-3,2.6347118857631209E-3,false,0,173674.9576806048,0]
[null,5,11,861.31777081219695,null,91,15,2,470.37797493311763,1,0.50585495562964478,0.50585495562964478,1277293400164549.5,0,false,0,6.1879652045815185E-13,6.1879652045815185E-13,403073087167.79694,0,false,0,2.0072965669016673E-9,2.0072965669016673E-9,127562745.39277853,0,false,0,5.7875793022111873E-6,5.7875793022111873E-6,44213.517046289984,0,false,0,1.8295915085063882E-2,1.8295915085063882E-2,13.986140345828808,0,true,0.50585495562964478,57.856763545835165,0,4.4228059167594098E-3,4.4228059167594098E-3,false,0,182959.15085063918,0]
[null,5,12,1015.6717663280153,null,92,5,8,478.78830366429889,1,0.47934954851594835,0.47934954851594835,1487314743524175.2,0,false,0,4.7718663942546865E-13,4.7718663942546865E-13,469349129327.09149,0,false,0,1.5479322708228799E-9,1.5479322708228799E-9,148537487.09784269,0,false,0,4.4631077039440599E-6,4.4631077039440599E-6,51483.406833178131,0,false,0,1.4108945260699463E-2,1.4108945260699463E-2,16.285837489389493,0,true,0.47934954851594835,44.616402406448458,0,5.150034006982906E-3,5.150034006982906E-3,false,0,141089.4526069951,0]
[null,5,13,1183.4478484104268,null,93,11,6,480.12018049996908,1,0.38205840359184162,0.38205840359184162,1224354423019057,0,false,0,3.6824670719066358E-13,3.6824670719066358E-13,386367233252.9563,0,false,0,1.1945450995254137E-9,1.1945450995254137E-9,122275752.39485535,0,false,0,3.4441968404511123E-6,3.4441968404511123E-6,42381.03410373845,0,false,0,1.0887925614265633E-2,1.0887925614265633E-2,13.406467763142581,0,true,0.38205840359184162,34.430643935567289,0,4.2394973509153359E-3,4.2394973509153359E-3,false,0,108879.25614265645,0]
[null,5,14,1364.6460170594312,null,94,9,7,488.51328952950183,1,0.40208958180183813,0.40208958180183813,1576188061600960,0,false,0,3.1682841211751708E-13,3.1682841211751708E-13,497394715939.71613,0,false,0,1.0277507434423364E-9,1.0277507434423364E-9,157413227.35030034,0,false,0,2.9632835668923077E-6,2.9632835668923077E-6,54559.757155853971,0,false,0,9.3676443434845373E-3,9.3676443434845373E-3,17.258984848845955,0,true,0.40208958180183813,29.623092435803873,0,5.4577702224690005E-3,5.4577702224690005E-3,false,0,93676.443434845685,0]
[null,5,15,1559.2662722750285,null,95,14,4,493.74391543401725,1,0.95868885960979144,0.95868885960979144,4253446284329950,0,false,0,6.674226209091489E-13,6.674226209091489E-13,1342252081398.3657,0,false,0,2.1650334016609185E-9,2.1650334016609185E-9,424789860.6067661,0,false,0,6.2423772902623703E-6,6.2423772902623703E-6,147233.06311100797,0,false,0,1.9733639725322955E-2,1.9733639725322955E-2,46.574496257804775,0,true,0.95868885960979144,62.403248057200045,0,1.4728148904965184E-2,1.4728148904965184E-2,false,0,197336.39725322978,0]
[null,5,16,1767.3086140572186,null,96,6,8,500.47217841896224,1,0.13669384823871852,0.13669384823871852,709833345136650,0,false,0,8.1307022338720618E-14,8.1307022338720618E-14,224000779900.69913,0,false,0,2.6374955483698124E-10,2.6374955483698124E-10,70890752.481228441,0,false,0,7.6046135369926663E-7,7.6046135369926663E-7,24570.88457607419,0,false,0,2.4039992587987224E-3,2.4039992587987224E-3,7.7725515421526534,0,true,0.13669384823871852,7.6021131511605438,0,2.4578966104256612E-3,2.4578966104256612E-3,false,0,24039.992587987257,0]
[null,5,17,1988.7730424060017,null,97,13,5,500.91924876769349,1,0.2858308515491203,0.2858308515491203,1499771719743254.2,0,false,0,1.6825948660356054E-13,1.6825948660356054E-13,473280153992.80682,0,false,0,5.4581219939294123E-10,5.4581219939294123E-10,149781559.98320606,0,false,0,1.5737243017243206E-6,1.5737243017243206E-6,51914.605123513487,0,false,0,4.974916919177101E-3,4.974916919177101E-3,16.422239210139232,0,true,0.2858308515491203,15.732068634707463,0,5.1931680184164435E-3,5.1931680184164435E-3,false,0,49749.169191771085,0]
[null,5,18,2223.6595573213776,null,98,15,3,503.93319134959995,1,0.12417954089711887,0.12417954089711887,698645096646831.37,0,false,0,6.8175761516643326E-14,6.8175761516643326E-14,220470125269.42047,0,false,0,2.2115342849203988E-10,2.2115342849203988E-10,69773386.891369179,0,false,0,6.3764519227431244E-7,6.3764519227431244E-7,24183.603302046631,0,false,0,2.0157481536007358E-3,2.0157481536007358E-3,7.6500421691437177,0,true,0.12417954089711887,6.3743553546572684,0,2.4191557450829221E-3,2.4191557450829221E-3,false,0,20157.481536007388,0]
[null,5,19,2471.9681588033468,null,99,16,1,511.35394666455221,1,0.27345167227863004,0.27345167227863004,1823481178509755.2,0,false,0,1.2666201581285968E-13,1.2666201581285968E-13,575432541904.31689,0,false,0,4.1087533800247691E-10,4.1087533800247691E-10,182110285.1332337,0,false,0,1.1846648079922991E-6,1.1846648079922991E-6,63119.809559216141,0,false,0,3.7450072991673171E-3,3.7450072991673171E-3,19.966801423485958,0,true,0.27345167227863004,11.842752919324335,0,6.3140570086507811E-3,6.3140570086507811E-3,false,0,37450.072991673296,0]
[null,5,20,2733.698846851908,null,100,12,6,525.45919135062877,1,0.2007060846121882,0.2007060846121882,1836449346808793.2,0,false,0,6.7753016668941907E-14,6.7753016668941907E-14,579524882497.74622,0,false,0,2.197820984127463E-10,2.197820984127463E-10,183405410.55291495,0,false,0,6.3369127648812939E-7,6.3369127648812939E-7,63568.702765800881,0,false,0,2.0032488851328537E-3,2.0032488851328537E-3,20.108800608509192,0,true,0.2007060846121882,6.3348291972128452,0,6.3589610937068858E-3,6.3589610937068858E-3,false,0,20032.488851328562,0]
[null,6,1,77.676451571285526,null,101,10,7,525.96725501482933,1,0.55211475124843867,0.55211475124843867,5108903227786693,0,false,0,1.8429669121687478E-13,1.8429669121687478E-13,1612207027610.2766,0,false,0,5.9783483478070142E-10,5.9783483478070142E-10,510223979.54811591,0,false,0,1.7237196401218789E-6,1.7237196401218789E-6,176844.70922694347,0,false,0,5.449087868926096E-3,5.449087868926096E-3,55.941600847446281,0,true,0.55211475124843867,17.231528836199534,0,1.7690287463393579E-2,1.7690287463393579E-2,false,0,54490.878689261132,0]
[null,6,2,97.809581421174911,null,102,7,8,526.09857585629163,1,0.33189367079933763,0.33189367079933763,3080050631213555,0,false,0,1.1046548370626868E-13,1.1046548370626868E-13,971965811767.62061,0,false,0,3.5833586465637031E-10,3.5833586465637031E-10,307603338.75971293,0,false,0,1.0331792858721947E-6,1.0331792858721947E-6,106615.96706680894,0,false,0,3.2661255241448746E-3,3.2661255241448746E-3,33.726018152807853,0,true,0.33189367079933763,10.328395780309084,0,1.0665103377105741E-2,1.0665103377105741E-2,false,0,32661.255241448824,0]
[null,6,3,131.36479783765719,null,103,16,2,531.48707651444158,1,0.2419397656633776,0.2419397656633776,2527675252392249.5,0,false,0,7.1528603836267979E-14,7.1528603836267979E-14,797653747532.19141,0,false,0,2.3202961905717464E-10,2.3202961905717464E-10,252437846.00703692,0,false,0,6.690041934501252E-7,6.690041934501252E-7,87495.490734340055,0,false,0,2.1148814168712479E-3,2.1148814168712479E-3,27.67760392724356,0,true,0.2419397656633776,6.6878422584772039,0,8.7524268586110787E-3,8.7524268586110787E-3,false,0,21148.814168712546,0]
[null,6,4,178.34210082073238,null,104,1,9,545.56576728834602,1,0.46717973399951385,0.46717973399951385,6614740348400195,0,false,0,1.0191584322788153E-13,1.0191584322788153E-13,2087401228801.1384,0,false,0,3.3060192722601046E-10,3.3060192722601046E-10,660611288.52119565,0,false,0,9.5321483772464057E-7,9.5321483772464057E-7,228969.26823007068,0,false,0,3.0133388793774046E-3,3.0133388793774046E-3,72.430255141084984,0,true,0.46717973399951385,9.5290142207719946,0,2.2904457775294856E-2,2.2904457775294856E-2,false,0,30133.388793774091,0]
[null,6,5,238.74149037040047,null,105,15,4,550.91049433267517,1,0.61572434781321805,0.61572434781321805,9764320231443034,0,false,0,1.1992705082795252E-13,1.1992705082795252E-13,3081308256408.2158,0,false,0,3.8902797518537317E-10,3.8902797518537317E-10,975158483.91347241,0,false,0,1.121672947729551E-6,1.121672947729551E-6,337991.99067554023,0,false,0,3.5458750426162764E-3,3.5458750426162764E-3,106.91760649588112,0,true,0.61572434781321805,11.213041433014054,0,3.3810315850059849E-2,3.3810315850059849E-2,false,0,35458.75042616282,0]
[null,6,6,312.56296648666154,null,106,2,9,551.47955131234505,1,0.50396121417260775,0.50396121417260775,8088460421034823,0,false,0,9.6987301431223757E-14,9.6987301431223757E-14,2552460313285.165,0,false,0,3.146143696021606E-10,3.146143696021606E-10,807791081.65369403,0,false,0,9.0711838186334663E-7,9.0711838186334663E-7,279982.09546655347,0,false,0,2.8676170156893624E-3,2.8676170156893624E-3,88.567233351164333,0,true,0.50396121417260775,9.0682012266331942,0,2.8007418344930684E-2,2.8007418344930684E-2,false,0,28676.170156893695,0]
[null,6,7,399.80652916951544,null,107,14,5,554.14330498368531,1,0.65486311832066002,0.65486311832066002,1.1116045396100678E+16,0,false,0,1.1916185770453269E-13,1.1916185770453269E-13,3507869636159.1182,0,false,0,3.8654578681023464E-10,3.8654578681023464E-10,1110154697.7810216,0,false,0,1.1145161268088082E-6,1.1145161268088082E-6,384781.96359937033,0,false,0,3.523250629021645E-3,3.523250629021645E-3,121.71876170380264,0,true,0.65486311832066002,11.141496755329342,0,3.8490852095929312E-2,3.8490852095929312E-2,false,0,35232.506290216435,0]
[null,6,8,500.47217841896224,null,108,8,8,555.66749597628711,1,0.49471780591410064,0.49471780591410064,8670155791295384,0,false,0,8.7191609715959807E-14,8.7191609715959807E-14,2736024832331.3657,0,false,0,2.8283840173486196E-10,2.8283840173486196E-10,865884749.40703857,0,false,0,8.1549966594017991E-7,8.1549966594017991E-7,300117.48344040988,0,false,0,2.5779884578409295E-3,2.5779884578409295E-3,94.936696378166474,0,true,0.49471780591410064,8.1523153084023026,0,3.0021619408686404E-2,3.0021619408686404E-2,false,0,25779.884578409288,0]
[null,6,9,614.559914235002,null,109,3,9,561.33585801901029,1,7.6458799324779045E-2,7.6458799324779045E-2,1507804819012704,0,false,0,1.1975573864208917E-14,1.1975573864208917E-14,475815144091.1236,0,false,0,3.8847226042101795E-11,3.8847226042101795E-11,150583822.17033792,0,false,0,1.1200706716527839E-7,1.1200706716527839E-7,52192.670892457987,0,false,0,3.5408098667434997E-4,3.5408098667434997E-4,16.510200248519357,0,true,7.6458799324779045E-2,1.1197023940506765,0,5.2209837410799164E-3,5.2209837410799164E-3,false,0,3540.8098667435147,0]
[null,6,10,742.06973661763459,null,110,16,3,565.04229293092385,1,5.9392457641219719E-2,5.9392457641219719E-2,1264387435413564.5,0,false,0,8.617254808001294E-15,8.617254808001294E-15,399000376031.58649,0,false,0,2.7953269645748786E-11,2.7953269645748786E-11,126273832.21483189,0,false,0,8.0596842289517661E-8,8.0596842289517661E-8,43766.77701581423,0,false,0,2.5478579310177658E-4,2.5478579310177658E-4,13.844822278826982,0,true,5.9392457641219719E-2,0.80570342165403042,0,4.3781172201336075E-3,4.3781172201336075E-3,false,0,2547.8579310177697,0]
[null,6,11,883.00164556686025,null,111,11,7,567.36374318282299,1,0.99767282343718733,0.99767282343718733,2.2276136957972568E+16,0,false,0,1.3801392859550568E-13,1.3801392859550568E-13,7029638838395.29,0,false,0,4.476994874652076E-10,4.476994874652076E-10,2224708267.2927651,0,false,0,1.290838797808367E-6,1.290838797808367E-6,771088.58543380781,0,false,0,4.080648540605694E-3,4.080648540605694E-3,243.91982125404738,0,true,0.99767282343718733,12.904143718956089,0,7.7134220162393727E-2,7.7134220162393727E-2,false,0,40806.48540605692,0]
[null,6,12,1037.3556410826786,null,112,13,6,574.7407248839545,1,0.16555054862334287,0.16555054862334287,4295492643858933.5,0,false,0,1.9707647344103525E-14,1.9707647344103525E-14,1355520572363.2053,0,false,0,6.392908096224953E-11,6.392908096224953E-11,428989012.5436694,0,false,0,1.8432484361670565E-7,1.8432484361670565E-7,148688.49804360216,0,false,0,5.826946830068449E-4,5.826946830068449E-4,47.034896574074047,0,true,0.16555054862334287,1.8426423787714408,0,1.4873740268452441E-2,1.4873740268452441E-2,false,0,5826.946830068443,0]
[null,6,13,1205.1317231650901,null,113,4,9,575.13468740834139,1,0.42148274488623333,0.42148274488623333,1.102356735387611E+16,0,false,0,4.9776453748865965E-14,4.9776453748865965E-14,3478686513495.2979,0,false,0,1.6146843335295678E-10,1.6146843335295678E-10,1100918955.2701735,0,false,0,4.6555719680051659E-7,4.6555719680051659E-7,381580.83573338616,0,false,0,1.4717370588163393E-3,1.4717370588163393E-3,120.70614324253607,0,true,0.42148274488623333,4.6540412227368302,0,3.8170634022095556E-2,3.8170634022095556E-2,false,0,14717.370588163418,0]
[null,6,14,1386.3298918140945,null,114,17,1,576.40557092854215,1,0.86672176805386825,0.86672176805386825,2.3257742606081088E+16,0,false,0,9.9765035571759018E-14,9.9765035571759018E-14,7339402295180.9512,0,false,0,3.2362498297783658E-10,3.2362498297783658E-10,2322740803.3957782,0,false,0,9.3309841906023769E-7,9.3309841906023769E-7,805066.86955379788,0,false,0,2.9497460941245277E-3,2.9497460941245277E-3,254.66823219622853,0,true,0.86672176805386825,9.3279161766189347,0,8.0533166142870705E-2,8.0533166142870705E-2,false,0,29497.460941245321,0]
[null,6,15,1580.9501470296918,null,115,9,8,589.17893877894869,1,0.20177371242995723,0.20177371242995723,6985990201028155,0,false,0,1.8000630218176389E-14,1.8000630218176389E-14,2204555849806.8252,0,false,0,5.8391736288787776E-11,5.8391736288787776E-11,697687852.46632111,0,false,0,1.6835918017176478E-7,1.6835918017176478E-7,241820.08362259134,0,false,0,5.3222342250009932E-4,5.3222342250009932E-4,76.495376390090158,0,true,0.20177371242995723,1.6830382391904215,0,2.4189961986455372E-2,2.4189961986455372E-2,false,0,5322.2342250009924,0]
[null,6,16,1788.9924888118819,null,116,5,9,592.8760394803387,1,0.53112525937694122,0.53112525937694122,1.9776369122656472E+16,0,false,0,4.4058921913557842E-14,4.4058921913557842E-14,6240791782226.5254,0,false,0,1.4292149321233024E-10,1.4292149321233024E-10,1975057523.0891299,0,false,0,4.1208134841458439E-7,4.1208134841458439E-7,684559.11007264408,0,false,0,1.3026871797422014E-3,1.3026871797422014E-3,216.5477986849063,0,true,0.53112525937694122,4.1194585666865171,0,6.8478426613991852E-2,6.8478426613991852E-2,false,0,13026.871797422047,0]
[null,6,17,2010.4569171606649,null,117,17,2,596.53870077843146,1,0.76684285640292493,0.76684285640292493,3.0672864279789244E+16,0,false,0,5.9216799693101548E-14,5.9216799693101548E-14,9679378360477.5215,0,false,0,1.9209170510341611E-10,1.9209170510341611E-10,3063285832.4375482,0,false,0,5.5385237782725911E-7,5.5385237782725911E-7,1061741.341118884,0,false,0,1.7508591321620021E-3,1.7508591321620021E-3,335.86252349728528,0,true,0.76684285640292493,5.5367027197376952,0,0.10620905549432409,0.10620905549432409,false,0,17508.591321620032,0]
[null,6,18,2245.3434320760412,null,118,15,5,611.30988388234323,1,0.4205902284074069,0.4205902284074069,2.2357111036776084E+16,0,false,0,2.4439323857536239E-14,2.4439323857536239E-14,7055191676857.9072,0,false,0,7.9278032850457486E-11,7.9278032850457486E-11,2232795113.8986163,0,false,0,2.2858002629554011E-7,2.2858002629554011E-7,773891.50355192774,0,false,0,7.2259584411172911E-4,7.2259584411172911E-4,244.80647331877316,0,true,0.4205902284074069,2.2850486951650359,0,7.7414604164056239E-2,7.7414604164056239E-2,false,0,7225.9584411173155,0]
[null,6,19,2493.6520335580099,null,119,16,4,612.01959591399907,1,0.29448798072511351,0.29448798072511351,1.5866565012357984E+16,0,false,0,1.6882577263147744E-14,1.6882577263147744E-14,5006982218381.2637,0,false,0,5.4764915865522089E-11,5.4764915865522089E-11,1584587059.37778,0,false,0,1.5790207524733975E-7,1.5790207524733975E-7,549221.22242985363,0,false,0,4.9916602600623547E-4,4.9916602600623547E-4,173.73612440216766,0,true,0.29448798072511351,1.5785015727545471,0,5.4940186496120869E-2,5.4940186496120869E-2,false,0,4991.6602600623582,0]
[null,6,20,2755.3827216065711,null,120,12,7,612.70275403348262,1,0.52410574988944092,0.52410574988944092,2.8606681409238148E+16,0,false,0,2.9659025853322064E-14,2.9659025853322064E-14,9027356899958.7383,0,false,0,9.6210076826130741E-11,9.6210076826130741E-11,2856937033.1584802,0,false,0,2.7739969194613779E-7,2.7739969194613779E-7,990220.41134965874,0,false,0,8.7692642181686593E-4,8.7692642181686593E-4,313.23818080205797,0,true,0.52410574988944092,2.7730848333228697,0,9.9054610146213126E-2,9.9054610146213126E-2,false,0,8769.2642181686733,0]
[null,7,1,103.30284900861494,null,121,6,9,614.559914235002,1,0.15145848332556863,0.15145848332556863,8562967959466701,0,false,0,8.2746455852279994E-15,8.2746455852279994E-15,2702199768899.2241,0,false,0,2.6841889258295443E-11,2.6841889258295443E-11,855179946.5019201,0,false,0,7.7392431823536436E-8,7.7392431823536436E-8,296407.17613818642,0,false,0,2.4465588926427938E-4,2.4465588926427938E-4,93.763008281815459,0,true,0.15145848332556863,0.77366985304906022,0,2.9650466643976726E-2,2.9650466643976726E-2,false,0,2446.5588926427995,0]
[null,7,2,123.43597885850431,null,122,10,8,626.63290426427625,1,0.27705826783058068,0.27705826783058068,1.9639744705486268E+16,0,false,0,1.207238020238082E-14,1.207238020238082E-14,6197677470664.0781,0,false,0,3.9161253390094826E-11,3.9161253390094826E-11,1961412901.0001936,0,false,0,1.1291249300495849E-7,1.1291249300495849E-7,679829.85523055447,0,false,0,3.5694325316152763E-4,3.5694325316152763E-4,215.05178510418565,0,true,0.27705826783058068,1.1287536754205252,0,6.8005345581429649E-2,6.8005345581429649E-2,false,0,3569.432531615279,0]
[null,7,3,156.99119527498658,null,123,14,6,627.96478109994632,1,0.37929057665962801,0.37929057665962801,2.7558635016093064E+16,0,false,0,1.6124004699191194E-14,1.6124004699191194E-14,8696626861640.5254,0,false,0,5.2304203736358203E-11,5.2304203736358203E-11,2752269088.2748976,0,false,0,1.5080717615655378E-7,1.5080717615655378E-7,953942.28052814864,0,false,0,4.7673736204779455E-4,4.7673736204779455E-4,301.76225526953885,0,true,0.37929057665962801,1.5075759097713464,0,9.5425603852089008E-2,9.5425603852089008E-2,false,0,4767.3736204779498,0]
[null,7,4,203.96849825806177,null,124,17,3,630.09391719491384,1,0.18824802008674818,0.18824802008674818,1.4226805154721272E+16,0,false,0,7.6937835481273865E-15,7.6937835481273865E-15,4489526269774.416,0,false,0,2.4957647291239284E-11,2.4957647291239284E-11,1420824943.9561825,0,false,0,7.1959652238940608E-8,7.1959652238940608E-8,492460.92725562147,0,false,0,2.2748158049625046E-4,2.2748158049625046E-4,155.78103945503793,0,true,0.18824802008674818,0.71935992010308791,0,4.9262290094647554E-2,4.9262290094647554E-2,false,0,2274.8158049625035,0]
[null,7,5,264.36788780772986,null,125,7,9,640.18631167233139,1,0.36774231358851167,0.36774231358851167,3.34316558175803E+16,0,false,0,1.2494412335926556E-14,1.2494412335926556E-14,10549965041538.139,0,false,0,4.0530271516055239E-11,4.0530271516055239E-11,3338805162.9857802,0,false,0,1.1685974280392047E-7,1.1685974280392047E-7,1157236.9231578896,0,false,0,3.694214488579142E-4,3.694214488579142E-4,366.07081051063875,0,true,0.36774231358851167,1.1682131949104191,0,0.11576175461175225,0.11576175461175225,false,0,3694.2144885791445,0]
[null,7,6,338.18936392399087,null,126,18,1,645.39971787519823,1,0.66150787923888377,0.66150787923888377,6.6085048830022568E+16,0,false,0,2.045282681266992E-14,2.045282681266992E-14,20854335146584.359,0,false,0,6.6346347607303921E-11,6.6346347607303921E-11,6599885552.5970917,0,false,0,1.9129447761774349E-7,1.9129447761774349E-7,2287534.2756603276,0,false,0,6.0472735421503686E-4,6.0472735421503686E-4,723.61977880617042,0,true,0.66150787923888377,1.9123158027269413,0,0.22882866609747354,0.22882866609747354,false,0,6047.273542150373,0]
[null,7,7,425.43292660684477,null,127,13,7,661.98428756680835,1,0.43230375700117896,0.43230375700117896,5.8005783789304576E+16,0,false,0,9.9516073797639118E-15,9.9516073797639118E-15,18304776602251.844,0,false,0,3.2281738290582919E-11,3.2281738290582919E-11,5793012809.6414347,0,false,0,9.3076988946561016E-8,9.3076988946561016E-8,2007870.478326635,0,false,0,2.9423850581003632E-4,2.9423850581003632E-4,635.15323326849204,0,true,0.43230375700117896,0.93046385368440199,0,0.20085308803486662,0.20085308803486662,false,0,2942.3850581003653,0]
[null,7,8,526.09857585629163,null,128,18,2,665.53284772508766,1,0.58527731775747782,0.58527731775747782,8.35678304199356E+16,0,false,0,1.2661080586389031E-14,1.2661080586389031E-14,26371343804750.723,0,false,0,4.1070921949443486E-11,4.1070921949443486E-11,8345883470.0875921,0,false,0,1.1841858433715716E-7,1.1841858433715716E-7,2892700.8425138141,0,false,0,3.7434931780517427E-4,3.7434931780517427E-4,915.05319333762907,0,true,0.58527731775747782,1.1837964847945759,0,0.28936522711573198,0.28936522711573198,false,0,3743.4931780517477,0]
[null,7,9,{"$f":"3.1416/2*SQRT($H$2/$I$2)*(B138^2/$C$2^2+C138^2/$D$2^2)","v":640.18631167233139},null,129,11,8,668.02939243226979,1,{"$f":"ABS(SIN(G138*3.1416*$J$2/$C$2)*SIN(H138*3.1416*$K$2/$D$2))*(1/F138^$M$2)+(1-1/F138^$M$2)","v":0.50064502659660381},0.50064502659660381,7.4664355008228464E+16,0,false,0,1.0368907685556033E-14,1.0368907685556033E-14,23561690736585.621,0,{"$f":"AND($I138>44.548,$I138<89.095)","v":false},0,3.3635406974051523E-11,{"$f":"IF($I138>89.095,W138,0)","v":3.3635406974051523E-11},7456697190.0142517,0,false,0,9.6979982148301771E-8,9.6979982148301771E-8,2584506.9993169024,0,false,0,3.0657679587361178E-4,3.0657679587361178E-4,817.56168773857485,0,true,0.50064502659660381,0.96948095271712376,0,0.25853570609452492,0.25853570609452492,false,0,3065.7679587361195,0]
[null,7,10,767.69613405496409,null,130,8,9,669.75523179232687,{"$f":"IF(ABS(I139-I138)>0.0001,1,$L$2)","v":1},0.54815347964341687,{"$f":"$J139*$K139","v":0.54815347964341687},{"$f":"10^(LOG10($I139/22.27)/LOG10(2)*70/20)*$L139","v":8.4239128274185168E+16},{"$f":"IF($I139<22.27,M139,0)","v":0},{"$f":"AND($I139>22.27,$I139<44.45)","v":false},{"$f":"IF($O139=TRUE,$L139,0)","v":0},{"$f":"10^(LOG10(44.45/$I139)/LOG10(2)*70/20)*$L139","v":1.1017346284397325E-14},{"$f":"IF($I139>44.45,Q139,0)","v":1.1017346284397325E-14},{"$f":"10^(LOG10($I139/44.548)/LOG10(2)*70/20)*$L139","v":26583184011931.215},{"$f":"IF($I139<44.528,S139,0)","v":0},false,{"$f":"IF($U139=TRUE,$L139,0)","v":0},{"$f":"10^(LOG10(89.095/$I139)/LOG10(2)*70/20)*$L139","v":3.5738858642359284E-11},3.5738858642359284E-11,{"$f":"10^(LOG10($I139/89.09)/LOG10(2)*70/20)*$L139","v":8412925699.5809669},{"$f":"IF($I139<89.09,Y139,0)","v":0},{"$f":"AND($I139>89.09,$I139<176.78)","v":false},{"$f":"IF($AA139=TRUE,$L139,0)","v":0},{"$f":"10^(LOG10(176.78/$I139)/LOG10(2)*70/20)*$L139","v":1.0304480263344281E-7},{"$f":"IF($I139>176.78,AC139,0)","v":1.0304480263344281E-7},{"$f":"10^(LOG10($I139/176.78)/LOG10(2)*70/20)*$L139","v":2915937.8208917906},{"$f":"IF($I139<176.78,AE139,0)","v":0},{"$f":"AND($I139>176.78,$I139<353.55)","v":false},{"$f":"IF($AG139=TRUE,$L139,0)","v":0},{"$f":"10^(LOG10(353.55/$I139)/LOG10(2)*70/20)*$L139","v":3.2574913629578153E-4},{"$f":"IF($I139>353.55,AI139,0)","v":3.2574913629578153E-4},{"$f":"10^(LOG10($I139/353.55)/LOG10(2)*70/20)*$L139","v":922.40378796386392},{"$f":"IF($I139<353.55,AK139,0)","v":0},{"$f":"AND($I139>353.55,$I139<707.1)","v":true},{"$f":"IF($AM139=TRUE,$L139,0)","v":0.54815347964341687},{"$f":"10^(LOG10(707.1/$I139)/LOG10(2)*70/20)*$L139","v":1.0301092165272963},{"$f":"IF($I139>707.1,AO139,0)","v":0},{"$f":"10^(LOG10($I139/707.1)/LOG10(2)*70/20)*$L139","v":0.29168968923328137},{"$f":"IF($I139<707.1,AQ139,0)","v":0.29168968923328137},{"$f":"AND($I139>707.1,$I139<1414.2)","v":false},{"$f":"IF($AS139=TRUE,$L139,0)","v":0},{"$f":"10^(LOG10(1414.2/$I139)/LOG10(2)*70/20)*$L139","v":3257.4913629578173},{"$f":"IF($I139>1414.2,AU139,0)","v":0}]
[null,7,11,908.62804300418975,null,131,16,5,672.41898546366713,1,0.20115944337154018,0.20115944337154018,3.2373891769988196E+16,0,false,0,3.8607568724680174E-15,3.8607568724680174E-15,10216168421197.641,0,false,0,1.2523800246984738E-11,1.2523800246984738E-11,3233166720.1101727,0,false,0,3.6109505834683652E-8,3.6109505834683652E-8,1120622.415682035,0,false,0,1.1415073867974194E-4,1.1415073867974194E-4,354.48847835383509,0,true,0.20115944337154018,0.3609763308186662,0,0.11209909958854135,0.11209909958854135,false,0,1141.507386797419,0]
[null,7,12,1062.9820385200082,null,132,1,10,673.0755896709785,1,0.83498070409865333,0.83498070409865333,1.3591243478764909E+17,0,false,0,1.584456057619517E-14,1.584456057619517E-14,42889632614787.273,0,false,0,5.1397722833208564E-11,5.1397722833208564E-11,13573516712.993402,0,false,0,1.4819354636241877E-7,1.4819354636241877E-7,4704609.5685708476,0,false,0,4.684750564653865E-4,4.684750564653865E-4,1488.217497591776,0,true,0.83498070409865333,1.481448205406612,0,0.47061569461061603,0.47061569461061603,false,0,4684.7505646538721,0]
[null,7,13,1230.7581206024195,null,133,17,4,677.07122017798895,1,0.93339763182947821,0.93339763182947821,1.6275568316521834E+17,0,false,0,1.653422107772342E-14,1.653422107772342E-14,51360506254128.687,0,false,0,5.3634893068135313E-11,5.3634893068135313E-11,16254340443.752377,0,false,0,1.5464391366771927E-7,1.5464391366771927E-7,5633788.7372462489,0,false,0,4.8886620211071035E-4,4.8886620211071035E-4,1782.1463937234428,0,true,0.93339763182947821,1.5459306697460595,0,0.56356417280212823,0.56356417280212823,false,0,4888.6620211071113,0]
[null,7,14,1411.9562892514236,null,134,2,10,678.98937369497776,1,0.90071948508086219,0.90071948508086219,1.6230949378200909E+17,0,false,0,1.543909024252772E-14,1.543909024252772E-14,51219703105745.945,0,false,0,5.0082429062408673E-11,5.0082429062408673E-11,16209779700.9506,0,false,0,1.4440119842055075E-7,1.4440119842055075E-7,5618343.8896506578,0,false,0,4.5648654239164807E-4,4.5648654239164807E-4,1777.2606976620852,0,true,0.90071948508086219,1.4435371951726148,0,0.5620191800512081,0.5620191800512081,false,0,4564.8654239164835,0]
[null,7,15,1606.576544467021,null,135,15,6,685.13135999860435,1,0.24360191589219507,0.24360191589219507,4.8742270481666864E+16,0,false,0,3.7604702495941422E-15,3.7604702495941422E-15,15381507049267.012,0,false,0,1.2198483301679644E-11,1.2198483301679644E-11,4867869698.9414129,0,false,0,3.5171529030283252E-8,3.5171529030283252E-8,1687213.9216709558,0,false,0,1.1118557084895048E-4,1.1118557084895048E-4,533.71937539418934,0,true,0.24360191589219507,0.35159964682870498,0,0.16877688576080627,0.16877688576080627,false,0,1111.8557084895056,0]
[null,7,16,1814.6188862492111,null,136,3,10,688.84568040164277,1,0.13665323525101386,0.13665323525101386,2.9116935041046716E+16,0,false,0,1.9809827405886224E-15,1.9809827405886224E-15,9188376683342.2305,0,false,0,6.4260539980588292E-12,6.4260539980588292E-12,2907895845.0584812,0,false,0,1.8528052968009203E-8,1.8528052968009203E-8,1007882.8432114217,0,false,0,5.8571583401846166E-5,5.8571583401846166E-5,318.82536923153049,0,true,0.13665323525101386,0.18521960971234713,0,0.10082143426158016,0.10082143426158016,false,0,585.71583401846249,0]
[null,7,17,2036.0833145979943,null,137,18,3,699.08806414156993,1,0.14367649818939818,0.14367649818939818,3.6344468734666368E+16,0,false,0,1.7543637991258217E-15,1.7543637991258217E-15,11469155960931.297,0,false,0,5.690931210270086E-12,5.690931210270086E-12,3629706542.7871246,0,false,0,1.6408495000669433E-8,1.6408495000669433E-8,1258063.9559646356,0,false,0,5.1871156407523704E-5,5.1871156407523704E-5,397.96560481103973,0,true,0.14367649818939818,0.16403099911461194,0,0.12584777416093468,0.12584777416093468,false,0,518.71156407523688,0]
[null,7,18,2270.9698295133703,null,138,4,10,702.6445097909741,1,0.75330741784896527,0.75330741784896527,2.0213778972726682E+17,0,false,0,8.6712855616235102E-15,8.6712855616235102E-15,63788243897720.062,0,false,0,2.8128538482381561E-11,2.8128538482381561E-11,20187414576.726685,0,false,0,8.1102189784225035E-8,8.1102189784225035E-8,6997000.5408738423,0,false,0,2.5638331675870184E-4,2.5638331675870184E-4,2213.3736038697029,0,true,0.75330741784896527,0.81075523502591618,0,0.69993019011235291,0.69993019011235291,false,0,2563.8331675870177,0]
[null,7,19,2519.2784309953395,null,139,9,9,703.26667459498844,1,0.22356778196953669,0.22356778196953669,6.0611298436153752E+16,0,false,0,2.5471314715380596E-15,2.5471314715380596E-15,19126993981775.832,0,false,0,8.2625678865808622E-12,8.2625678865808622E-12,6053224442.6698284,0,false,0,2.3823219583991433E-8,2.3823219583991433E-8,2098060.3800657252,0,false,0,7.531086483687755E-5,7.531086483687755E-5,663.68316501264474,0,true,0.22356778196953669,0.23815386544161837,0,0.20987504461493264,0.20987504461493264,false,0,753.10864836877795,0]
[null,7,20,2781.0091190439011,null,140,12,8,713.36840328292953,1,0.2630029914905786,0.2630029914905786,8.4162606369365776E+16,0,false,0,2.5385674875645223E-15,2.5385674875645223E-15,26559036137678.562,0,false,0,8.2347874206915252E-12,8.2347874206915252E-12,8405283489.6861715,0,false,0,2.3743120981703054E-8,2.3743120981703054E-8,2913289.014797071,0,false,0,7.505765409895467E-5,7.505765409895467E-5,921.56588642911902,0,false,0,0.23735314278177011,0.23735314278177011,0.29142472150280685,0,true,0.2630029914905786,750.57654098954799,0]
[null,8,1,132.8717691286104,null,141,14,7,715.20834378280017,1,0.99044517006197963,0.99044517006197963,3.2658467616694944E+17,0,false,0,9.2779405863138653E-15,9.2779405863138653E-15,103059714884104.31,0,false,0,3.0096449593860973E-11,3.0096449593860973E-11,32615871881.66832,0,false,0,8.6776210158289497E-8,8.6776210158289497E-8,11304730.099524785,0,false,0,2.7432024505532926E-4,2.7432024505532926E-4,3576.0453432857053,0,false,0,0.86747678267038497,0.86747678267038497,1.1308448300821523,0,true,0.99044517006197963,2743.2024505532972,0]
[null,8,2,153.00489897849977,null,142,19,1,718.33638750452042,1,0.15313277918235663,0.15313277918235663,5.3121414925092008E+16,0,false,0,1.3634939274471969E-15,1.3634939274471969E-15,16763425463421.254,0,false,0,4.4229994660112582E-12,4.4229994660112582E-12,5305212980.917861,0,false,0,1.2752704600441827E-8,1.2752704600441827E-8,1838798.0271494628,0,false,0,4.0314333211027368E-5,4.0314333211027368E-5,581.67024460913319,0,false,0,0.12748511529781628,0.12748511529781628,0.18394028201121354,0,true,0.15313277918235663,403.1433321102744,0]
[null,8,3,186.56011539498206,null,143,5,10,720.3858618629713,1,0.94926922288028825,0.94926922288028825,3.4039001763383725E+17,0,false,0,8.1768964646592664E-15,8.1768964646592664E-15,107416240646899.41,0,false,0,2.6524803645095706E-11,2.6524803645095706E-11,33994605427.441406,0,false,0,7.6478188177508683E-8,7.6478188177508683E-8,11782602.059246385,0,false,0,2.4176574759340972E-4,2.4176574759340972E-4,3727.2114287388399,0,false,0,0.76453042260854687,0.76453042260854687,1.1786477435825109,0,true,0.94926922288028825,2417.6574759340988,0]
[null,8,4,233.53741837805725,null,144,17,5,737.47060972765712,1,0.63758713547768087,0.63758713547768087,3.002492056936073E+17,0,false,0,4.1819971992842896E-15,4.1819971992842896E-15,94749079767428.062,0,false,0,1.3565862675989932E-11,1.3565862675989932E-11,29985759712.955231,0,false,0,3.9114053864689729E-8,3.9114053864689729E-8,10393127.665389311,0,false,0,1.2364882980827032E-4,1.2364882980827032E-4,3287.676526797542,0,false,0,0.39101193220865621,0.39101193220865621,1.0396546034551823,0,true,0.63758713547768087,1236.4882980827076,0]
[null,8,5,293.93680792772534,null,145,19,2,738.46951735440985,1,0.13548612960395651,0.13548612960395651,6.4814475636111552E+16,0,false,0,8.7479073466898837E-16,8.7479073466898837E-16,20453382742323.469,0,false,0,2.8377089728273518E-12,2.8377089728273518E-12,6472993951.32761,0,false,0,8.1818830299624645E-9,8.1818830299624645E-9,2243553.3785850652,0,false,0,2.5864878792231203E-5,2.5864878792231203E-5,709.70722354878012,0,false,0,8.1791928387635604E-2,8.1791928387635604E-2,0.22442912982884328,0,true,0.13548612960395651,258.64878792231195,0]
[null,8,6,367.75828404398635,null,146,10,9,740.720640080316,1,0.30698400534562587,0.30698400534562587,1.521465156117216E+17,0,false,0,1.9131807342550001E-15,1.9131807342550001E-15,48012591109873.102,0,false,0,6.206112983455625E-12,6.206112983455625E-12,15194807419.247936,0,false,0,1.7893903493131078E-8,1.7893903493131078E-8,5266552.3525495036,0,false,0,5.6566886042593876E-5,5.6566886042593876E-5,1665.9778561450767,0,false,0,0.17888020003778485,0.17888020003778485,0.52682845568227887,0,true,0.30698400534562587,565.66886042593762,0]
[null,8,7,455.00184672684026,null,147,6,10,742.06973661763459,1,0.27069862377426895,0.27069862377426895,1.3703156804674902E+17,0,false,0,1.6517259103646609E-15,1.6517259103646609E-15,43242795402318.367,0,false,0,5.3579870599187132E-12,5.3579870599187132E-12,13685284072.765844,0,false,0,1.5448526899722499E-8,1.5448526899722499E-8,4743348.3715913063,0,false,0,4.8836468856445873E-5,4.8836468856445873E-5,1500.4718119297663,0,false,0,0.15443447446624811,0.15443447446624811,0.47449084905778682,0,true,0.27069862377426895,488.36468856445993,0]
[null,8,8,555.66749597628711,null,148,18,4,746.06536712464515,1,0.71239688522480837,0.71239688522480837,3.8385926450378016E+17,0,false,0,4.0837440086666425E-15,4.0837440086666425E-15,121133749506234.12,0,false,0,1.3247141924186324E-11,1.3247141924186324E-11,38335860514.308853,0,false,0,3.8195095671496241E-8,3.8195095671496241E-8,13287290.243829565,0,false,0,1.2074378433218143E-4,1.2074378433218143E-4,4203.192113656024,0,false,0,0.38182537179784581,0.38182537179784581,1.3291660522410376,0,true,0.71239688522480837,1207.4378433218151,0]
[null,8,9,669.75523179232687,null,149,16,6,746.24046157992825,1,0.1165096630767367,0.1165096630767367,6.2950165479104832E+16,0,false,0,6.6606027123857174E-16,6.6606027123857174E-16,19865065876107.773,0,false,0,2.1606141140174701E-12,2.1606141140174701E-12,6286806093.5802717,0,false,0,6.2296352878510839E-9,6.2296352878510839E-9,2179020.2737433822,0,false,0,1.9693359224277924E-5,1.9693359224277924E-5,689.29335191936752,0,false,0,6.2275869928604947E-2,6.2275869928604947E-2,0.21797369680771966,0,true,0.1165096630767367,196.93359224277921,0]
[null,8,10,797.26505417495957,null,150,13,8,762.64993681625526,1,0.21693557330349922,0.21693557330349922,1.5093749880806896E+17,0,false,0,9.6305460450969405E-16,9.6305460450969405E-16,47631063940451.25,0,false,0,3.1240256489158347E-12,3.1240256489158347E-12,15074063428.337,0,false,0,9.0074115023024122E-9,9.0074115023024122E-9,5224702.230212138,0,false,0,2.8474570693034E-5,2.8474570693034E-5,1652.7393326435949,0,false,0,9.0044498785466776E-2,9.0044498785466776E-2,0.52264206697004301,0,true,0.21693557330349922,284.74570693034093,0]
[null,8,11,938.19696312418512,null,151,7,10,767.69613405496409,1,0.65725825326002429,0.65725825326002429,4.9374506465238336E+17,0,false,0,2.702438642358777E-15,2.702438642358777E-15,155810205750426,0,false,0,8.7663644343908877E-12,8.7663644343908877E-12,49310108361.2267,0,false,0,2.5275801390142188E-8,2.5275801390142188E-8,17090987.732119858,0,false,0,7.9902821506791706E-5,7.9902821506791706E-5,5406.4224933746473,0,false,0,0.25267490743534926,0.25267490743534926,1.7096609072230475,0,true,0.65725825326002429,799.02821506791827,0]
[null,8,12,1092.5509586400035,null,152,19,3,772.024733770892,1,3.3259742115613049E-2,3.3259742115613049E-2,2.6673284449533488E+16,0,false,0,1.2809959949315344E-16,1.2809959949315344E-16,8417238440747.6621,0,false,0,4.1553867512652436E-13,4.1553867512652436E-13,2663849505.9840698,0,false,0,1.1981104711112484E-9,1.1981104711112484E-9,923295.86650809692,0,false,0,3.7875122391156418E-6,3.7875122391156418E-6,292.06782071161808,0,false,0,1.1977165341369717E-2,1.1977165341369717E-2,9.2359954469041175E-2,0,true,3.3259742115613049E-2,37.875122391156481,0]
[null,8,13,1260.3270407224149,null,153,15,7,772.3749226814582,1,0.63612005111792336,0.63612005111792336,5.1284555714772666E+17,0,false,0,2.4371265790717328E-15,2.4371265790717328E-15,161837712410626.47,0,false,0,7.9057261208474587E-12,7.9057261208474587E-12,51217666374.715088,0,false,0,2.2794348189710645E-8,2.2794348189710645E-8,17752151.369563073,0,false,0,7.2058357582934448E-5,7.2058357582934448E-5,5615.569560665399,0,false,0,0.22786853441293842,0.22786853441293842,1.7757990170813744,0,true,0.63612005111792336,720.58357582934559,0]
[null,8,14,1441.5252093714191,null,154,11,9,782.11712824830954,1,0.55472091385113709,0.55472091385113709,5.1738495298112384E+17,0,false,0,1.8370534763919789E-15,1.8370534763919789E-15,163270201055919.94,0,false,0,5.9591659204001185E-12,5.9591659204001185E-12,51671013894.445541,0,false,0,1.718188827104181E-8,1.718188827104181E-8,17909282.577658303,0,false,0,5.4316036531530974E-5,5.4316036531530974E-5,5665.2751546996442,0,false,0,0.17176238891255025,0.17176238891255025,1.7915173060413616,0,true,0.55472091385113709,543.16036531531097,0]
[null,8,15,1636.1454645870167,null,155,20,1,795.21557981650847,1,0.82669693970109692,0.82669693970109692,9.3529860568597248E+17,0,false,0,2.2569861093994855E-15,2.2569861093994855E-15,295150430096183.69,0,false,0,7.3213735358241082E-12,7.3213735358241082E-12,93407871588.44783,0,false,0,2.1109501524778126E-8,2.1109501524778126E-8,32375365.629025426,0,false,0,6.6732156436769406E-5,6.6732156436769406E-5,10241.356890043351,0,false,0,0.21102560751485738,0.21102560751485738,3.2386014103195588,0,true,0.82669693970109692,667.32156436769446,0]
[null,8,16,1844.1878063692066,null,156,8,10,797.26505417495957,1,0.97970340979573267,0.97970340979573267,1.1420773473992434E+18,0,false,0,2.5958538343462775E-15,2.5958538343462775E-15,360403210524157.94,0,false,0,8.4206169840837049E-12,8.4206169840837049E-12,114058776054.41539,0,false,0,2.4278917910050123E-8,2.4278917910050123E-8,39533012.744693771,0,false,0,7.6751435659775925E-5,7.6751435659775925E-5,12505.548110136649,0,false,0,0.24270935037276034,0.24270935037276034,3.9546015416845983,0,true,0.97970340979573267,767.5143565977603,0]
[null,8,17,2065.6522347179898,null,157,18,5,806.46475667431321,1,0.4866255000919994,0.4866255000919994,6.4822824140340096E+17,0,false,0,1.1283615826085774E-15,1.1283615826085774E-15,204560172641744.25,0,false,0,3.6602602893063433E-12,3.6602602893063433E-12,64738277128.731064,0,false,0,1.0553521109137012E-8,1.0553521109137012E-8,22438423.62098166,0,false,0,3.3362190991910814E-5,3.3362190991910814E-5,7097.9863821655308,0,false,0,0.10550051126799052,0.10550051126799052,2.2445803768501396,0,true,0.4866255000919994,333.62190991910956,0]
[null,8,18,2300.5387496333656,null,158,17,6,811.29208584391813,1,0.36928448941550435,0.36928448941550435,5.2726494452517978E+17,0,false,0,7.9887668961264492E-16,7.9887668961264492E-16,166388011491912.41,0,false,0,2.5914535447774529E-12,2.5914535447774529E-12,52657724422.860985,0,false,0,7.4718619787937523E-9,7.4718619787937523E-9,18251278.531363517,0,false,0,2.3620333329877542E-5,2.3620333329877542E-5,5773.4593419294688,0,false,0,7.4694052414802273E-2,7.4694052414802273E-2,1.8257281498874025,0,true,0.36928448941550435,236.20333329877536,0]
[null,8,19,2548.8473511153347,null,159,1,11,814.00749862020416,1,0.27157982157281113,0.27157982157281113,4.0312308928357248E+17,0,false,0,5.651241112402444E-16,5.651241112402444E-16,127212798629677.58,0,false,0,1.8331901535677983E-12,1.8331901535677983E-12,40259730453.164597,0,false,0,5.285583388498926E-9,5.285583388498926E-9,13954107.629066484,0,false,0,1.6708986573031288E-5,1.6708986573031288E-5,4414.1276410242181,0,false,0,5.2838454963950336E-2,5.2838454963950336E-2,1.3958697228342616,0,true,0.27157982157281113,167.08986573031328,0]
[null,8,20,2810.5780391638964,null,160,20,2,815.34870966639789,1,0.73143039206619409,0.73143039206619409,1.1066902909533745E+18,0,false,0,1.4931602412713033E-15,1.4931602412713033E-15,349236183366904.94,0,false,0,4.8436203615347232E-12,4.8436203615347232E-12,110524685867.28784,0,false,0,1.3965468488523696E-8,1.3965468488523696E-8,38308089.619602934,0,false,0,4.4148168387350658E-5,4.4148168387350658E-5,12118.066003195549,0,false,0,0.13960876662867081,0.13960876662867081,3.8320689406351214,0,true,0.73143039206619409,441.48168387350682,0]
[null,9,1,166.38321193127192,null,161,14,8,815.87399303224709,1,0.49701809737566394,0.49701809737566394,7.5766516235584563E+17,0,false,0,1.0070559495125433E-15,1.0070559495125433E-15,239094976918316.37,0,false,0,3.2667603700126736E-12,3.2667603700126736E-12,75667695602.378357,0,false,0,9.4189543361558331E-9,9.4189543361558331E-9,26226583.153788205,0,false,0,2.9775555500131515E-5,2.9775555500131515E-5,8296.3016128392555,0,false,0,9.4158573977169382E-2,9.4158573977169382E-2,2.6235209252300455,0,true,0.49701809737566394,297.75555500131475,0]
[null,9,2,186.51634178116129,null,162,19,4,819.00203675396722,1,0.16491309981197394,0.16491309981197394,2.6283468268446134E+17,0,false,0,3.1960543113600069E-16,3.1960543113600069E-16,82942248782265.719,0,false,0,1.0367590370537736E-12,1.0367590370537736E-12,26249187307.591682,0,false,0,2.9892569155810064E-9,2.9892569155810064E-9,9098023.7756874654,0,false,0,9.4497522779540794E-6,9.4497522779540794E-6,2877.9940139851187,0,false,0,2.9882740522699493E-2,2.9882740522699493E-2,0.91010161765234554,0,true,0.16491309981197394,94.497522779541001,0]
[null,9,3,220.07155819764355,null,163,2,11,819.9212826442033,1,0.29296154491315435,0.29296154491315435,4.7304496837077645E+17,0,false,0,5.6040928250030125E-16,5.6040928250030125E-16,149277915117886.59,0,false,0,1.8178958536964644E-12,1.8178958536964644E-12,47242798601.984016,0,false,0,5.2414857823769896E-9,5.2414857823769896E-9,16374453.802101176,0,false,0,1.6569583548911406E-5,1.6569583548911406E-5,5179.7600431267811,0,false,0,5.2397623895016045E-2,5.2397623895016045E-2,1.6379839469412616,0,true,0.29296154491315435,165.69583548911433,0]
[null,9,4,267.04886118071875,null,164,12,9,827.45613909896929,1,0.29141058441551349,0.29141058441551349,5.2334507853277862E+17,0,false,0,5.0119763440938957E-16,5.0119763440938957E-16,165151026718766.97,0,false,0,1.6258208597300055E-12,1.6258208597300055E-12,52266249083.288437,0,false,0,4.6876815872806519E-9,4.6876815872806519E-9,18115592.351624228,0,false,0,1.4818876733824931E-5,1.4818876733824931E-5,5730.5374917895142,0,false,0,4.6861402844163562E-2,4.6861402844163562E-2,1.8121550691043309,0,true,0.29141058441551349,148.18876733824939,0]
[null,9,5,327.44825073038686,null,165,3,11,829.77758935086842,1,4.44468489686594E-2,4.44468489686594E-2,8.2465117654846416E+16,0,false,0,7.3994286202828398E-17,7.3994286202828398E-17,26023362801774.945,0,false,0,2.4002797649105569E-13,2.4002797649105569E-13,8235756018.0266008,0,false,0,6.9206562278713327E-10,6.9206562278713327E-10,2854530.4349706932,0,false,0,2.1877840815015039E-6,2.1877840815015039E-6,902.97868055013612,0,false,0,6.9183807262042062E-3,6.9183807262042062E-3,0.28554693091120137,0,true,4.44468489686594E-2,21.877840815015087,0]
[null,9,6,401.26972684664793,null,166,9,10,830.77649697762104,1,0.39957808615664869,0.39957808615664869,7.5180627999898406E+17,0,false,0,6.5596986568394281E-16,6.5596986568394281E-16,237246100380923.56,0,false,0,2.1278821322450686E-12,2.1278821322450686E-12,75082571528.083481,0,false,0,6.1352601250824292E-9,6.1352601250824292E-9,26023777.913485784,0,false,0,1.9395016882170493E-5,1.9395016882170493E-5,8232.1478711052478,0,false,0,6.1332428605076234E-2,6.1332428605076234E-2,2.6032337307998854,0,true,0.39957808615664869,193.95016882170472,0]
[null,9,7,488.51328952950183,null,167,16,7,833.4840242627821,1,0.3042428158278716,0.3042428158278716,5.9450310080276019E+17,0,false,0,4.8092023750197688E-16,4.8092023750197688E-16,187606230597076.87,0,false,0,1.5600435842407653E-12,1.5600435842407653E-12,59372770322.895767,0,false,0,4.4980278986057323E-9,4.4980278986057323E-9,20578727.62673714,0,false,0,1.4219336303814846E-5,1.4219336303814846E-5,6509.7054465220481,0,false,0,4.4965489535974901E-2,4.4965489535974901E-2,2.0585496107813119,0,true,0.3042428158278716,142.19336303814856,0]
[null,9,8,589.17893877894869,null,168,4,11,843.57641874019976,1,0.24501535559404436,0.24501535559404436,5.5068324830807584E+17,0,false,0,3.3672181551605604E-16,3.3672181551605604E-16,173778081777087.94,0,false,0,1.0922823932265318E-12,1.0922823932265318E-12,54996500402.290245,0,false,0,3.1493457795154404E-9,3.1493457795154404E-9,19061903.226806879,0,false,0,9.9558312632544826E-6,9.9558312632544826E-6,6029.8856910569866,0,false,0,3.1483102792195607E-2,3.1483102792195607E-2,1.9068172814198463,0,true,0.24501535559404436,99.558312632545054,0]
[null,9,9,703.26667459498844,null,169,20,3,848.90392608288005,1,0.17955480968239976,0.17955480968239976,4.3420460719445773E+17,0,false,0,2.2934336051629791E-16,2.2934336051629791E-16,137021135051510.25,0,false,0,7.4396045385842027E-13,7.4396045385842027E-13,43363828348.899734,0,false,0,2.1450393506429944E-9,2.1450393506429944E-9,15029994.517545143,0,false,0,6.7809797091662767E-6,6.7809797091662767E-6,4754.4648506324493,0,false,0,2.1443340648351579E-2,2.1443340648351579E-2,1.5034937983210761,0,true,0.17955480968239976,67.809797091662688,0]
[null,9,10,830.77649697762104,null,170,5,11,861.31777081219695,1,0.30875248363096341,0.30875248363096341,8.8391993668737792E+17,0,false,0,3.3311524097446843E-16,3.3311524097446843E-16,278936959702323.37,0,false,0,1.0805831278682746E-12,1.0805831278682746E-12,88276705897.585785,0,false,0,3.1156136309356029E-9,3.1156136309356029E-9,30596892.760307316,0,false,0,9.849195916449371E-6,9.849195916449371E-6,9678.7694099046876,0,false,0,3.1145892217209471E-2,3.1145892217209471E-2,3.0606956282862696,0,true,0.30875248363096341,98.491959164493679,0]
[null,9,11,971.70840592684658,null,171,10,10,868.23046246294859,1,0.54866618193412942,0.54866618193412942,1.7237497497244332E+18,0,false,0,5.3942203371790305E-16,5.3942203371790305E-16,543960481622026.94,0,false,0,1.7498159097458615E-12,1.7498159097458615E-12,172150150009.88708,0,false,0,5.0451928772820413E-9,5.0451928772820413E-9,59667605.683362752,0,false,0,1.5949054976275738E-5,1.5949054976275738E-5,18874.75964224623,0,false,0,5.0435340252274058E-2,5.0435340252274058E-2,5.9687230757722975,0,true,0.54866618193412942,159.4905497627575,0]
[null,9,12,1126.0624014426651,null,172,15,8,873.040571930905,1,0.31921320540071457,0.31921320540071457,1.0694098476620805E+18,0,false,0,2.9430933178678954E-16,2.9430933178678954E-16,337471663667306.62,0,false,0,9.5470173436875217E-13,9.5470173436875217E-13,106801503945.98166,0,false,0,2.7526635021083996E-9,2.7526635021083996E-9,37017626.899964511,0,false,0,8.701824210527631E-6,8.701824210527631E-6,11709.851639949469,0,false,0,2.7517584303663866E-2,2.7517584303663866E-2,3.702980224489822,0,true,0.31921320540071457,87.018242105276371,0]
[null,9,13,1293.8384835250765,null,173,13,9,876.73767263229502,1,0.24036731232067285,0.24036731232067285,8.458174254787977E+17,0,false,0,2.1098943048226371E-16,2.1098943048226371E-16,266913021568998.25,0,false,0,6.8442265826901625E-13,6.8442265826901625E-13,84471424405.096832,0,false,0,1.9733757713123117E-9,1.9733757713123117E-9,29277974.155850742,0,false,0,6.238310294782187E-6,6.238310294782187E-6,9261.5535460922711,0,false,0,1.9727269282388171E-2,1.9727269282388171E-2,2.9287603877260775,0,true,0.24036731232067285,62.383102947822067,0]
[null,9,14,1475.0366521740807,null,174,19,5,879.40142630363528,1,0.11264917257800636,0.11264917257800636,4.1062693970505926E+17,0,false,0,9.5454209871536118E-17,9.5454209871536118E-17,129580774659808.45,0,false,0,3.096412171638959E-13,3.096412171638959E-13,41009136784.285431,0,false,0,8.9277943733813939E-10,8.9277943733813939E-10,14213853.4466528,0,false,0,2.8222882006971594E-6,2.8222882006971594E-6,4496.2934966651619,0,false,0,8.9248589276214371E-3,8.9248589276214371E-3,1.4218528478064598,0,true,0.11264917257800636,28.222882006971588,0]
[null,9,15,1669.6569073896781,null,175,18,6,880.28623279057422,1,0.28184892595645711,0.28184892595645711,1.0394742377770607E+18,0,false,0,2.3605084060430296E-16,2.3605084060430296E-16,328024939296027.19,0,false,0,7.6571865919422582E-13,7.6571865919422582E-13,103811847394.5195,0,false,0,2.207774145755571E-9,2.207774145755571E-9,35981405.623183407,0,false,0,6.9792993216198034E-6,6.9792993216198034E-6,11382.061923713531,0,false,0,2.2070482328386629E-2,2.2070482328386629E-2,3.5993240148012444,0,true,0.28184892595645711,69.792993216198141,0]
[null,9,16,1877.6992491718681,null,176,6,11,883.00164556686025,1,8.8045488457102736E-2,8.8045488457102736E-2,3.3655529568497536E+17,0,false,0,7.1144986129790661E-17,7.1144986129790661E-17,106206124620183.3,0,false,0,2.3078521240691591E-13,2.3078521240691591E-13,33611633387.069241,0,false,0,6.6541623226325727E-10,6.6541623226325727E-10,11649863.140974402,0,false,0,2.1035390179552921E-6,2.1035390179552921E-6,3685.2218910514971,0,false,0,6.6519744437725653E-3,6.6519744437725653E-3,1.1653694858835604,0,true,8.8045488457102736E-2,21.035390179552991,0]
[null,9,17,2099.1636775206512,null,177,20,4,895.88122906595538,1,0.89029374154327479,0.89029374154327479,4.0271924208995395E+18,0,false,0,6.0792607759097658E-16,6.0792607759097658E-16,1270853573267984.5,0,false,0,1.9720342441080188E-12,1.9720342441080188E-12,402193984067.21442,0,false,0,5.6859084814099439E-9,5.6859084814099439E-9,139401284.56562412,0,false,0,1.7974509432220798E-5,1.7974509432220798E-5,44097.055845667812,0,false,0,5.6840389629997663E-2,5.6840389629997663E-2,13.94471345799526,0,true,0.89029374154327479,179.74509432220808,0]
[null,9,18,2334.0501924360274,null,178,17,7,898.53564852677198,1,0.96431617716834739,0.96431617716834739,4.5146847454665359E+18,0,false,0,6.3620633413635183E-16,6.3620633413635183E-16,1424690613534936,0,false,0,2.0637717700924978E-12,2.0637717700924978E-12,450879633951.30426,0,false,0,5.9504125987279719E-9,5.9504125987279719E-9,156275833.67031771,0,false,0,1.8810669874679233E-5,1.8810669874679233E-5,49435.011923754486,0,false,0,5.9484561117500515E-2,5.9484561117500515E-2,15.632723383664594,0,true,0.96431617716834739,188.1066987467928,0]
[null,9,19,2582.3587939179965,null,179,7,11,908.62804300418975,1,0.21377509476736994,0.21377509476736994,1.1396313778757601E+18,0,false,0,1.2386149858989982E-16,1.2386149858989982E-16,359631340500542.56,0,false,0,4.0179081922878224E-13,4.0179081922878224E-13,113814498124.59721,0,false,0,1.1584716815295048E-9,1.1584716815295048E-9,39448345.498149395,0,false,0,3.6622045948670113E-6,3.6622045948670113E-6,12478.765169715358,0,false,0,1.1580907777313942E-2,1.1580907777313942E-2,3.9461320322678106,0,true,0.21377509476736994,36.622045948670163,0]
[null,9,20,2844.0894819665582,null,180,11,10,909.62695063094213,1,0.99144124951737067,0.99144124951737067,5.353309595212757E+18,0,false,0,5.6715024088525193E-16,5.6715024088525193E-16,1689333887444667.7,0,false,0,1.8397626583348033E-12,1.8397626583348033E-12,534632738895.28607,0,false,0,5.3045336986725129E-9,5.3045336986725129E-9,185304836.78340191,0,false,0,1.6768893011918318E-5,1.6768893011918318E-5,58617.808017854222,0,false,0,5.3027895757342972E-2,5.3027895757342972E-2,18.536578478289911,0,true,0.99144124951737067,167.68893011918331,0]
[null,10,1,203.83717741659947,null,181,14,9,929.96172884828684,1,0.5507022311817209,0.5507022311817209,3.8451158042208445E+18,0,false,0,2.4361877846067538E-16,2.4361877846067538E-16,1213395996194232.7,0,false,0,7.9026807919803554E-13,7.9026807919803554E-13,384010070259.80664,0,false,0,2.2785567682330491E-9,2.2785567682330491E-9,133098701.62405673,0,false,0,7.2030600310154313E-6,7.2030600310154313E-6,42103.348593885385,0,false,0,2.2778075820931869E-2,2.2778075820931869E-2,13.31424786767254,0,true,0.5507022311817209,72.030600310154426,0]
[null,10,2,223.97030726648885,null,182,16,8,934.14967351222901,1,0.15267294953189653,0.15267294953189653,1.1231635637670772E+18,0,false,0,6.41014271790503E-17,6.41014271790503E-17,354434623230388.37,0,false,0,2.07936810334257E-13,2.07936810334257E-13,112169864575.20955,0,false,0,5.9953810488299067E-10,5.9953810488299067E-10,38878312.035426252,0,false,0,1.8952825843800557E-6,1.8952825843800557E-6,12298.445472390269,0,false,0,5.993409776291243E-3,5.993409776291243E-3,3.8891099372138673,0,true,0.15267294953189653,18.952825843800568,0]
[null,10,3,257.52552368297108,null,183,8,11,938.19696312418512,1,0.31865128849152874,0.31865128849152874,2.4650541613127219E+18,0,false,0,1.2723055018624833E-16,1.2723055018624833E-16,777892527048320.62,0,false,0,4.1271959060916735E-13,4.1271959060916735E-13,246183904432.94919,0,false,0,1.1899822874273481E-9,1.1899822874273481E-9,85327861.372483417,0,false,0,3.7618171167318106E-6,3.7618171167318106E-6,26991.913882705219,0,false,0,1.1895910229880064E-2,1.1895910229880064E-2,8.5355926276467233,0,true,0.31865128849152874,37.618171167318231,0]
[null,10,4,304.5028266660463,null,184,19,6,953.2229024198964,1,6.5245344304793187E-2,6.5245344304793187E-2,6.0714169246963712E+17,0,false,0,2.1656861087618247E-17,2.1656861087618247E-17,191594567309663.78,0,false,0,7.0252080407395156E-14,7.0252080407395156E-14,60634981065.327278,0,false,0,2.0255576241566681E-10,2.0255576241566681E-10,21016212.536650855,0,false,0,6.4032695460976746E-7,6.4032695460976746E-7,6648.0958248045526,0,false,0,2.0248916237661199E-3,2.0248916237661199E-3,2.1023124909438087,0,true,6.5245344304793187E-2,6.4032695460976781,0]
[null,10,5,364.90221621571442,null,185,12,10,954.96596148160188,1,0.5208321278707666,0.5208321278707666,4.9506615111111209E+18,0,false,0,1.6924615536640384E-16,1.6924615536640384E-16,1562270985311044.2,0,false,0,5.4901282634355509E-13,5.4901282634355509E-13,494420447006.41876,0,false,0,1.5829525755125211E-9,1.5829525755125211E-9,171367171.46093988,0,false,0,5.0040896881007249E-6,5.0040896881007249E-6,54208.881600870773,0,false,0,1.5824321030159891E-2,1.5824321030159891E-2,17.142353526914619,0,true,0.5208321278707666,50.040896881007335,0]
[null,10,6,438.72369233197543,null,186,20,5,956.28061861562344,1,0.6081436432313394,0.6081436432313394,5.8737867760716626E+18,0,false,0,1.9448256743005004E-16,1.9448256743005004E-16,1853579897063259.7,0,false,0,6.3087651112763894E-13,6.3087651112763894E-13,586612572264.90027,0,false,0,1.8189877361716202E-9,1.8189877361716202E-9,203321156.84357348,0,false,0,5.7502529855709424E-6,5.7502529855709424E-6,64316.942529436332,0,false,0,1.8183896556587524E-2,1.8183896556587524E-2,20.338803053117026,0,true,0.6081436432313394,57.502529855709511,0]
[null,10,7,525.96725501482933,null,187,18,7,967.52979547342807,1,0.73599484031273865,0.73599484031273865,8.1440224938800599E+18,0,false,0,2.054457152924636E-16,2.054457152924636E-16,2569993932599434.5,0,false,0,6.6643955703869761E-13,6.6643955703869761E-13,813340042096.87146,0,false,0,1.9215256231148235E-9,1.9215256231148235E-9,281905376.87906975,0,false,0,6.0743996407706359E-6,6.0743996407706359E-6,89175.628375062384,0,false,0,1.920893828294383E-2,1.920893828294383E-2,28.199809744193701,0,true,0.73599484031273865,60.743996407706391,0]
[null,10,8,626.63290426427625,null,188,1,12,968.36149413602266,1,0.59469708161168677,0.59469708161168677,6.6465868240268749E+18,0,false,0,1.6435368484333333E-16,1.6435368484333333E-16,2097450961497320,0,false,0,5.3314227930597076E-13,5.3314227930597076E-13,663791782416.71802,0,false,0,1.5371934928417968E-9,1.5371934928417968E-9,230071634.13347557,0,false,0,4.8594343413318289E-6,4.8594343413318289E-6,72778.968504496355,0,false,0,1.5366880658648685E-2,1.5366880658648685E-2,23.014730623186715,0,true,0.59469708161168677,48.59434341331837,0]
[null,10,9,740.720640080316,null,189,9,11,971.70840592684658,1,0.12996389594412308,0.12996389594412308,1.5119856611738839E+18,0,false,0,3.4505178960707679E-17,3.4505178960707679E-17,477134484625292.62,0,false,0,1.1193037610630843E-13,1.1193037610630843E-13,151001361088.22781,0,false,0,3.2272556966581949E-10,3.2272556966581949E-10,52337390.76350531,0,false,0,1.020212304672672E-6,1.020212304672672E-6,16555.979742269541,0,false,0,3.2261945796952869E-3,3.2261945796952869E-3,5.2354604881179219,0,true,0.12996389594412308,10.202123046726728,0]
[null,10,10,868.23046246294859,null,190,2,12,974.2752781600218,1,0.64151811712415585,0.64151811712415585,7.6958201387292969E+18,0,false,0,1.6517695500095337E-16,1.6517695500095337E-16,2428555554429453.5,0,false,0,5.3581286213310062E-13,5.3581286213310062E-13,768578264648.4176,0,false,0,1.5448935059589555E-9,1.5448935059589555E-9,266390850.25026706,0,false,0,4.8837759146890082E-6,4.8837759146890082E-6,84267.890621416591,0,false,0,1.5443855472289474E-2,1.5443855472289474E-2,26.647846798161769,0,true,0.64151811712415585,48.837759146890164,0]
[null,10,11,1009.1623714121741,null,191,3,12,984.13158486668692,1,9.7328333214957097E-2,9.7328333214957097E-2,1.3125367030580803E+18,0,false,0,2.2292235818311602E-17,2.2292235818311602E-17,414194750285648.44,0,false,0,7.2313154562551287E-14,7.2313154562551287E-14,131082478974.13896,0,false,0,2.0849839706039083E-10,2.0849839706039083E-10,45433464.141491488,0,false,0,6.5911303652140249E-7,6.5911303652140249E-7,14372.04837640034,0,false,0,2.0842984309173761E-3,2.0842984309173761E-3,4.5448407511549984,0,true,9.7328333214957097E-2,6.5911303652140285,0]
[null,10,12,1163.5163669279925,null,192,15,9,987.12830774694487,1,0.35369220027409404,0.35369220027409404,4.941400215508139E+18,0,false,0,7.8196524124198516E-17,7.8196524124198516E-17,1559348415594965.7,0,false,0,2.5365949747411814E-13,2.5365949747411814E-13,493495525376.92865,0,false,0,7.3136898732234737E-10,7.3136898732234737E-10,171046591.67014068,0,false,0,2.3120313673777992E-6,2.3120313673777992E-6,54107.472026476229,0,false,0,7.3112851426673691E-3,7.3112851426673691E-3,17.110285003751095,0,true,0.35369220027409404,23.120313673778025,0]
[null,10,13,{"$f":"3.1416/2*SQRT($H$2/$I$2)*(B202^2/$C$2^2+C202^2/$D$2^2)","v":1331.2924490104042},null,193,4,12,997.93041425601814,1,{"$f":"ABS(SIN(G202*3.1416*$J$2/$C$2)*SIN(H202*3.1416*$K$2/$D$2))*(1/F202^$M$2)+(1-1/F202^$M$2)","v":0.53652703679519398},0.53652703679519398,8.5069084713052733E+18,0,false,0,1.0451965727551057E-16,1.0451965727551057E-16,2684509181164771,0,{"$f":"AND($I202>44.548,$I202<89.095)","v":false},0,3.3904836612127911E-13,{"$f":"IF($I202>89.095,W202,0)","v":3.3904836612127911E-13},849581309403.93079,0,false,0,9.7756820719365562E-10,9.7756820719365562E-10,294466676.69216281,0,false,0,3.0903256741277008E-6,3.0903256741277008E-6,93149.166646808313,0,false,0,9.7724678419387999E-3,9.7724678419387999E-3,29.456352875050388,0,true,0.53652703679519398,30.903256741276969,0]
[null,10,14,1512.4906176594084,null,194,17,8,999.20129777621889,{"$f":"IF(ABS(I203-I202)>0.0001,1,$L$2)","v":1},0.48390623341097555,{"$f":"$J203*$K203","v":0.48390623341097555},{"$f":"10^(LOG10($I203/22.27)/LOG10(2)*70/20)*$L203","v":7.7869578289447895E+18},{"$f":"IF($I203<22.27,M203,0)","v":0},{"$f":"AND($I203>22.27,$I203<44.45)","v":false},{"$f":"IF($O203=TRUE,$L203,0)","v":0},{"$f":"10^(LOG10(44.45/$I203)/LOG10(2)*70/20)*$L203","v":9.2884045702850246E-17},{"$f":"IF($I203>44.45,Q203,0)","v":9.2884045702850246E-17},{"$f":"10^(LOG10($I203/44.548)/LOG10(2)*70/20)*$L203","v":2457315704718957},{"$f":"IF($I203<44.528,S203,0)","v":0},false,{"$f":"IF($U203=TRUE,$L203,0)","v":0},{"$f":"10^(LOG10(89.095/$I203)/LOG10(2)*70/20)*$L203","v":3.0130393416114437E-13},3.0130393416114437E-13,{"$f":"10^(LOG10($I203/89.09)/LOG10(2)*70/20)*$L203","v":777680146777.57507},{"$f":"IF($I203<89.09,Y203,0)","v":0},{"$f":"AND($I203>89.09,$I203<176.78)","v":false},{"$f":"IF($AA203=TRUE,$L203,0)","v":0},{"$f":"10^(LOG10(176.78/$I203)/LOG10(2)*70/20)*$L203","v":8.6874079385165066E-10},{"$f":"IF($I203>176.78,AC203,0)","v":8.6874079385165066E-10},{"$f":"10^(LOG10($I203/176.78)/LOG10(2)*70/20)*$L203","v":269545581.82516342},{"$f":"IF($I203<176.78,AE203,0)","v":0},{"$f":"AND($I203>176.78,$I203<353.55)","v":false},{"$f":"IF($AG203=TRUE,$L203,0)","v":0},{"$f":"10^(LOG10(353.55/$I203)/LOG10(2)*70/20)*$L203","v":2.7462963296534364E-6},{"$f":"IF($I203>353.55,AI203,0)","v":2.7462963296534364E-6},{"$f":"10^(LOG10($I203/353.55)/LOG10(2)*70/20)*$L203","v":85265.83246154926},{"$f":"IF($I203<353.55,AK203,0)","v":0},{"$f":"AND($I203>353.55,$I203<707.1)","v":false},{"$f":"IF($AM203=TRUE,$L203,0)","v":0},{"$f":"10^(LOG10(707.1/$I203)/LOG10(2)*70/20)*$L203","v":8.6845515314654953E-3},{"$f":"IF($I203>707.1,AO203,0)","v":8.6845515314654953E-3},{"$f":"10^(LOG10($I203/707.1)/LOG10(2)*70/20)*$L203","v":26.963423716881668},{"$f":"IF($I203<707.1,AQ203,0)","v":0},{"$f":"AND($I203>707.1,$I203<1414.2)","v":true},{"$f":"IF($AS203=TRUE,$L203,0)","v":0.48390623341097555},{"$f":"10^(LOG10(1414.2/$I203)/LOG10(2)*70/20)*$L203","v":27.462963296534404},{"$f":"IF($I203>1414.2,AU203,0)","v":0}]
[null,10,15,1707.1108728750057,null,195,13,10,1004.2474950149277,1,0.42960354030259623,0.42960354030259623,7.3301199592994068E+18,0,false,0,7.7769827301288278E-17,7.7769827301288278E-17,2313152233405786,0,false,0,2.5227534769398923E-13,2.5227534769398923E-13,732055944191.19739,0,false,0,7.2737810886884652E-10,7.2737810886884652E-10,253732136.82156742,0,false,0,2.2994152511248305E-6,2.2994152511248305E-6,80263.537327693004,0,false,0,7.2713894800825254E-3,7.2713894800825254E-3,25.38155910174541,0,true,0.42960354030259623,22.994152511248345,0]
[null,10,16,1915.1532146571956,null,196,10,11,1009.1623714121741,1,0.17845521825987154,0.17845521825987154,3.2227348697543086E+18,0,false,0,3.0522523637053277E-17,3.0522523637053277E-17,1016992409815804.6,0,false,0,9.9011152914160094E-14,9.9011152914160094E-14,321853152616.25897,0,false,0,2.8547595245408273E-10,2.8547595245408273E-10,111554982.65410258,0,false,0,9.024574026885643E-7,9.024574026885643E-7,35288.385722476531,0,false,0,2.8538208837756247E-3,2.8538208837756247E-3,11.159167383359209,0,true,0.17845521825987154,9.0245740268856451,0]
[null,10,17,2136.6176430059791,null,197,5,12,1015.6717663280153,1,0.67609662563412021,0.67609662563412021,1.3157392484300458E+19,0,false,0,1.0730852372329255E-16,1.0730852372329255E-16,4152053715334452.5,0,false,0,3.4809509127421944E-13,3.4809509127421944E-13,1314023158102.4949,0,false,0,1.0036523644185022E-9,1.0036523644185022E-9,455443202.64585131,0,false,0,3.1727839007422062E-6,3.1727839007422062E-6,144071.15690637272,0,false,0,1.0033223649859006E-2,1.0033223649859006E-2,45.559300095963437,0,true,0.67609662563412021,31.727839007422169,0]
[null,10,18,2371.5041579213548,null,198,20,6,1030.1020947318843,1,0.35223109483492915,0.35223109483492915,8.0765254309505096E+18,0,false,0,4.7447936928504147E-17,4.7447936928504147E-17,2548694010806802.5,0,false,0,1.5391502336282708E-13,1.5391502336282708E-13,806599139300.27563,0,false,0,4.4377867137441643E-10,4.4377867137441643E-10,279568965.72872388,0,false,0,1.4028899586614357E-6,1.4028899586614357E-6,88436.547287708061,0,false,0,4.4363275759495965E-3,4.4363275759495965E-3,27.966091783034383,0,true,0.35223109483492915,14.02889958661436,0]
[null,10,19,2619.812759403324,null,199,6,12,1037.3556410826786,1,0.1927992835818125,0.1927992835818125,4.7966018602071306E+18,0,false,0,2.3936666736858071E-17,2.3936666736858071E-17,1513654669678411.2,0,false,0,7.7647477604415162E-14,7.7647477604415162E-14,479034575584.05273,0,false,0,2.2387869419109911E-10,2.2387869419109911E-10,166034395.92126229,0,false,0,7.0773381484559793E-7,7.0773381484559793E-7,52521.955246365607,0,false,0,2.2380508320319768E-3,2.2380508320319768E-3,16.608900574394575,0,true,0.1927992835818125,7.0773381484559739,0]
[null,10,20,2881.5434474518852,null,200,19,7,1040.4664651027504,1,0.17037580185838483,0.17037580185838483,4.3889007262905339E+18,0,false,0,2.0428975206491235E-17,2.0428975206491235E-17,1384997186074083.5,0,false,0,6.626897605524379E-14,6.626897605524379E-14,438317637772.06958,0,false,0,1.910713944915775E-10,1.910713944915775E-10,151921819.25571895,0,false,0,6.0402213537999168E-7,6.0402213537999168E-7,48057.698813680203,0,false,0,1.9100857049593469E-3,1.9100857049593469E-3,15.197178735760129,0,true,0.17037580185838483,6.0402213537999172,0]
[null,11,1,245.23366558459313,null,201,16,9,1048.2374093282688,1,0.16916352622218717,0.16916352622218717,4.7514612972768737E+18,0,false,0,1.8602562660219527E-17,1.8602562660219527E-17,1499409746738675.2,0,false,0,6.0344327947715475E-14,6.0344327947715475E-14,474526406877.30347,0,false,0,1.7398903041772151E-10,1.7398903041772151E-10,164471855.12340161,0,false,0,5.5002071851335756E-7,5.5002071851335756E-7,52027.673941576424,0,false,0,1.7393182307845517E-3,1.7393182307845517E-3,16.452595101597172,0,true,0.16916352622218717,5.5002071851335792,0]
[null,11,2,265.36679543448247,null,202,11,11,1050.5588595801678,1,0.32246905386215946,0.32246905386215946,9.2934878025874002E+18,0,false,0,3.456080635914662E-17,3.456080635914662E-17,2932728548243217.5,0,false,0,1.1211082425399634E-13,1.1211082425399634E-13,928136650686.24146,0,false,0,3.2324585051614505E-10,3.2324585051614505E-10,321694123.93914866,0,false,0,1.0218570362194594E-6,1.0218570362194594E-6,101762.07337522633,0,false,0,3.2313956775226788E-3,3.2313956775226788E-3,32.179993128689361,0,true,0.32246905386215946,10.218570362194635,0]
[null,11,3,298.92201185096479,null,203,14,10,1057.4715512309194,1,0.98425874085816234,0.98425874085816234,3.0613745788631032E+19,0,false,0,9.7743661164239202E-17,9.7743661164239202E-17,9660722448893944,0,false,0,3.1706790359149279E-13,3.1706790359149279E-13,3057381694019.0386,0,false,0,9.1419258443414835E-10,9.1419258443414835E-10,1059694954.2697563,0,false,0,2.889980253024246E-6,2.889980253024246E-6,335215.18631205941,0,false,0,9.1389199924663614E-3,9.1389199924663614E-3,106.00434950238034,0,true,0.98425874085816234,28.899802530242571,0]
[null,11,4,345.89931483403996,null,204,7,12,1062.9820385200082,1,0.46811808124460558,0.46811808124460558,1.5467028836509143E+19,0,false,0,4.3761323738784756E-17,4.3761323738784756E-17,4880901335309436,0,false,0,1.4195612289302779E-13,1.4195612289302779E-13,1544685552434.7102,0,false,0,4.0929792449452377E-10,4.0929792449452377E-10,535391275.82618141,0,false,0,1.2938881145323855E-6,1.2938881145323855E-6,169361.27283874693,0,false,0,4.0916334793431527E-3,4.0916334793431527E-3,53.556736959565093,0,true,0.46811808124460558,12.938881145323862,0]
[null,11,5,406.29870438370807,null,205,18,8,1068.195444722875,1,0.36933165637796173,0.36933165637796173,1.2917321656894669E+19,0,false,0,3.2617232293967804E-17,3.2617232293967804E-17,4076295013748025,0,false,0,1.0580611920222219E-13,1.0580611920222219E-13,1290047387282.2214,0,false,0,3.0506767940488053E-10,3.0506767940488053E-10,447133149.82756102,0,false,0,9.6439151260643869E-7,9.6439151260643869E-7,141442.42314433827,0,false,0,3.0496737359713365E-3,3.0496737359713365E-3,44.728021490942446,0,true,0.36933165637796173,9.6439151260644174,0]
[null,11,6,480.12018049996908,null,206,8,12,1092.5509586400035,1,0.69777272192113204,0.69777272192113204,3.1718102476389183E+19,0,false,0,4.7414075881540447E-17,4.7414075881540447E-17,1.0009222221469096E+16,0,false,0,1.5380518246832604E-13,1.5380518246832604E-13,3167673323933.6479,0,false,0,4.4346197034576436E-10,4.4346197034576436E-10,1097922266.2038033,0,false,0,1.4018887913641862E-6,1.4018887913641862E-6,347307.6997665657,0,false,0,4.4331616069714129E-3,4.4331616069714129E-3,109.8283380176277,0,true,0.69777272192113204,14.018887913641862,0]
[null,11,7,567.36374318282299,null,207,12,11,1095.8978704308274,1,0.16940211391977061,0.16940211391977061,7.9791528112235141E+18,0,false,0,1.1108805980512888E-17,1.1108805980512888E-17,2517966315483337,0,false,0,3.6035542169097016E-14,3.6035542169097016E-14,796874577428.38672,0,false,0,1.0390022154212245E-10,1.0390022154212245E-10,276198412.03950453,0,false,0,3.284533189770241E-7,3.284533189770241E-7,87370.33405497222,0,false,0,1.0386605930092015E-3,1.0386605930092015E-3,27.628925554348736,0,true,0.16940211391977061,3.2845331897702401,0]
[null,11,8,668.02939243226979,null,208,17,9,1113.2890335922586,1,0.5361741228926431,0.5361741228926431,3.0328137879907418E+19,0,false,0,2.927874568672822E-17,2.927874568672822E-17,9570593695802430,0,false,0,9.4976496727296537E-14,9.4976496727296537E-14,3028858154370.2822,0,false,0,2.7384294663737129E-10,2.7384294663737129E-10,1049808635.167755,0,false,0,8.6568270371808602E-7,8.6568270371808602E-7,332087.8294379263,0,false,0,2.7375290747618736E-3,2.7375290747618736E-3,105.01539242453602,0,true,0.5361741228926431,8.6568270371808822,0]
[null,11,9,782.11712824830954,null,209,15,10,1114.6381301295773,1,0.63214677548357068,0.63214677548357068,3.6263780657962799E+19,0,false,0,3.4036844300664431E-17,3.4036844300664431E-17,1.1443693375615776E+16,0,false,0,1.1041115852155399E-13,1.1041115852155399E-13,3621648259088.5942,0,false,0,3.1834525417379722E-10,3.1834525417379722E-10,1255270937.8105361,0,false,0,1.0063650852907742E-6,1.0063650852907742E-6,397082.08441950736,0,false,0,3.1824058271884646E-3,3.1824058271884646E-3,125.56838048129011,0,true,0.63214677548357068,10.063650852907761,0]
[null,11,10,909.62695063094213,null,210,20,7,1117.3456574147383,1,0.91978448211743358,0.91978448211743358,5.4273990283429814E+19,0,false,0,4.8146743394651366E-17,4.8146743394651366E-17,1.7127141511604782E+16,0,false,0,1.5618186193423356E-13,1.5618186193423356E-13,5420320188833.2637,0,false,0,4.50314580523895E-10,4.50314580523895E-10,1878694428.5921118,0,false,0,1.4235515224272734E-6,1.4235515224272734E-6,594290.74411127006,0,false,0,4.5016651774704656E-3,4.5016651774704656E-3,187.93123437479062,0,true,0.91978448211743358,14.235515224272774,0]
[null,11,11,1050.5588595801678,null,211,9,12,1126.0624014426651,1,0.28459091395394243,0.28459091395394243,1.8380865717429264E+19,0,false,0,1.3610140600108926E-17,1.3610140600108926E-17,5800415385052864,0,false,0,4.4149550940299813E-14,4.4149550940299813E-14,1835689195066.1079,0,false,0,1.2729510498710314E-10,1.2729510498710314E-10,636253753.14585912,0,false,0,4.0241011137394069E-7,4.0241011137394069E-7,201267.27936485162,0,false,0,1.272532505423686E-3,1.272532505423686E-3,63.646302125833884,0,true,0.28459091395394243,4.0241011137394187,0]
[null,11,12,1204.9128550959863,null,212,1,13,1136.1375762184339,1,0.79774545576655898,0.79774545576655898,5.714614652293011E+19,0,false,0,3.4397607835469363E-17,3.4397607835469363E-17,1.8033502479362328E+16,0,false,0,1.1158142916939169E-13,1.1158142916939169E-13,5707161203638.7773,0,false,0,3.2171946119985208E-10,3.2171946119985208E-10,1978114130.3132639,0,false,0,1.0170317564505986E-6,1.0170317564505986E-6,625740.35487072554,0,false,0,3.2161368031055427E-3,3.2161368031055427E-3,197.87647452735251,0,true,0.79774545576655898,10.170317564506007,0]
[null,11,13,1372.6889371783975,null,213,19,8,1141.1321143521973,1,8.5496763917995058E-2,8.5496763917995058E-2,6.4449757743744778E+18,0,false,0,3.5031971405031275E-18,3.5031971405031275E-18,2033828939978972,0,false,0,1.136392232474944E-14,1.136392232474944E-14,643656973145.91125,0,false,0,3.2765263849463675E-11,3.2765263849463675E-11,223092866.70276678,0,false,0,1.0357879414290983E-7,1.0357879414290983E-7,70571.362612737503,0,false,0,3.2754490678530329E-4,3.2754490678530329E-4,22.316624343790188,0,true,8.5496763917995058E-2,1.0357879414290996,0]
[null,11,14,1553.8871058274019,null,214,2,13,1142.0513602424332,1,0.86055267219535214,0.86055267219535214,6.5480959345196319E+19,0,false,0,3.4932236739478786E-17,3.4932236739478786E-17,2.066370375872692E+16,0,false,0,1.1331569678096527E-13,1.1331569678096527E-13,6539555394203.1953,0,false,0,3.2671982412516162E-10,3.2671982412516162E-10,2266623715.3055849,0,false,0,1.0328390932832918E-6,1.0328390932832918E-6,717005.10412364826,0,false,0,3.2661239912383198E-3,3.2661239912383198E-3,226.73692229969132,0,true,0.86055267219535214,10.32839093283294,0]
[null,11,15,1748.5073610429993,null,215,13,11,1145.1794039641534,1,0.13972975932224926,0.13972975932224926,1.0975841394971427E+19,0,false,0,5.4944789333038956E-18,5.4944789333038956E-18,3463625721987832.5,0,false,0,1.7823385127583891E-14,1.7823385127583891E-14,1096152584173.6069,0,false,0,5.1389643444150084E-11,5.1389643444150084E-11,379928801.44172823,0,false,0,1.6245488892854729E-7,1.6245488892854729E-7,120183.55230196333,0,false,0,5.1372746604388009E-4,5.1372746604388009E-4,38.005376256417684,0,true,0.13972975932224926,1.624548889285474,0]
[null,11,16,1956.5497028251893,null,216,3,13,1151.9076669490983,1,0.13055930143316791,0.13055930143316791,1.097834331308281E+19,0,false,0,4.7958472348267689E-18,4.7958472348267689E-18,3464415247602570.5,0,false,0,1.5557113480090528E-14,1.5557113480090528E-14,1096402449664.9733,0,false,0,4.4855368889759743E-11,4.4855368889759743E-11,380015405.34890693,0,false,0,1.4179849250665423E-7,1.4179849250665423E-7,120210.94786968126,0,false,0,4.4840620509934657E-4,4.4840620509934657E-4,38.014039495595817,0,true,0.13055930143316791,1.4179849250665464,0]
[null,11,17,2178.0141311739726,null,217,10,12,1163.5163669279925,1,0.39077570963448544,0.39077570963448544,3.6922324812646498E+19,0,false,0,1.2774755463437652E-17,1.2774755463437652E-17,1.1651508921699926E+16,0,false,0,4.1439668674576671E-14,4.1439668674576671E-14,3687416782063.0454,0,false,0,1.1948178095161399E-10,1.1948178095161399E-10,1278066446.8181655,0,false,0,3.7771033524633212E-7,3.7771033524633212E-7,404293.02825601876,0,false,0,1.1944249551641836E-3,1.1944249551641836E-3,127.84868114158323,0,true,0.39077570963448544,3.7771033524633149,0]
[null,11,18,2412.9006460893484,null,218,4,13,1165.7064963384296,1,0.71971431966558386,0.71971431966558386,6.9505219493962318E+19,0,false,0,2.3019155217573813E-17,2.3019155217573813E-17,2.1933632000367156E+16,0,false,0,7.4671187884188403E-14,7.4671187884188403E-14,6941456533507.0107,0,false,0,2.1529724535777692E-10,2.1529724535777692E-10,2405923499.2575512,0,false,0,6.8060581348908721E-7,6.8060581348908721E-7,761070.05209998786,0,false,0,2.1522645593772659E-3,2.1522645593772659E-3,240.67148235789773,0,true,0.71971431966558386,6.8060581348908764,0]
[null,11,19,2661.2092475713175,null,219,16,10,1175.7472317109014,1,0.30234248181869938,0.30234248181869938,3.2259910511902085E+19,0,false,0,8.7522900631601417E-18,8.7522900631601417E-18,1.0180199568958862E+16,0,false,0,2.8391306698527434E-14,2.8391306698527434E-14,3221783460631.2397,0,false,0,8.1859821672866873E-11,8.1859821672866873E-11,1116676953.8980012,0,false,0,2.5877837140530041E-7,2.5877837140530041E-7,353240.40342274884,0,false,0,8.1832906282973893E-4,8.1832906282973893E-4,111.70442364126254,0,true,0.30234248181869938,2.5877837140530091,0]
[null,11,20,2922.9399356198787,null,220,18,9,1182.2831805389146,1,0.40922406706581854,0.40922406706581854,4.6571163443515957E+19,0,false,0,1.1106871827871278E-17,1.1106871827871278E-17,1.4696374865599412E+16,0,false,0,3.6029268025934848E-14,3.6029268025934848E-14,4651042167935.3232,0,false,0,1.0388213148921161E-10,1.0388213148921161E-10,1612061041.3474455,0,false,0,3.2839613201600485E-7,3.2839613201600485E-7,509946.13133180246,0,false,0,1.0384797519599203E-3,1.0384797519599203E-3,161.25912589998472,0,true,0.40922406706581854,3.2839613201600608,0]
[null,12,1,290.57267643525279,null,221,5,13,1183.4478484104268,1,0.90693737607896929,0.90693737607896929,1.0440107514785453E+20,0,false,0,2.4335268498785026E-17,2.4335268498785026E-17,3.2945651843234844E+16,0,false,0,7.8940490609214434E-14,7.8940490609214434E-14,10426490707696.895,0,false,0,2.2760680065401898E-10,2.2760680065401898E-10,3613843706.6268821,0,false,0,7.1951924632082611E-7,7.1951924632082611E-7,1143173.5958905064,0,false,0,2.275319638701537E-3,2.275319638701537E-3,361.50323239789043,0,true,0.90693737607896929,7.1951924632082633,0]
[null,12,2,310.7058062851421,null,222,14,11,1198.4034601801452,1,0.32013292272698712,0.32013292272698712,4.2645133761293402E+19,0,false,0,7.4229701061090815E-18,7.4229701061090815E-18,1.3457445028396578E+16,0,false,0,2.4079163210508368E-14,2.4079163210508368E-14,4258951263297.9263,0,false,0,6.9426744861528338E-11,6.9426744861528338E-11,1476161505.4562855,0,false,0,2.1947445767760168E-7,2.1947445767760168E-7,466956.78986148449,0,false,0,6.9403917449145115E-4,6.9403917449145115E-4,147.66470248429081,0,true,0.32013292272698712,2.1947445767760216,0]
[null,12,3,344.26102270162443,null,223,11,12,1204.9128550959863,1,0.70613274628171785,0.70613274628171785,1.0017939165685206E+20,0,false,0,1.5373785845865646E-17,1.5373785845865646E-17,3.161342308706616E+16,0,false,0,4.9870589973322972E-14,4.9870589973322972E-14,10004872983670.344,0,false,0,1.4379040898982725E-10,1.4379040898982725E-10,3467710112.7561097,0,false,0,4.5455569168950526E-7,4.5455569168950526E-7,1096946.8966895158,0,false,0,1.4374313091321119E-3,1.4374313091321119E-3,346.88506657922892,0,true,0.70613274628171785,4.5455569168950669,0]
[null,12,4,391.23832568469965,null,224,6,13,1205.1317231650901,1,0.25862705082663812,0.25862705082663812,3.67691096328308E+19,0,false,0,5.6188998931435806E-18,5.6188998931435806E-18,1.1603159094227518E+16,0,false,0,1.8226990767369807E-14,1.8226990767369807E-14,3672115247606.9536,0,false,0,5.2553347744549601E-11,5.2553347744549601E-11,1272762902.6491756,0,false,0,1.6613363507654401E-7,1.6613363507654401E-7,402615.34871290007,0,false,0,5.2536068280512158E-4,5.2536068280512158E-4,127.31815228757043,0,true,0.25862705082663812,1.6613363507654442,0]
[null,12,5,451.63771523436776,null,225,20,8,1218.0113066641852,1,0.4615596573297035,0.4615596573297035,7.4253237317839995E+19,0,false,0,8.8618991798168061E-18,8.8618991798168061E-18,2.3431955096651344E+16,0,false,0,2.8746864618282836E-14,2.8746864618282836E-14,7415639042169.2305,0,false,0,8.2884991391703283E-11,8.2884991391703283E-11,2570276158.5330653,0,false,0,2.620191767825074E-7,2.620191767825074E-7,813060.0206073767,0,false,0,8.2857738927503315E-4,8.2857738927503315E-4,257.11215395427467,0,true,0.4615596573297035,2.6201917678250792,0]
[null,12,6,525.45919135062877,null,226,7,13,1230.7581206024195,1,0.62794838518963114,0.62794838518963114,1.1401987583968641E+20,0,false,0,1.0682031281226868E-17,1.0682031281226868E-17,3.598103877094382E+16,0,false,0,3.4651139767992605E-14,3.4651139767992605E-14,11387116217448.943,0,false,0,9.9908614713974479E-11,9.9908614713974479E-11,3946798537.7552605,0,false,0,3.1583490015849297E-7,3.1583490015849297E-7,1248497.788763646,0,false,0,9.9875764907271319E-4,9.9875764907271319E-4,394.80966661768969,0,true,0.62794838518963114,3.1583490015849347,0]
[null,12,7,612.70275403348262,null,227,17,10,1240.7988559748912,1,0.95829295252101598,0.95829295252101598,1.912414023377283E+20,0,false,0,1.4832050044910652E-17,1.4832050044910652E-17,6.0349691327487424E+16,0,false,0,4.8113268499343653E-14,4.8113268499343653E-14,19099197030081.773,0,false,0,1.3872357553938609E-10,1.3872357553938609E-10,6619822040.2033777,0,false,0,4.3853822571301071E-7,4.3853822571301071E-7,2094060.0590937289,0,false,0,1.386779634302135E-3,1.386779634302135E-3,662.19993439229734,0,true,0.95829295252101598,4.3853822571301162,0]
[null,12,8,713.36840328292953,null,228,12,12,1250.2518659466461,1,0.3709515021532212,0.3709515021532212,8.0858186852160782E+19,0,false,0,5.2565013808451284E-18,5.2565013808451284E-18,2.5516266656582056E+16,0,false,0,1.7051416462187162E-14,1.7051416462187162E-14,8075272526277.1377,0,false,0,4.9163848838870968E-11,4.9163848838870968E-11,2798906517.6877499,0,false,0,1.5541862264716353E-7,1.5541862264716353E-7,885383.06803893566,0,false,0,4.9147683837126479E-4,4.9147683837126479E-4,279.98270967508631,0,true,0.3709515021532212,1.5541862264716377,0]
[null,12,9,827.45613909896929,null,229,19,9,1255.2198501682369,1,9.4731477378920334E-2,9.4731477378920334E-2,2.1623489262127636E+19,0,false,0,1.2818858659450632E-18,1.2818858659450632E-18,6823684026788724,0,false,0,4.1582733787290463E-15,4.1582733787290463E-15,2159528621139.7932,0,false,0,1.198942763939224E-11,1.198942763939224E-11,748497182.37657261,0,false,0,3.7901433147539096E-8,3.7901433147539096E-8,236773.44261520548,0,false,0,1.1985485533082843E-4,1.1985485533082843E-4,74.874336810322319,0,true,9.4731477378920334E-2,0.37901433147539187,0]
[null,12,10,954.96596148160188,null,230,15,11,1255.5700390788031,1,0.20560751601916319,0.20560751601916319,4.7084609838885347E+19,0,false,0,2.7732275749969069E-18,2.7732275749969069E-18,1.4858402183402658E+16,0,false,0,8.9959946549259769E-15,8.9959946549259769E-15,4702319839766.1221,0,false,0,2.5937887468226211E-11,2.5937887468226211E-11,1629833990.7348449,0,false,0,8.1995833115115898E-8,8.1995833115115898E-8,515568.27996637754,0,false,0,2.5929359128682615E-4,2.5929359128682615E-4,163.03700540291089,0,true,0.20560751601916319,0.81995833115116046,0]
[null,12,11,1095.8978704308274,null,231,8,13,1260.3270407224149,1,0.93601437653247588,0.93601437653247588,2.2398412532567343E+20,0,false,0,1.2081874287569374E-17,1.2081874287569374E-17,7.0682251125675464E+16,0,false,0,3.9192050985062974E-14,3.9192050985062974E-14,22369198766127.301,0,false,0,1.1300129080700435E-10,1.1300129080700435E-10,7753211550.2274704,0,false,0,3.5722396413949235E-7,3.5722396413949235E-7,2452587.175068018,0,false,0,1.1296413614751092E-3,1.1296413614751092E-3,775.57616333330782,0,true,0.93601437653247588,3.5722396413949351,0]
[null,12,12,1250.2518659466461,null,232,9,13,1293.8384835250765,1,0.38175924412464424,0.38175924412464424,1.2394588887777486E+20,0,false,0,3.6318968961132594E-18,3.6318968961132594E-18,3.9113372123652512E+16,0,false,0,1.1781407829364071E-14,1.1781407829364071E-14,12378422892782.955,0,false,0,3.3968987556922912E-11,3.3968987556922912E-11,4290387525.6923203,0,false,0,1.0738405115755507E-7,1.0738405115755507E-7,1357185.9033404174,0,false,0,3.3957818603391494E-4,3.3957818603391494E-4,429.17986628288344,0,true,0.38175924412464424,1.0738405115755525,0]
[null,12,13,1418.0279480290574,null,233,13,12,1299.5333994799716,1,0.30597589910031869,0.30597589910031869,1.0454576058783556E+20,0,false,0,2.7660149682631603E-18,2.7660149682631603E-18,3.2991309956674776E+16,0,false,0,8.9725978835214762E-15,8.9725978835214762E-15,10440940380684.93,0,false,0,2.5870428243639334E-11,2.5870428243639334E-11,3618851993.811379,0,false,0,8.1782578457115071E-8,8.1782578457115071E-8,1144757.8762675142,0,false,0,2.5861922084590284E-4,2.5861922084590284E-4,362.00422584225566,0,true,0.30597589910031869,0.81782578457115196,0]
[null,12,14,1599.2261166780618,null,234,18,10,1309.7930029215474,1,0.73139773578681666,0.73139773578681666,2.7382980948187516E+20,0,false,0,6.0341070699978512E-18,6.0341070699978512E-18,8.6411960362599584E+16,0,false,0,1.957386960895637E-14,1.957386960895637E-14,27347265916656.078,0,false,0,5.6436763994389099E-11,5.6436763994389099E-11,9478620141.4252892,0,false,0,1.7841003773764758E-7,1.7841003773764758E-7,2998388.7380861198,0,false,0,5.6418207668756156E-4,5.6418207668756156E-4,948.17377229501744,0,true,0.73139773578681666,1.7841003773764801,0]
[null,12,15,1793.8463718936591,null,235,16,11,1316.6791406601271,1,9.8337742253384985E-2,9.8337742253384985E-2,3.9131348606884323E+19,0,false,0,7.6331212987577377E-19,7.6331212987577377E-19,1.2348606425104974E+16,0,false,0,2.4760866732728326E-15,2.4760866732728326E-15,3908031043277.147,0,false,0,7.1392280627642896E-12,7.1392280627642896E-12,1354531815.8317561,0,false,0,2.2568798385075548E-8,2.2568798385075548E-8,428481.45419598545,0,false,0,7.1368806949968758E-5,7.1368806949968758E-5,135.49773304004225,0,true,9.8337742253384985E-2,0.22568798385075611,0]
[null,12,16,2001.888713675849,null,236,1,14,1317.3357448674385,1,0.11111812521770814,0.11111812521770814,4.4474074725337719E+19,0,false,0,8.5753015828417802E-19,8.5753015828417802E-19,1.4034600504601198E+16,0,false,0,2.7817178762802555E-15,2.7817178762802555E-15,4441606814876.5488,0,false,0,8.0204455439290328E-12,8.0204455439290328E-12,1539470305.5174155,0,false,0,2.5354536491628056E-8,2.5354536491628056E-8,486983.37498598354,0,false,0,8.0178084331399317E-5,8.0178084331399317E-5,153.9976647591572,0,true,0.11111812521770814,0.25354536491628077,0]
[null,12,17,2223.3531420246322,null,237,2,14,1323.2495288914374,1,0.11986655504486916,0.11986655504486916,5.0540231383443227E+19,0,false,0,8.781027458676151E-19,8.781027458676151E-19,1.5948886205216996E+16,0,false,0,2.8484527124715792E-15,2.8484527124715792E-15,5047431284955.9316,0,false,0,8.2128601392838104E-12,8.2128601392838104E-12,1749450346.7311802,0,false,0,2.5962804804494522E-8,2.5962804804494522E-8,553406.73423070798,0,false,0,8.2101597628565253E-5,8.2101597628565253E-5,175.00257526445085,0,true,0.11986655504486916,0.25962804804494544,0]
[null,12,18,2458.239656940008,null,238,10,13,1331.2924490104042,1,0.52419888414454407,0.52419888414454407,2.371557441507522E+20,0,false,0,3.578862798747187E-18,3.578862798747187E-18,7.4838794220736752E+16,0,false,0,1.1609372017829728E-14,1.1609372017829728E-14,23684642702796.672,0,false,0,3.3472961748632968E-11,3.3472961748632968E-11,8209147197.7261553,0,false,0,1.0581599556909723E-7,1.0581599556909723E-7,2596814.1079290085,0,false,0,3.3461955887663245E-4,3.3461955887663245E-4,821.18472411139794,0,true,0.52419888414454407,1.0581599556909731,0]
[null,12,19,2706.5482584219772,null,239,20,9,1332.0990424802249,1,0.51141383876575131,0.51141383876575131,2.330067046078152E+20,0,false,0,3.4670734882518694E-18,3.4670734882518694E-18,7.3529489579267456E+16,0,false,0,1.1246741828818019E-14,1.1246741828818019E-14,23270279898783.242,0,false,0,3.2427400763331681E-11,3.2427400763331681E-11,8065528174.4589043,0,false,0,1.0251072854735321E-7,1.0251072854735321E-7,2551382.8473114958,0,false,0,3.2416738681288043E-4,3.2416738681288043E-4,806.8180980589924,0,true,0.51141383876575131,1.0251072854735352,0]
[null,12,20,2968.2789464705384,null,240,3,14,1333.1058355981027,1,1.8185631394223228E-2,1.8185631394223228E-2,8.3587092308923126E+18,0,false,0,1.2220924567853902E-19,1.2220924567853902E-19,2637742224300020.5,0,false,0,3.9643112264520983E-16,3.9643112264520983E-16,834780714669.97913,0,false,0,1.1430182256103849E-12,1.1430182256103849E-12,289336759.2891624,0,false,0,3.6133525442075972E-9,3.6133525442075972E-9,91526.41076684148,0,false,0,1.1426424028860275E-5,1.1426424028860275E-5,28.943192408337811,0,true,1.8185631394223228E-2,3.6133525442076021E-2,0]
[null,13,1,339.85420996857852,null,241,4,14,1346.9046649874338,1,0.10024915255296701,0.10024915255296701,5.1938452805921686E+19,0,false,0,5.9766651555762992E-19,5.9766651555762992E-19,1.6390120322006396E+16,0,false,0,1.9387535404088389E-15,1.9387535404088389E-15,5187071060198.9336,0,false,0,5.5899512048079997E-12,5.5899512048079997E-12,1797849787.8378599,0,false,0,1.7671165651888844E-8,1.7671165651888844E-8,568717.01536643319,0,false,0,5.5881132370102993E-5,5.5881132370102993E-5,179.84411126509048,0,true,0.10024915255296701,0.1767116565188889,0]
[null,13,2,359.98733981846789,null,242,14,12,1352.7574556959635,1,0.70101715867913639,0.70101715867913639,3.8197156457114128E+20,0,false,0,3.9738619529698802E-18,3.9738619529698802E-18,1.2053805157230912E+17,0,false,0,1.2890698625182521E-14,1.2890698625182521E-14,38147336729676.187,0,false,0,3.7167373164647007E-11,3.7167373164647007E-11,13221947501.794529,0,false,0,1.1749490898473851E-7,1.1749490898473851E-7,4182522.1280557867,0,false,0,3.7155152586595567E-4,3.7155152586595567E-4,1322.6296288710721,0,true,0.70101715867913639,1.1749490898473864,0]
[null,13,3,393.54255623495021,null,243,5,14,1364.6460170594312,1,0.12632748979174702,0.12632748979174702,7.6204878746735608E+19,0,false,0,6.4684387462237517E-19,6.4684387462237517E-19,2.4047830928850872E+16,0,false,0,2.0982785874257028E-15,2.0982785874257028E-15,7610548636675.8398,0,false,0,6.0499050927997866E-12,6.0499050927997866E-12,2637832235.7613349,0,false,0,1.9125189318489508E-8,1.9125189318489508E-8,834430.15445895435,0,false,0,6.0479158928350367E-5,6.0479158928350367E-5,263.86998364163981,0,true,0.12632748979174702,0.19125189318489524,0]
[null,13,4,440.51985921802537,null,244,11,13,1372.6889371783975,1,0.9472287773593322,0.9472287773593322,6.11804503523579E+20,0,false,0,4.5298478092154892E-18,4.5298478092154892E-18,1.9306600186506982E+17,0,false,0,1.4694245451304671E-14,1.4694245451304671E-14,61100654010331.562,0,false,0,4.2367486816783813E-11,4.2367486816783813E-11,21177615763.18504,0,false,0,1.3393370538720521E-7,1.3393370538720521E-7,6699152.7940163268,0,false,0,4.2353556448953395E-4,4.2353556448953395E-4,2118.4581222572328,0,true,0.9472287773593322,1.3393370538720566,0]
[null,13,5,500.91924876769349,null,245,17,11,1381.730764924117,1,0.31168747706700406,0.31168747706700406,2.1728433421258339E+20,0,false,0,1.3810099410985127E-18,1.3810099410985127E-18,6.8568010586277616E+16,0,false,0,4.479819168297297E-15,4.479819168297297E-15,21700093494124.871,0,false,0,1.2916531181093118E-11,1.2916531181093118E-11,7521298249.3781681,0,false,0,4.0832228008102139E-8,4.0832228008102139E-8,2379225.6288615251,0,false,0,1.2912284244492281E-4,1.2912284244492281E-4,752.37720546488833,0,true,0.31168747706700406,0.40832228008102123,0]
[null,13,6,574.7407248839545,null,246,19,10,1382.7296725508697,1,0.16931161590635024,0.16931161590635024,1.1902684762424618E+20,0,false,0,7.4390091153267796E-19,7.4390091153267796E-19,3.7561079483832936E+16,0,false,0,2.4131191699801513E-15,2.4131191699801513E-15,11887160347372.648,0,false,0,6.9576757078319571E-12,6.9576757078319571E-12,4120114889.5960917,0,false,0,2.1994868198396895E-8,2.1994868198396895E-8,1303323.258054751,0,false,0,6.9553880342138343E-5,6.9553880342138343E-5,412.14700229244016,0,true,0.16931161590635024,0.21994868198396902,0]
[null,13,7,661.98428756680835,null,247,6,14,1386.3298918140945,1,3.6024214002982009E-2,3.6024214002982009E-2,2.610254388276088E+19,0,false,0,1.5356516350774158E-19,1.5356516350774158E-19,8237130908530418,0,false,0,4.9814569945634488E-16,4.9814569945634488E-16,2606849889768.1196,0,false,0,1.4362888808748315E-12,1.4362888808748315E-12,903539679.10842872,0,false,0,4.540450856900996E-9,4.540450856900996E-9,285818.31087549689,0,false,0,1.4358166311870421E-5,1.4358166311870421E-5,90.383685934864303,0,true,3.6024214002982009E-2,4.5404508569010078E-2,0]
[null,13,8,762.64993681625526,null,248,15,12,1409.9240345946214,1,0.45023297027700016,0.45023297027700016,3.9695339755443316E+20,0,false,0,1.5773264269945292E-18,1.5773264269945292E-18,1.2526584056051552E+17,0,false,0,5.1166446757734988E-15,5.1166446757734988E-15,39643565979837.836,0,false,0,1.4752671483907562E-11,1.4752671483907562E-11,13740543720.88262,0,false,0,4.6636704337562066E-8,4.6636704337562066E-8,4346570.5907778721,0,false,0,1.4747820827055007E-4,1.4747820827055007E-4,1374.5063077561758,0,true,0.45023297027700016,0.4663670433756209,0]
[null,13,9,876.73767263229502,null,249,7,14,1411.9562892514236,1,8.7467057056076103E-2,8.7467057056076103E-2,7.8418714634153443E+19,0,false,0,3.0133933290155126E-19,3.0133933290155126E-19,2.4746446975492816E+16,0,false,0,9.7750615655996345E-16,9.7750615655996345E-16,7831643479577.1162,0,false,0,2.8184148235867505E-12,2.8184148235867505E-12,2714464175.4029541,0,false,0,8.9096797804787432E-9,8.9096797804787432E-9,858671.2719814257,0,false,0,2.8174881329061853E-5,2.8174881329061853E-5,271.53569808152281,0,true,8.7467057056076103E-2,8.9096797804787645E-2,0]
[null,13,10,1004.2474950149277,null,250,12,13,1418.0279480290574,1,0.49760606584872763,0.49760606584872763,4.689513184897024E+20,0,false,0,1.6309103303085374E-18,1.6309103303085374E-18,1.4798608968832227E+17,0,false,0,5.2904639873038656E-15,5.2904639873038656E-15,46833967539802.391,0,false,0,1.5253839605412772E-11,1.5253839605412772E-11,16232752092.239393,0,false,0,4.8221016001489703E-8,4.8221016001489703E-8,5134935.2896629237,0,false,0,1.5248824165213235E-4,1.5248824165213235E-4,1623.8091152911247,0,false,0,0.48221016001489631,0.48221016001489631]
[null,13,11,1145.1794039641534,null,251,8,14,1441.5252093714191,1,0.13037763104168174,0.13037763104168174,1.4874094299368774E+20,0,false,0,3.5298979826028175E-19,3.5298979826028175E-19,4.693790093410912E+16,0,false,0,1.1450536432793244E-15,1.1450536432793244E-15,14854694338936.777,0,false,0,3.3014995766141927E-12,3.3014995766141927E-12,5148668440.3798389,0,false,0,1.0436825614472327E-8,1.0436825614472327E-8,1628687.4289122925,0,false,0,3.3004140483718975E-5,3.3004140483718975E-5,515.03618718464156,0,false,0,0.10436825614472335,0.10436825614472335]
[null,13,12,1299.5333994799716,null,252,18,11,1450.724911870773,1,0.23788916990382711,0.23788916990382711,2.922300087716055E+20,0,false,0,5.9815129030651644E-19,5.9815129030651644E-19,9.2218476806869952E+16,0,false,0,1.9403260875337649E-15,1.9403260875337649E-15,29184885947316.242,0,false,0,5.594485283798639E-12,5.594485283798639E-12,10115543126.267126,0,false,0,1.768549895427151E-8,1.768549895427151E-8,3199867.7167015215,0,false,0,5.5926458252023844E-5,5.5926458252023844E-5,1011.8870196019219,0,false,0,0.17685498954271492,0.17685498954271492]
[null,13,13,1467.3094815623831,null,253,20,10,1459.6088648628577,1,0.91403940732340616,0.91403940732340616,1.2054313844360736E+21,0,false,0,2.1407889717086767E-18,2.1407889717086767E-18,3.8039572539168307E+17,0,false,0,6.9444449205857462E-15,6.9444449205857462E-15,120385916627671.91,0,false,0,2.0022714306618303E-11,2.0022714306618303E-11,41726013034.305153,0,false,0,6.3296563484913542E-8,6.3296563484913542E-8,13199263.785296237,0,false,0,2.0016130867377247E-4,2.0016130867377247E-4,4173.9736998911649,0,false,0,0.63296563484913804,0.63296563484913804]
[null,13,14,1648.5076502113873,null,254,13,13,1467.3094815623831,1,0.4104457388959375,0.4104457388959375,5.7544409489166624E+20,0,false,0,9.0426324382377773E-19,9.0426324382377773E-19,1.8159181578060304E+17,0,false,0,2.9333140133996615E-15,2.9333140133996615E-15,57469355556826.023,0,false,0,8.4575382386281468E-12,8.4575382386281468E-12,19919000047.602203,0,false,0,2.6736290487372307E-8,2.6736290487372307E-8,6301012.6501056226,0,false,0,8.4547574123989956E-5,8.4547574123989956E-5,1992.5551539867363,0,false,0,0.26736290487372355,0.26736290487372355]
[null,13,15,1843.1279054269846,null,255,16,12,1471.0331361759454,1,0.21533694216192487,0.21533694216192487,3.1093088231273352E+20,0,false,0,4.6063797395733158E-19,4.6063797395733158E-19,9.811987646178552E+16,0,false,0,1.4942505220043968E-15,1.4942505220043968E-15,31052534186822.102,0,false,0,4.3083286924659797E-12,4.3083286924659797E-12,10762873951.733507,0,false,0,1.3619651982269382E-8,1.3619651982269382E-8,3404639.026020234,0,false,0,4.3069121202798466E-5,4.3069121202798466E-5,1076.6413932921212,0,false,0,0.13619651982269398,0.13619651982269398]
[null,13,16,2051.1702472091747,null,256,9,14,1475.0366521740807,1,5.3175322009070929E-2,5.3175322009070929E-2,7.9246328679690387E+19,0,false,0,1.1021167906404166E-19,1.1021167906404166E-19,2.5007615590530524E+16,0,false,0,3.5751255494120127E-16,3.5751255494120127E-16,7914296940215.6162,0,false,0,1.030805461124323E-12,1.030805461124323E-12,2743112039.4766335,0,false,0,3.2586212993652403E-9,3.2586212993652403E-9,867733.50168649084,0,false,0,1.0304665337931523E-5,1.0304665337931523E-5,274.40142673628748,0,false,0,3.2586212993652372E-2,3.2586212993652372E-2]
[null,13,17,{"$f":"3.1416/2*SQRT($H$2/$I$2)*(B266^2/$C$2^2+C266^2/$D$2^2)","v":2272.634675557958},null,257,1,15,1511.9560000830359,1,{"$f":"ABS(SIN(G266*3.1416*$J$2/$C$2)*SIN(H266*3.1416*$K$2/$D$2))*(1/F266^$M$2)+(1-1/F266^$M$2)","v":0.69943231344013757},0.69943231344013757,1.3894516819953079E+21,0,false,0,1.0875129812701874E-18,1.0875129812701874E-18,4.3846666620229261E+17,0,{"$f":"AND($I266>44.548,$I266<89.095)","v":false},0,3.5277526643950463E-15,{"$f":"IF($I266>89.095,W266,0)","v":3.5277526643950463E-15},138763945013029.09,0,false,0,1.0171465761677629E-11,1.0171465761677629E-11,48095876498.682304,0,false,0,3.2154423144610445E-8,3.2154423144610445E-8,15214254.004311718,0,false,0,1.0168121398580257E-4,1.0168121398580257E-4,4811.1695553962318,0,false,0,0.32154423144610428,0.32154423144610428]
[null,13,18,2507.5211904733342,null,258,10,14,1512.4906176594084,{"$f":"IF(ABS(I267-I266)>0.0001,1,$L$2)","v":1},7.3015768158009045E-2,{"$f":"$J267*$K267","v":7.3015768158009045E-2},{"$f":"10^(LOG10($I267/22.27)/LOG10(2)*70/20)*$L267","v":1.4564632972763962E+20},{"$f":"IF($I267<22.27,M267,0)","v":0},{"$f":"AND($I267>22.27,$I267<44.45)","v":false},{"$f":"IF($O267=TRUE,$L267,0)","v":0},{"$f":"10^(LOG10(44.45/$I267)/LOG10(2)*70/20)*$L267","v":1.1306294288457733E-19},{"$f":"IF($I267>44.45,Q267,0)","v":1.1306294288457733E-19},{"$f":"10^(LOG10($I267/44.548)/LOG10(2)*70/20)*$L267","v":4.5961339618928328E+16},{"$f":"IF($I267<44.528,S267,0)","v":0},false,{"$f":"IF($U267=TRUE,$L267,0)","v":0},{"$f":"10^(LOG10(89.095/$I267)/LOG10(2)*70/20)*$L267","v":3.66761689170422E-16},3.66761689170422E-16,{"$f":"10^(LOG10($I267/89.09)/LOG10(2)*70/20)*$L267","v":14545636636066.662},{"$f":"IF($I267<89.09,Y267,0)","v":0},{"$f":"AND($I267>89.09,$I267<176.78)","v":false},{"$f":"IF($AA267=TRUE,$L267,0)","v":0},{"$f":"10^(LOG10(176.78/$I267)/LOG10(2)*70/20)*$L267","v":1.0574732185006218E-12},{"$f":"IF($I267>176.78,AC267,0)","v":1.0574732185006218E-12},{"$f":"10^(LOG10($I267/176.78)/LOG10(2)*70/20)*$L267","v":5041548387.639863},{"$f":"IF($I267<176.78,AE267,0)","v":0},{"$f":"AND($I267>176.78,$I267<353.55)","v":false},{"$f":"IF($AG267=TRUE,$L267,0)","v":0},{"$f":"10^(LOG10(353.55/$I267)/LOG10(2)*70/20)*$L267","v":3.3429244249015598E-9},{"$f":"IF($I267>353.55,AI267,0)","v":3.3429244249015598E-9},{"$f":"10^(LOG10($I267/353.55)/LOG10(2)*70/20)*$L267","v":1594801.9524435166},{"$f":"IF($I267<353.55,AK267,0)","v":0},{"$f":"AND($I267>353.55,$I267<707.1)","v":false},{"$f":"IF($AM267=TRUE,$L267,0)","v":0},{"$f":"10^(LOG10(707.1/$I267)/LOG10(2)*70/20)*$L267","v":1.0571255228497414E-5},{"$f":"IF($I267>707.1,AO267,0)","v":1.0571255228497414E-5},{"$f":"10^(LOG10($I267/707.1)/LOG10(2)*70/20)*$L267","v":504.32065866050544},{"$f":"IF($I267<707.1,AQ267,0)","v":0},{"$f":"AND($I267>707.1,$I267<1414.2)","v":false},{"$f":"IF($AS267=TRUE,$L267,0)","v":0},{"$f":"10^(LOG10(1414.2/$I267)/LOG10(2)*70/20)*$L267","v":3.3429244249015604E-2},{"$f":"IF($I267>1414.2,AU267,0)","v":3.3429244249015604E-2}]
[null,13,19,2755.8297919553029,null,259,2,15,1517.8697841070348,1,0.75449924784882583,0.75449924784882583,1.5684407761054516E+21,0,false,0,1.1210784672720581E-18,1.1210784672720581E-18,4.9494991955899565E+17,0,false,0,3.6366347970354694E-15,3.6366347970354694E-15,156639509262490.06,0,false,0,1.0485402420386144E-11,1.0485402420386144E-11,54291584832.037331,0,false,0,3.3146851610796167E-8,3.3146851610796167E-8,17174153.421528302,0,false,0,1.0481954835373663E-4,1.0481954835373663E-4,5430.9441697203365,0,false,0,0.33146851610796113,0.33146851610796113]
[null,13,20,3017.5604800038645,null,260,14,13,1520.5335377783749,1,0.94036656651330708,0.94036656651330708,1.9950791157136871E+21,0,false,0,1.369054542849939E-18,1.369054542849939E-18,6.2958338171255117E+17,0,false,0,4.4410373893653209E-15,4.4410373893653209E-15,199247697704736.47,0,false,0,1.280471281566036E-11,1.280471281566036E-11,69059672961.546371,0,false,0,4.0478743552497849E-8,4.0478743552497849E-8,21845768.959433489,0,false,0,1.2800502644774836E-4,1.2800502644774836E-4,6908.238714961657,0,false,0,0.40478743552497781,0.40478743552497781]
[null,14,1,393.0782661845704,null,261,19,11,1523.6615815000951,1,5.5069079096489136E-2,5.5069079096489136E-2,1.196596659871918E+20,0,false,0,7.8280637707730335E-20,7.8280637707730335E-20,3.7760776789977664E+16,0,false,0,2.5393235115359019E-16,2.5393235115359019E-16,11950359646532.984,0,false,0,7.3215569833151978E-13,7.3215569833151978E-13,4142019900.2019038,0,false,0,2.3145183480425481E-9,2.3145183480425481E-9,1310252.5089507813,0,false,0,7.3191496660648E-6,7.3191496660648E-6,414.33822382346233,0,false,0,2.3145183480425553E-2,2.3145183480425553E-2]
[null,14,2,413.21139603445977,null,262,3,15,1527.7260908137,1,0.11446933803562867,0.11446933803562867,2.5655533008319175E+20,0,false,0,1.5775524743133569E-19,1.5775524743133569E-19,8.0960685236973152E+16,0,false,0,5.1173779442907554E-16,5.1173779442907554E-16,25622071049883.051,0,false,0,1.4754785695511231E-12,1.4754785695511231E-12,8880663955.8996429,0,false,0,4.6643387863428569E-9,4.6643387863428569E-9,2809236.1962817032,0,false,0,1.4749934343508912E-5,1.4749934343508912E-5,888.3584865638021,0,false,0,4.6643387863428587E-2,4.6643387863428587E-2]
[null,14,3,446.76661245094209,null,263,17,12,1536.0847604399353,1,0.68252358335452235,0.68252358335452235,1.6299011351731823E+21,0,false,0,8.8279644474620794E-19,8.8279644474620794E-19,5.1434485001480646E+17,0,false,0,2.8636784697820759E-15,2.8636784697820759E-15,162777529027170.37,0,false,0,8.2567601186509257E-12,8.2567601186509257E-12,56419035449.852829,0,false,0,2.6101583083425625E-8,2.6101583083425625E-8,17847133.652629014,0,false,0,8.2540453079745616E-5,8.2540453079745616E-5,5643.7592047748294,0,false,0,0.26101583083425561,0.26101583083425561]
[null,14,4,493.74391543401725,null,264,4,15,1541.5249202030311,1,0.63101763599014393,0.63101763599014393,1.5701330333064385E+21,0,false,0,7.8330889308494209E-19,7.8330889308494209E-19,4.9548394199596378E+17,0,false,0,2.5409536090293573E-15,2.5409536090293573E-15,156808514265132.53,0,false,0,7.3262569955950304E-12,7.3262569955950304E-12,54350162322.998032,0,false,0,2.3160041337412114E-8,2.3160041337412114E-8,17192683.343244951,0,false,0,7.3238481329874428E-5,7.3238481329874428E-5,5436.8038454692587,0,false,0,0.23160041337412116,0.23160041337412116]
[null,14,5,554.14330498368531,null,265,11,14,1553.8871058274019,1,0.13193968719168861,0.13193968719168861,3.6024883259736726E+20,0,false,0,1.4925704229776402E-19,1.4925704229776402E-19,1.1368304970878907E+17,0,false,0,4.8417070666198153E-16,4.8417070666198153E-16,35977896781384.766,0,false,0,1.3959951941426949E-12,1.3959951941426949E-12,12470015032.488165,0,false,0,4.4130729269547602E-9,4.4130729269547602E-9,3944661.9950268888,0,false,0,1.3955361929602925E-5,1.3955361929602925E-5,1247.41165037888,0,false,0,4.4130729269547753E-2,4.4130729269547753E-2]
[null,14,6,627.96478109994632,null,266,5,15,1559.2662722750285,1,0.79516755941492467,0.79516755941492467,2.2601406487109781E+21,0,false,0,8.6410865405384846E-19,8.6410865405384846E-19,7.1322835347931302E+17,0,false,0,2.8030576730264817E-15,2.8030576730264817E-15,225719279600322.75,0,false,0,8.0819739538303891E-12,8.0819739538303891E-12,78234779171.271683,0,false,0,2.5549042433420217E-8,2.5549042433420217E-8,24748146.596633278,0,false,0,8.0793166125898896E-5,8.0793166125898896E-5,7826.0511113105349,0,false,0,0.25549042433420294,0.25549042433420294]
[null,14,7,715.20834378280017,null,267,15,13,1577.7001166770331,1,0.60395673222637658,0.60395673222637658,1.9680112201686529E+21,0,false,0,5.7249354784674826E-19,5.7249354784674826E-19,6.2104161658711731E+17,0,false,0,1.8570956609699448E-15,1.8570956609699448E-15,196544438557475.09,0,false,0,5.3545094366628185E-12,5.3545094366628185E-12,68122717630.11422,0,false,0,1.692687820932809E-8,1.692687820932809E-8,21549380.215930849,0,false,0,5.3527488817748897E-5,5.3527488817748897E-5,6814.5123647312412,0,false,0,0.16926878209328047,0.16926878209328047]
[null,14,8,815.87399303224709,null,268,6,15,1580.9501470296918,1,0.22675417975782144,0.22675417975782144,7.5677726197055934E+20,0,false,0,2.09859696632246E-19,2.09859696632246E-19,2.3881478385590288E+17,0,false,0,6.8075794652019424E-16,6.8075794652019424E-16,75579021370782.203,0,false,0,1.9628094154405554E-12,1.9628094154405554E-12,26195848477.780857,0,false,0,6.2049075300521444E-9,6.2049075300521444E-9,8286579.2582102334,0,false,0,1.9621640465694494E-5,1.9621640465694494E-5,2620.4464467452731,0,false,0,6.204907530052161E-2,6.204907530052161E-2]
[null,14,9,929.96172884828684,null,269,12,14,1599.2261166780618,1,6.931164914118948E-2,6.931164914118948E-2,2.6439681865504005E+20,0,false,0,5.6123242260159211E-20,5.6123242260159211E-20,8.3435209106147376E+16,0,false,0,1.8205660146375258E-16,1.8205660146375258E-16,26405197158623.594,0,false,0,5.2491845790824456E-13,5.2491845790824456E-13,9152097119.6466141,0,false,0,1.6593921276901885E-9,1.6593921276901885E-9,2895099.1308838413,0,false,0,5.2474586548539408E-6,5.2474586548539408E-6,915.51073055668917,0,false,0,1.6593921276901839E-2,1.6593921276901839E-2]
[null,14,10,1057.4715512309194,null,270,20,11,1600.5407738120832,1,0.29729388707176602,0.29729388707176602,1.1449465038174245E+21,0,false,0,2.3843679564955628E-19,2.3843679564955628E-19,3.6130862484391245E+17,0,false,0,7.7345839142086219E-16,7.7345839142086219E-16,114345317478348.44,0,false,0,2.2300898886199547E-12,2.2300898886199547E-12,39632328607.585587,0,false,0,7.0498446939053982E-9,7.0498446939053982E-9,12536964.873374838,0,false,0,2.2293566383193551E-5,2.2293566383193551E-5,3964.5363945389081,0,false,0,7.0498446939053827E-2,7.0498446939053827E-2]
[null,14,11,1198.4034601801452,null,271,18,12,1605.0789073865917,1,0.52092233609080463,0.52092233609080463,2.0733325818814642E+21,0,false,0,4.0426253936434131E-19,4.0426253936434131E-19,6.5427768153884941E+17,0,false,0,1.3113758409504129E-15,1.3113758409504129E-15,207062837890671.28,0,false,0,3.7810514896756793E-12,3.7810514896756793E-12,71768417060.50853,0,false,0,1.1952803300842999E-8,1.1952803300842999E-8,22702630.789478727,0,false,0,3.7798082854642763E-5,3.7798082854642763E-5,7179.2022172619236,0,false,0,0.11952803300843011,0.11952803300843011]
[null,14,12,1352.7574556959635,null,272,7,15,1606.576544467021,1,0.55056081936830958,0.55056081936830958,2.2151876853818972E+21,0,false,0,4.2265556155296695E-19,4.2265556155296695E-19,6.9904263099452378E+17,0,false,0,1.3710404464766806E-15,1.3710404464766806E-15,221229846385479.72,0,false,0,3.9530806963770511E-12,3.9530806963770511E-12,76678732134.486282,0,false,0,1.2496628550331406E-8,1.2496628550331406E-8,24255919.474814337,0,false,0,3.9517809292135518E-5,3.9517809292135518E-5,7670.3952282048213,0,false,0,0.12496628550331468,0.12496628550331468]
[null,14,13,1520.5335377783749,null,273,8,15,1636.1454645870167,1,0.82066114706006366,0.82066114706006366,4.0818651387827947E+21,0,false,0,5.0963072965178832E-19,5.0963072965178832E-19,1.2881065405018299E+18,0,false,0,1.6531767393588659E-15,1.6531767393588659E-15,407654125010844.94,0,false,0,4.7665559924604272E-12,4.7665559924604272E-12,141293780951.95654,0,false,0,1.5068217493441461E-8,1.5068217493441461E-8,44695712.587575667,0,false,0,4.7649887558068406E-5,4.7649887558068406E-5,14134.025342099689,0,false,0,0.15068217493441491,0.15068217493441491]
[null,14,14,1701.7317064273791,null,274,16,13,1638.8092182583569,1,0.28885977816267472,0.28885977816267472,1.4641850895254904E+21,0,false,0,1.7602107950105577E-19,1.7602107950105577E-19,4.6205014771396019E+17,0,false,0,5.7098981151864704E-16,5.7098981151864704E-16,146227538448865.19,0,false,0,1.6463181721172582E-12,1.6463181721172582E-12,50682773751.370995,0,false,0,5.2044034141436141E-9,5.2044034141436141E-9,16032571.805143148,0,false,0,1.6457768651050427E-5,1.6457768651050427E-5,5069.9443654449506,0,false,0,5.2044034141436261E-2,5.2044034141436261E-2]
[null,14,15,1896.3519616429767,null,275,13,14,1648.5076502113873,1,5.7171069643873466E-2,5.7171069643873466E-2,3.1036987830748368E+20,0,false,0,3.2528166386904126E-20,3.2528166386904126E-20,9.7942841478063104E+16,0,false,0,1.0551720082022361E-16,1.0551720082022361E-16,30996506956839.484,0,false,0,3.0423464951021761E-13,3.0423464951021761E-13,10743454795.456682,0,false,0,9.6175810692502871E-10,9.6175810692502871E-10,3398496.1298375824,0,false,0,3.0413461760148508E-6,3.0413461760148508E-6,1074.6988389554081,0,false,0,9.6175810692502792E-3,9.6175810692502792E-3]
[null,14,16,2104.3943034251665,null,276,9,15,1669.6569073896781,1,0.3347117170835926,0.3347117170835926,2.1073807096892524E+21,0,false,0,1.6420460953263886E-19,1.6420460953263886E-19,6.6502218549229709E+17,0,false,0,5.3265869811332141E-16,5.3265869811332141E-16,210463209847568.53,0,false,0,1.5357991973761281E-12,1.5357991973761281E-12,72946993164.50386,0,false,0,4.855026641650944E-9,4.855026641650944E-9,23075451.860950172,0,false,0,1.5352942288415123E-5,1.5352942288415123E-5,7297.0985918173565,0,false,0,4.8550266416509481E-2,4.8550266416509481E-2]
[null,14,17,2325.8587317739498,null,277,19,12,1678.0155770159135,1,0.12058856374550288,0.12058856374550288,8.0462535300176688E+20,0,false,0,5.5821955442336405E-20,5.5821955442336405E-20,2.5391411636990912E+17,0,false,0,1.8107926565937815E-16,1.8107926565937815E-16,80357589750574.531,0,false,0,5.2210053425610922E-13,5.2210053425610922E-13,27852110373.5742,0,false,0,1.6504840006195212E-9,1.6504840006195212E-9,8810507.5243049413,0,false,0,5.2192886836244749E-6,5.2192886836244749E-6,2786.127111885482,0,false,0,1.6504840006195291E-2,1.6504840006195291E-2]
[null,14,18,2560.7452466893255,null,278,14,14,1701.7317064273791,1,0.13098384846074124,0.13098384846074124,1.028896192803754E+21,0,false,0,5.150512502994852E-20,5.150512502994852E-20,3.2468684544613786E+17,0,false,0,1.6707602132912874E-16,1.6707602132912874E-16,102755422568782.2,0,false,0,4.8172539069939685E-13,4.8172539069939685E-13,35615246546.745842,0,false,0,1.5228485662715754E-9,1.5228485662715754E-9,11266234.172969494,0,false,0,4.8156700009400761E-6,4.8156700009400761E-6,3562.6960639406811,0,false,0,1.5228485662715818E-2,1.5228485662715818E-2]
[null,14,19,2809.0538481712947,null,279,17,13,1703.8608425223467,1,0.91555870023606745,0.91555870023606745,7.297157154354788E+21,0,false,0,3.548176389379798E-19,3.548176389379798E-19,2.3027502227565294E+18,0,false,0,1.1509829240620766E-15,1.1509829240620766E-15,728763962964289.37,0,false,0,3.3185952979445989E-12,3.3185952979445989E-12,252591129173.57935,0,false,0,1.0490869256804752E-8,1.0490869256804752E-8,79902600.352610424,0,false,0,3.3175041486540806E-5,3.3175041486540806E-5,25267.420808442283,0,false,0,0.10490869256804748,0.10490869256804748]
[null,14,20,3070.7845362198564,null,280,10,15,1707.1108728750057,1,0.45959727578472848,0.45959727578472848,3.7451336474082604E+21,0,false,0,1.742104026169468E-19,1.742104026169468E-19,1.1818448141377441E+18,0,false,0,5.6511620788146256E-16,5.6511620788146256E-16,374024895035649.12,0,false,0,1.6293829830672192E-12,1.6293829830672192E-12,129637818796.36189,0,false,0,5.1508672525413834E-9,5.1508672525413834E-9,41008561.384400904,0,false,0,1.6288472443204587E-5,1.6288472443204587E-5,12968.045754153391,0,false,0,5.1508672525414072E-2,5.1508672525414072E-2]
[null,15,1,450.24484508322826,null,281,1,16,1719.9983418652257,1,0.72994955748145607,0.72994955748145607,6.4917108848150058E+21,0,false,0,2.5352047662796238E-19,2.5352047662796238E-19,2.0485770512915054E+18,0,false,0,8.2238791840297488E-16,8.2238791840297488E-16,648324388630296.62,0,false,0,2.3711669582956774E-12,2.3711669582956774E-12,224710602770.18741,0,false,0,7.4958228744982214E-9,7.4958228744982214E-9,71083103.935142219,0,false,0,2.3703873220604813E-5,2.3703873220604813E-5,22478.451158952757,0,false,0,7.4958228744982161E-2,7.4958228744982161E-2]
[null,15,2,470.37797493311763,null,282,2,16,1725.9121258892249,1,0.78741914193027718,0.78741914193027718,7.287922093764387E+21,0,false,0,2.6278146415022896E-19,2.6278146415022896E-19,2.2998359319742748E+18,0,false,0,8.5242937443088088E-16,8.5242937443088088E-16,727841661414296.62,0,false,0,2.4577846071186338E-12,2.4577846071186338E-12,252271457507.86536,0,false,0,7.7696418694495427E-9,7.7696418694495427E-9,79801478.047036588,0,false,0,2.4569764911269264E-5,2.4569764911269264E-5,25235.443127656064,0,false,0,7.7696418694495645E-2,7.7696418694495645E-2]
[null,15,3,503.93319134959995,null,283,3,16,1735.7684325958901,1,0.11946380091210033,0.11946380091210033,1.1813763180677699E+21,0,false,0,3.7313922845261505E-20,3.7313922845261505E-20,3.7280471312946304E+17,0,false,0,1.2104158111534258E-16,1.2104158111534258E-16,117983547441271.91,0,false,0,3.4899563976805894E-13,3.4899563976805894E-13,40893346798.976608,0,false,0,1.1032582461227677E-9,1.1032582461227677E-9,12935864.996723384,0,false,0,3.4888089051105653E-6,3.4888089051105653E-6,4090.6796894092595,0,false,0,1.1032582461227677E-2,1.1032582461227677E-2]
[null,15,4,550.91049433267517,null,284,11,15,1748.5073610429993,1,0.83049349929406791,0.83049349929406791,8.9415125800116793E+21,0,false,0,2.3825827659237095E-19,2.3825827659237095E-19,2.821656386160532E+18,0,false,0,7.7287929849005108E-16,7.7287929849005108E-16,892985035797911.5,0,false,0,2.228420206961691E-12,2.228420206961691E-12,309510499956.42181,0,false,0,7.0445664329531893E-9,7.0445664329531893E-9,97908005.969441205,0,false,0,2.2276875056499922E-5,2.2276875056499922E-5,30961.23000287962,0,false,0,7.044566432953199E-2,7.044566432953199E-2]
[null,15,5,611.30988388234323,null,285,4,16,1749.5672619852212,1,0.65854984864582256,0.65854984864582256,7.1404128004572489E+21,0,false,0,1.8760331228954375E-19,1.8760331228954375E-19,2.2532867004260575E+18,0,false,0,6.0856108954744369E-16,6.0856108954744369E-16,713109971402602.12,0,false,0,1.7546463358089517E-12,1.7546463358089517E-12,247165422627.17056,0,false,0,5.5468545116978409E-9,5.5468545116978409E-9,78186276.96775265,0,false,0,1.7540694106546211E-5,1.7540694106546211E-5,24724.671698686252,0,false,0,5.5468545116978352E-2,5.5468545116978352E-2]
[null,15,6,685.13135999860435,null,286,20,12,1754.8947693279017,1,0.65100494579702495,0.65100494579702495,7.3125917819324533E+21,0,false,0,1.7901266546920454E-19,1.7901266546920454E-19,2.3076208992872248E+18,0,false,0,5.8069413280184956E-16,5.8069413280184956E-16,730305412616871.12,0,false,0,1.6742983569722415E-12,1.6742983569722415E-12,253125398879.67755,0,false,0,5.2928554351769293E-9,5.2928554351769293E-9,80071606.83730641,0,false,0,1.6737478501160826E-5,1.6737478501160826E-5,25320.865351539869,0,false,0,5.2928554351769443E-2,5.2928554351769443E-2]
[null,15,7,772.3749226814582,null,287,15,14,1758.898285326037,1,8.4125254882362652E-2,8.4125254882362652E-2,9.7033076308792862E+20,0,false,0,2.2527837201407103E-20,2.2527837201407103E-20,3.0620546242652602E+17,0,false,0,7.3077415239218328E-17,7.3077415239218328E-17,96906518159901.422,0,false,0,2.1070196744789872E-13,2.1070196744789872E-13,33588003922.044342,0,false,0,6.6607904676310004E-10,6.6607904676310004E-10,10624952.914244026,0,false,0,2.1063268894851899E-6,2.1063268894851899E-6,3359.9051241054967,0,false,0,6.6607904676309806E-3,6.6607904676309806E-3]
[null,15,8,873.040571930905,null,288,5,16,1767.3086140572186,1,0.82986187078445761,0.82986187078445761,1.0117797637651039E+22,0,false,0,2.1023844987431173E-19,2.1023844987431173E-19,3.1928544597676017E+18,0,false,0,6.8198657347164431E-16,6.8198657347164431E-16,1010460121238462.4,0,false,0,1.9663518794847756E-12,1.9663518794847756E-12,350227612751.75507,0,false,0,6.2161061016760904E-9,6.2161061016760904E-9,110788122.55089869,0,false,0,1.9657053458566731E-5,1.9657053458566731E-5,35034.280495470222,0,false,0,6.216106101676111E-2,6.216106101676111E-2]
[null,15,9,987.12830774694487,null,289,18,13,1772.8549894690029,1,0.69878168108295136,0.69878168108295136,8.8357536291884232E+21,0,false,0,1.7069701943700748E-19,1.7069701943700748E-19,2.7882822320324239E+18,0,false,0,5.5371924335088765E-16,5.5371924335088765E-16,882422934627464.25,0,false,0,1.5965224495950763E-12,1.5965224495950763E-12,305849653376.91394,0,false,0,5.0469872884557877E-9,5.0469872884557877E-9,96749963.871321335,0,false,0,1.5959975153437587E-5,1.5959975153437587E-5,30595.024937237606,0,false,0,5.0469872884558092E-2,5.0469872884558092E-2]
[null,15,10,1114.6381301295773,null,290,6,16,1788.9924888118819,1,0.23664779277524561,0.23664779277524561,3.3247525247438275E+21,0,false,0,5.202739783102172E-20,5.202739783102172E-20,1.0491859302214824E+18,0,false,0,1.6877020732714331E-16,1.6877020732714331E-16,332041612172474.81,0,false,0,4.866101874842252E-13,4.866101874842252E-13,115086324260.75349,0,false,0,1.5382905710401148E-9,1.5382905710401148E-9,36405461.282603666,0,false,0,4.8645019076478252E-6,4.8645019076478252E-6,11512.417692210303,0,false,0,1.5382905710401185E-2,1.5382905710401185E-2]
[null,15,11,1255.5700390788031,null,291,12,15,1793.8463718936591,1,0.43628172282596744,0.43628172282596744,6.3256538434938203E+21,0,false,0,9.2942666830265898E-20,9.2942666830265898E-20,1.9961747416243011E+18,0,false,0,3.0149409358175692E-16,3.0149409358175692E-16,631740342959967.87,0,false,0,8.6928907493029387E-13,8.6928907493029387E-13,218962537504.86548,0,false,0,2.7480295765834511E-9,2.7480295765834511E-9,69264808.244400665,0,false,0,8.690032539511775E-6,8.690032539511775E-6,21903.455574711588,0,false,0,2.7480295765834446E-2,2.7480295765834446E-2]
[null,15,12,1409.9240345946214,null,292,7,16,1814.6188862492111,1,0.5745825846791125,0.5745825846791125,9.5241603098596858E+21,0,false,0,1.070692433716824E-19,1.070692433716824E-19,3.0055214395389409E+18,0,false,0,3.4731889649543025E-16,3.4731889649543025E-16,951173815295786.37,0,false,0,1.0014143847844549E-12,1.0014143847844549E-12,329678853861.87073,0,false,0,3.1657091146859779E-9,3.1657091146859779E-9,104287897.16811305,0,false,0,1.0010851211962906E-5,1.0010851211962906E-5,32978.72874406616,0,false,0,3.1657091146859842E-2,3.1657091146859842E-2]
[null,15,13,1577.7001166770331,null,293,16,14,1820.007386907361,1,4.0235336683173861E-2,4.0235336683173861E-2,6.9032550827792702E+20,0,false,0,7.2434901100816159E-21,7.2434901100816159E-21,2.1784472834230595E+17,0,false,0,2.3496953117299269E-17,2.3496953117299269E-17,68942513160449.07,0,false,0,6.7748075580388193E-14,6.7748075580388193E-14,23895620711.579189,0,false,0,2.1416778471125268E-10,2.1416778471125268E-10,7558944.1250045206,0,false,0,6.7725800112014905E-7,6.7725800112014905E-7,2390.3480140962679,0,false,0,2.1416778471125392E-3,2.1416778471125392E-3]
[null,15,14,1758.898285326037,null,294,13,15,1843.1279054269846,1,0.35986292447354157,0.35986292447354157,7.1503118938973814E+21,0,false,0,5.5941709961417128E-20,5.5941709961417128E-20,2.2564105388116334E+18,0,false,0,1.8146773396369722E-16,1.8146773396369722E-16,714098589629205.62,0,false,0,5.2322059352125478E-13,5.2322059352125478E-13,247508079793.09622,0,false,0,1.6540247744275816E-9,1.6540247744275816E-9,78294670.317418426,0,false,0,5.2304855935373677E-6,5.2304855935373677E-6,24758.948685502099,0,false,0,1.6540247744275802E-2,1.6540247744275802E-2]
[null,15,15,1953.5185405416344,null,295,8,16,1844.1878063692066,1,0.85646778055241779,0.85646778055241779,1.7131752066937612E+22,0,false,0,1.3225338375206324E-19,1.3225338375206324E-19,5.4062349287361751E+18,0,false,0,4.2901301864156268E-16,4.2901301864156268E-16,1710940749216619.5,0,false,0,1.2369606504641049E-12,1.2369606504641049E-12,593015678266.85767,0,false,0,3.9103268988141844E-9,3.9103268988141844E-9,187589702.37164345,0,false,0,1.2365539396075556E-5,1.2365539396075556E-5,59321.072508748526,0,false,0,3.9103268988141766E-2,3.9103268988141766E-2]
[null,15,16,2161.5608823238244,null,296,19,13,1845.7916590983248,1,0.1617613096144383,0.1617613096144383,3.268548139724148E+21,0,false,0,2.4727541313534977E-20,2.4727541313534977E-20,1.0314496176567168E+18,0,false,0,8.0212973320903913E-17,8.0212973320903913E-17,326428504287236.81,0,false,0,2.3127571272512676E-13,2.3127571272512676E-13,113140809209.2988,0,false,0,7.3111755024071617E-10,7.3111755024071617E-10,35790033.052226596,0,false,0,2.3119966960832582E-6,2.3119966960832582E-6,11317.802197774345,0,false,0,7.3111755024072014E-3,7.3111755024072014E-3]
[null,15,17,2383.0253106726077,null,297,9,16,1877.6992491718681,1,0.34931567368875588,0.34931567368875588,8.614702850955876E+21,0,false,0,4.3750433130776887E-20,4.3750433130776887E-20,2.7185256517575956E+18,0,false,0,1.4192079515710392E-16,1.4192079515710392E-16,860346687980508,0,false,0,4.0919606506996465E-13,4.0919606506996465E-13,298197979650.08795,0,false,0,1.2935661126581932E-9,1.2935661126581932E-9,94329496.336204529,0,false,0,4.0906152200098374E-6,4.0906152200098374E-6,29829.605895891604,0,false,0,1.2935661126581887E-2,1.2935661126581887E-2]
[null,15,18,2617.9118255879835,null,298,17,14,1885.0590111713509,1,0.12752835577011898,0.12752835577011898,3.2914091846092435E+21,0,false,0,1.5262235735476959E-20,1.5262235735476959E-20,1.0386638347947058E+18,0,false,0,4.9508735718786467E-17,4.9508735718786467E-17,328711627058964.56,0,false,0,1.427470852336335E-13,1.427470852336335E-13,113932144385.37692,0,false,0,4.5125749708122691E-10,4.5125749708122691E-10,36040357.513445571,0,false,0,1.4270015020034618E-6,1.4270015020034618E-6,11396.96174292511,0,false,0,4.5125749708122614E-3,4.5125749708122614E-3]
[null,15,19,2866.2204270699526,null,299,14,15,1896.3519616429767,1,0.82447697864496272,0.82447697864496272,2.280937458779441E+22,0,false,0,9.2051358663208657E-20,9.2051358663208657E-20,7.1979116390052413E+18,0,false,0,2.986028041762216E-16,2.986028041762216E-16,2277962481240788.5,0,false,0,8.6095270501061337E-13,8.6095270501061337E-13,789546608494.76807,0,false,0,2.7216763279791709E-9,2.7216763279791709E-9,249758680.46008465,0,false,0,8.6066962501775956E-6,8.6066962501775956E-6,78980.62956520624,0,false,0,2.7216763279791629E-2,2.7216763279791629E-2]
[null,15,20,3127.9511151185143,null,300,10,16,1915.1532146571956,1,0.47965017004816762,0.47965017004816762,1.4882475050934156E+22,0,false,0,4.7748590450069946E-20,4.7748590450069946E-20,4.6964347914934436E+18,0,false,0,1.5489030483535231E-16,1.5489030483535231E-16,1486306415966883.7,0,false,0,4.4659067183179733E-13,4.4659067183179733E-13,515156943792.7868,0,false,0,1.4117793611042972E-9,1.4117793611042972E-9,162960510.66172215,0,false,0,4.4644383347069078E-6,4.4644383347069078E-6,51532.638235519582,0,false,0,1.4117793611042966E-2,1.4117793611042966E-2]
[null,16,1,511.35394666455221,null,301,20,13,1922.6708514103129,1,0.87327860393005485,0.87327860393005485,2.8358636391225774E+22,0,false,0,8.3062846209523294E-20,8.3062846209523294E-20,8.9490817979704904E+18,0,false,0,2.6944522233255357E-16,2.6944522233255357E-16,2832164883334049,0,false,0,7.7688350469239449E-13,7.7688350469239449E-13,981634331886.06799,0,false,0,2.4559135850472727E-9,2.4559135850472727E-9,310522131.04124606,0,false,0,7.766280665299029E-6,7.766280665299029E-6,98195.719797960992,0,false,0,2.4559135850472733E-2,2.4559135850472733E-2]
[null,16,2,531.48707651444158,null,302,1,17,1941.462770214009,1,5.3600370224955791E-2,5.3600370224955791E-2,1.9490058730589693E+21,0,false,0,4.5531184041664087E-21,4.5531184041664087E-21,6.1504413477814963E+17,0,false,0,1.4769732277442755E-17,1.4769732277442755E-17,194646382672943.44,0,false,0,4.2585135767990079E-14,4.2585135767990079E-14,67464847450.64196,0,false,0,1.3462174550237172E-10,1.3462174550237172E-10,21341274.974047281,0,false,0,4.2571133837502236E-7,4.2571133837502236E-7,6748.7037089940322,0,false,0,1.3462174550237136E-3,1.3462174550237136E-3]
[null,16,3,565.04229293092385,null,303,2,17,1947.3765542380081,1,5.7820375527458397E-2,5.7820375527458397E-2,2.1781294662649952E+21,0,false,0,4.7409419632077576E-21,4.7409419632077576E-21,6.8734823816163226E+17,0,false,0,1.5379007819211927E-17,1.5379007819211927E-17,217528857897393.72,0,false,0,4.4341842062929814E-14,4.4341842062929814E-14,75395961705.687744,0,false,0,1.4017511203496099E-10,1.4017511203496099E-10,23850138.427586813,0,false,0,4.4327262529975704E-7,4.4327262529975704E-7,7542.0759941481147,0,false,0,1.4017511203496108E-3,1.4017511203496108E-3]
[null,16,4,612.01959591399907,null,304,15,15,1953.5185405416344,1,0.52952586741208996,0.52952586741208996,2.0691439666889574E+22,0,false,0,4.1857199192353047E-20,4.1857199192353047E-20,6.5295588808373688E+18,0,false,0,1.3577938702163669E-16,1.3577938702163669E-16,2066445226834702.5,0,false,0,3.9148872316675754E-13,3.9148872316675754E-13,716234281259.45996,0,false,0,1.2375889921858276E-9,1.2375889921858276E-9,226567661.82388905,0,false,0,3.9136000224595293E-6,3.9136000224595293E-6,71646.98555022708,0,false,0,1.2375889921858247E-2,1.2375889921858247E-2]
[null,16,5,672.41898546366713,null,305,18,14,1954.0531581180073,1,9.7333441108485103E-2,9.7333441108485103E-2,3.8154633895822209E+21,0,false,0,7.6694351179516413E-21,7.6694351179516413E-21,1.204038639216713E+18,0,false,0,2.4878664105837584E-17,2.4878664105837584E-17,381048696296440.87,0,false,0,7.173192233764434E-14,7.173192233764434E-14,132072283152.05995,0,false,0,2.2676167209951229E-10,2.2676167209951229E-10,41778659.816291384,0,false,0,7.1708336986271661E-7,7.1708336986271661E-7,13211.572260883231,0,false,0,2.2676167209951265E-3,2.2676167209951265E-3]
[null,16,6,746.24046157992825,null,306,11,16,1956.5497028251893,1,0.86672913254359574,0.86672913254359574,3.4483851392544282E+22,0,false,0,6.7287987158592024E-20,6.7287987158592024E-20,1.0882004429395571E+19,0,false,0,2.182736023097913E-16,2.182736023097913E-16,3443887484882404,0,false,0,6.2934187393004086E-13,6.2934187393004086E-13,1193658677927.5413,0,false,0,1.9894993888895491E-9,1.9894993888895491E-9,377592168.86167097,0,false,0,6.2913494724040552E-6,6.2913494724040552E-6,119405.12802457903,0,false,0,1.9894993888895509E-2,1.9894993888895509E-2]
[null,16,7,833.4840242627821,null,307,3,17,1957.2328609446733,1,8.7722554137333823E-3,8.7722554137333823E-3,3.5043414421748626E+20,0,false,0,6.7827004114512543E-22,6.7827004114512543E-22,1.1058584687006944E+17,0,false,0,2.2002210419910211E-18,2.2002210419910211E-18,34997708052036.238,0,false,0,6.343832781307551E-15,6.343832781307551E-15,12130279548.117861,0,false,0,2.0054364669578521E-11,2.0054364669578521E-11,3837192.8660750976,0,false,0,6.3417469383478085E-8,6.3417469383478085E-8,1213.4269278146687,0,false,0,2.0054364669578497E-4,2.0054364669578497E-4]
[null,16,8,934.14967351222901,null,308,4,17,1971.0316903340045,1,4.8357472563987994E-2,4.8357472563987994E-2,2.0962023708559428E+21,0,false,0,3.4457240456189342E-21,3.4457240456189342E-21,6.6149465803277274E+17,0,false,0,1.1177486974458785E-17,1.1177486974458785E-17,209346833930866.78,0,false,0,3.2227720273524404E-14,3.2227720273524404E-14,72560054913.282898,0,false,0,1.0187949101350878E-10,1.0187949101350878E-10,22953050.996954665,0,false,0,3.2217123846134298E-7,3.2217123846134298E-7,7258.3920400375255,0,false,0,1.0187949101350866E-3,1.0187949101350866E-3]
[null,16,9,1048.2374093282688,null,309,5,17,1988.7730424060017,1,6.0936955237145089E-2,6.0936955237145089E-2,2.9315494379589085E+21,0,false,0,3.9124679398814902E-21,3.9124679398814902E-21,9.2510356820985075E+17,0,false,0,1.2691544318998829E-17,1.2691544318998829E-17,292772588124640,0,false,0,3.6593157396324424E-14,3.6593157396324424E-14,101475597564.77328,0,false,0,1.1567967633061016E-10,1.1567967633061016E-10,32099955.941796143,0,false,0,3.6581125619579746E-7,3.6581125619579746E-7,10150.897356713114,0,false,0,1.1567967633061009E-3,1.1567967633061009E-3]
[null,16,10,1175.7472317109014,null,310,12,16,2001.888713675849,1,0.45531732577196493,0.45531732577196493,2.3644035530184196E+22,0,false,0,2.7082781306365585E-20,2.7082781306365585E-20,7.4613040300910275E+18,0,false,0,8.7853069855929768E-17,8.7853069855929768E-17,2361319712453047,0,false,0,2.5330417892295654E-13,2.5330417892295654E-13,818438400936.08948,0,false,0,8.0075477263795549E-10,8.0075477263795549E-10,258898072.45877886,0,false,0,2.5322089287862078E-6,2.5322089287862078E-6,81870.759079705051,0,false,0,8.0075477263795367E-3,8.0075477263795367E-3]
[null,16,11,1316.6791406601271,null,311,6,17,2010.4569171606649,1,1.7377103904873622E-2,1.7377103904873622E-2,9.4831054571273493E+20,0,false,0,9.8353706013990918E-22,9.8353706013990918E-22,2.9925658365177894E+17,0,false,0,3.1904681086080867E-18,3.1904681086080867E-18,94707368471845.234,0,false,0,9.1989830970750581E-15,9.1989830970750581E-15,32825773994.169807,0,false,0,2.9080174080503788E-11,2.9080174080503788E-11,10383835.367863929,0,false,0,9.1959584848584855E-8,9.1959584848584855E-8,3283.6570610662225,0,false,0,2.9080174080503882E-4,2.9080174080503882E-4]
[null,16,12,1471.0331361759454,null,312,16,15,2014.6276421229584,1,0.25326106396430043,0.25326106396430043,1.4158129731181675E+22,0,false,0,1.3993214127789426E-20,1.3993214127789426E-20,4.4678544949299395E+18,0,false,0,4.539219234431911E-17,4.539219234431911E-17,1413966358789625.2,0,false,0,1.308779764912735E-13,1.308779764912735E-13,490083727147.21942,0,false,0,4.1373642059201997E-10,4.1373642059201997E-10,155029055.5241648,0,false,0,1.3083494400361762E-6,1.3083494400361762E-6,49024.491896106949,0,false,0,4.1373642059202064E-3,4.1373642059202064E-3]
[null,16,13,1638.8092182583569,null,313,19,14,2026.9898277473292,1,2.2531765398582787E-2,2.2531765398582787E-2,1.3524536872257842E+21,0,false,0,1.159456747720437E-21,1.159456747720437E-21,4.2679127825395373E+17,0,false,0,3.7611290177375618E-18,3.7611290177375618E-18,135068971104745.66,0,false,0,1.0844352954582815E-14,1.0844352954582815E-14,46815190735.951401,0,false,0,3.4281579646555222E-11,3.4281579646555222E-11,14809132.403202625,0,false,0,1.08407873471585E-7,1.08407873471585E-7,4683.0588565123144,0,false,0,3.4281579646555362E-4,3.4281579646555362E-4]
[null,16,14,1820.007386907361,null,314,7,17,2036.0833145979943,1,4.2191736330211893E-2,4.2191736330211893E-2,2.6678210585641358E+21,0,false,0,2.0610314255209903E-21,2.0610314255209903E-21,8.418792972297385E+17,0,false,0,6.6857216677005349E-18,6.6857216677005349E-18,266434147708951.91,0,false,0,1.9276745141877189E-14,1.9276745141877189E-14,92346638473.260956,0,false,0,6.0938377483217845E-11,6.0938377483217845E-11,29212176.10443214,0,false,0,1.9270406976208763E-7,1.9270406976208763E-7,9237.7011899950612,0,false,0,6.0938377483217836E-4,6.0938377483217836E-4]
[null,16,15,2014.6276421229584,null,315,13,16,2051.1702472091747,1,0.37556426465550552,0.37556426465550552,2.5875622977787369E+22,0,false,0,1.6836981030463457E-20,1.6836981030463457E-20,8.1655219033490514E+18,0,false,0,5.4617007533291671E-17,5.4617007533291671E-17,2584187396075053.5,0,false,0,1.5747561549228592E-13,1.5747561549228592E-13,895684810916.90015,0,false,0,4.9781788526236932E-10,4.9781788526236932E-10,283333566.47460055,0,false,0,1.5742383773974563E-6,1.5742383773974563E-6,89597.940763846156,0,false,0,4.9781788526237006E-3,4.9781788526237006E-3]
[null,16,16,2222.6699839051485,null,316,8,17,2065.6522347179898,1,6.2890633541512933E-2,6.2890633541512933E-2,4.7023834327087417E+21,0,false,0,2.5980075810570482E-21,2.5980075810570482E-21,1.4839223368917714E+18,0,false,0,8.4276034622482359E-18,8.4276034622482359E-18,469625021540531.87,0,false,0,2.4299061817575852E-14,2.4299061817575852E-14,162773024610.85132,0,false,0,7.6815115343859411E-11,7.6815115343859411E-11,51490279.869364962,0,false,0,2.4291072321514443E-7,2.4291072321514443E-7,16282.656174671039,0,false,0,7.6815115343859517E-4,7.6815115343859517E-4]
[null,16,17,2444.1344122539317,null,317,17,15,2079.6792663869483,1,0.80272640247260429,0.80272640247260429,6.4934040999240023E+22,0,false,0,3.0651319674196874E-20,3.0651319674196874E-20,2.0491113760136856E+19,0,false,0,9.9428950743722567E-17,9.9428950743722567E-17,6484934892987919,0,false,0,2.866805766789001E-13,2.866805766789001E-13,2247692134191.3696,0,false,0,9.0626550645282327E-10,9.0626550645282327E-10,711016443.45784545,0,false,0,2.8658631652369512E-6,2.8658631652369512E-6,224843.14151591138,0,false,0,9.0626550645282553E-3,9.0626550645282553E-3]
[null,16,18,2679.0209271693075,null,318,9,17,2099.1636775206512,1,2.5650333291109398E-2,2.5650333291109398E-2,2.3125202261140119E+21,0,false,0,8.7879382868070652E-22,8.7879382868070652E-22,7.2975767866464E+17,0,false,0,2.8506944965028103E-18,2.8506944965028103E-18,230950405585306.25,0,false,0,8.2193238094126084E-15,8.2193238094126084E-15,80047898489.111176,0,false,0,2.5983238003529995E-11,2.5983238003529995E-11,25321693.849535212,0,false,0,8.2166213077400826E-8,8.2166213077400826E-8,8007.4226778008215,0,false,0,2.5983238003529993E-4,2.5983238003529993E-4]
[null,16,19,2927.3295286512766,null,319,20,14,2103.8690200593173,1,0.12163915263948648,0.12163915263948648,1.125567933368754E+22,0,false,0,4.0603322594063803E-21,4.0603322594063803E-21,3.5519336564455276E+18,0,false,0,1.3171197211568297E-17,1.3171197211568297E-17,1124099879386355.5,0,false,0,3.7976126509635462E-14,3.7976126509635462E-14,389615393004.81757,0,false,0,1.2005157071704782E-10,1.2005157071704782E-10,123247729.00910646,0,false,0,3.7963640014664686E-7,3.7963640014664686E-7,38974.354011198149,0,false,0,1.2005157071704844E-3,1.2005157071704844E-3]
[null,16,20,3189.0602166998383,null,320,14,16,2104.3943034251665,1,0.86045010239156916,0.86045010239156916,7.9851775257300338E+22,0,false,0,2.863870122526675E-20,2.863870122526675E-20,2.5198675233617031E+19,0,false,0,9.2900274564308316E-17,9.2900274564308316E-17,7974762630885093,0,false,0,2.6785663618606899E-13,2.6785663618606899E-13,2764069575604.4443,0,false,0,8.4675855219103863E-10,8.4675855219103863E-10,874363036.29871666,0,false,0,2.6776856531502524E-6,2.6776856531502524E-6,276497.8696564415,0,false,0,8.4675855219104208E-3,8.4675855219104208E-3]
[null,17,1,{"$f":"3.1416/2*SQRT($H$2/$I$2)*(B330^2/$C$2^2+C330^2/$D$2^2)","v":576.40557092854215},null,321,10,17,2136.6176430059791,1,{"$f":"ABS(SIN(G330*3.1416*$J$2/$C$2)*SIN(H330*3.1416*$K$2/$D$2))*(1/F330^$M$2)+(1-1/F330^$M$2)","v":3.5220826466077992E-2},3.5220826466077992E-2,3.9002405595264472E+21,0,false,0,9.824132338313293E-22,9.824132338313293E-22,1.230791612031242E+18,0,{"$f":"AND($I330>44.548,$I330<89.095)","v":false},0,3.186822560166236E-18,{"$f":"IF($I330>89.095,W330,0)","v":3.186822560166236E-18},389515355987408.62,0,false,0,9.1884719942038859E-15,9.1884719942038859E-15,135006845287.88846,0,false,0,2.9046945983653923E-11,2.9046945983653923E-11,42706955.066865586,0,false,0,9.1854508380226962E-8,9.1854508380226962E-8,13505.124994176305,0,false,0,2.9046945983654066E-4,2.9046945983654066E-4]
[null,17,2,596.53870077843146,null,322,18,15,2148.6734133336045,{"$f":"IF(ABS(I331-I330)>0.0001,1,$L$2)","v":1},0.6126647093461578,{"$f":"$J331*$K331","v":0.6126647093461578},{"$f":"10^(LOG10($I331/22.27)/LOG10(2)*70/20)*$L331","v":7.2431226174433804E+22},{"$f":"IF($I331<22.27,M331,0)","v":0},{"$f":"AND($I331>22.27,$I331<44.45)","v":false},{"$f":"IF($O331=TRUE,$L331,0)","v":0},{"$f":"10^(LOG10(44.45/$I331)/LOG10(2)*70/20)*$L331","v":1.6006869550384652E-20},{"$f":"IF($I331>44.45,Q331,0)","v":1.6006869550384652E-20},{"$f":"10^(LOG10($I331/44.548)/LOG10(2)*70/20)*$L331","v":2.2856986450972713E+19},{"$f":"IF($I331<44.528,S331,0)","v":0},false,{"$f":"IF($U331=TRUE,$L331,0)","v":0},{"$f":"10^(LOG10(89.095/$I331)/LOG10(2)*70/20)*$L331","v":5.1924232333337576E-17},5.1924232333337576E-17,{"$f":"10^(LOG10($I331/89.09)/LOG10(2)*70/20)*$L331","v":7233675568812766},{"$f":"IF($I331<89.09,Y331,0)","v":0},{"$f":"AND($I331>89.09,$I331<176.78)","v":false},{"$f":"IF($AA331=TRUE,$L331,0)","v":0},{"$f":"10^(LOG10(176.78/$I331)/LOG10(2)*70/20)*$L331","v":1.497116157576496E-13},{"$f":"IF($I331>176.78,AC331,0)","v":1.497116157576496E-13},{"$f":"10^(LOG10($I331/176.78)/LOG10(2)*70/20)*$L331","v":2507207234245.8364},{"$f":"IF($I331<176.78,AE331,0)","v":0},{"$f":"AND($I331>176.78,$I331<353.55)","v":false},{"$f":"IF($AG331=TRUE,$L331,0)","v":0},{"$f":"10^(LOG10(353.55/$I331)/LOG10(2)*70/20)*$L331","v":4.7327403498439673E-10},{"$f":"IF($I331>353.55,AI331,0)","v":4.7327403498439673E-10},{"$f":"10^(LOG10($I331/353.55)/LOG10(2)*70/20)*$L331","v":793109315.81232238},{"$f":"IF($I331<353.55,AK331,0)","v":0},{"$f":"AND($I331>353.55,$I331<707.1)","v":false},{"$f":"IF($AM331=TRUE,$L331,0)","v":0},{"$f":"10^(LOG10(707.1/$I331)/LOG10(2)*70/20)*$L331","v":1.4966239079689007E-6},{"$f":"IF($I331>707.1,AO331,0)","v":1.4966239079689007E-6},{"$f":"10^(LOG10($I331/707.1)/LOG10(2)*70/20)*$L331","v":250803.18714647435},{"$f":"IF($I331<707.1,AQ331,0)","v":0},{"$f":"AND($I331>707.1,$I331<1414.2)","v":false},{"$f":"IF($AS331=TRUE,$L331,0)","v":0},{"$f":"10^(LOG10(1414.2/$I331)/LOG10(2)*70/20)*$L331","v":4.7327403498439577E-3},{"$f":"IF($I331>1414.2,AU331,0)","v":4.7327403498439577E-3}]
[null,17,3,630.09391719491384,null,323,15,16,2161.5608823238244,1,0.55262984732763709,0.55262984732763709,7.0037832737724834E+22,0,false,0,1.3468601053718509E-20,1.3468601053718509E-20,2.2101707764636942E+19,0,false,0,4.3690414800781856E-17,4.3690414800781856E-17,6994648390286419,0,false,0,1.2597129122595429E-13,1.2597129122595429E-13,2424359909192.1108,0,false,0,3.9822522112921536E-10,3.9822522112921536E-10,766902074.3873806,0,false,0,1.2592987204925265E-6,1.2592987204925265E-6,242515.72973720013,0,false,0,3.9822522112921517E-3,3.9822522112921517E-3]
[null,17,4,677.07122017798895,null,324,1,18,2176.349285129385,1,0.77737315121425188,0.77737315121425188,1.066488436291274E+23,0,false,0,1.7502070799946237E-20,1.7502070799946237E-20,3.3654975934996935E+19,0,false,0,5.6774473464056772E-17,5.6774473464056772E-17,1.0650974384228526E+16,0,false,0,1.6369617371572532E-13,1.6369617371572532E-13,3691650223164.1577,0,false,0,5.1748254972653496E-10,5.1748254972653496E-10,1167786269.4077797,0,false,0,1.6364235065271974E-6,1.6364235065271974E-6,369286.44315995864,0,false,0,5.1748254972653618E-3,5.1748254972653618E-3]
[null,17,5,737.47060972765712,null,325,11,17,2178.0141311739726,1,6.364412706733058E-2,6.364412706733058E-2,8.8093962558303403E+21,0,false,0,1.4202246170906739E-21,1.4202246170906739E-21,2.7799646850633533E+18,0,false,0,4.6070265488962455E-18,4.6070265488962455E-18,879790635027016.5,0,false,0,1.3283304489622896E-14,1.3283304489622896E-14,304937292774.31586,0,false,0,4.1991685694628272E-11,4.1991685694628272E-11,96461355.222057328,0,false,0,1.3278936958493515E-7,1.3278936958493515E-7,30503.758868827823,0,false,0,4.1991685694628303E-4,4.1991685694628303E-4]
[null,17,6,811.29208584391813,null,326,2,18,2182.2630691533841,1,0.83857643780311819,0.83857643780311819,1.1873300562219651E+23,0,false,0,1.8293649863208134E-20,1.8293649863208134E-20,3.7468352313324724E+19,0,false,0,5.9342254444693415E-17,5.9342254444693415E-17,1.1857814472346248E+16,0,false,0,1.7109978128482784E-13,1.7109978128482784E-13,4109943547314.8882,0,false,0,5.4088711462911191E-10,5.4088711462911191E-10,1300105739.2923117,0,false,0,1.7104352392645807E-6,1.7104352392645807E-6,411129.53352207562,0,false,0,5.4088711462911476E-3,5.4088711462911476E-3]
[null,17,7,898.53564852677198,null,327,3,18,2192.1193758600493,1,0.12722516291604261,0.12722516291604261,1.8982635300914314E+22,0,false,0,2.6337590477870474E-21,2.6337590477870474E-21,5.9903146859869727E+18,0,false,0,8.5435766360723721E-18,8.5435766360723721E-18,1895787665905547,0,false,0,2.4633443867295758E-14,2.4633443867295758E-14,657084010104.77991,0,false,0,7.7872176555151335E-11,7.7872176555151335E-11,207856551.53159893,0,false,0,2.4625344426904342E-7,2.4625344426904342E-7,65730.012942801375,0,false,0,7.7872176555151521E-4,7.7872176555151521E-4]
[null,17,8,999.20129777621889,null,328,4,18,2205.9182052493802,1,0.70133472351132597,0.70133472351132597,1.1256259397525515E+23,0,false,0,1.3497181989501221E-20,1.3497181989501221E-20,3.5521167061049852E+19,0,false,0,4.378312769165752E-17,4.378312769165752E-17,1.1241578101136856E+16,0,false,0,1.2623860758424826E-13,1.2623860758424826E-13,3896354719172.9512,0,false,0,3.9907027173445171E-10,3.9907027173445171E-10,1232540806.0713856,0,false,0,1.2619710051431838E-6,1.2619710051431838E-6,389763.62562854687,0,false,0,3.9907027173445263E-3,3.9907027173445263E-3]
[null,17,9,1113.2890335922586,null,329,19,15,2221.6100829629268,1,0.14182605014028554,0.14182605014028554,2.4718204673175669E+22,0,false,0,2.5135157167116279E-21,2.5135157167116279E-21,7.8002775756758067E+18,0,false,0,8.1535226883193324E-18,8.1535226883193324E-18,2468596525187323,0,false,0,2.3508812762961455E-14,2.3508812762961455E-14,855620770866.22339,0,false,0,7.4316950075738898E-11,7.4316950075738898E-11,270660037.55395365,0,false,0,2.3501083099635877E-7,2.3501083099635877E-7,85590.219025720042,0,false,0,7.431695007573914E-4,7.431695007573914E-4]
[null,17,10,1240.7988559748912,null,330,16,16,2222.6699839051485,1,0.26431121069994168,0.26431121069994168,4.6321748414131356E+22,0,false,0,4.6583566735222191E-21,4.6583566735222191E-21,1.4617667431686773E+19,0,false,0,1.5111111729008064E-17,1.5111111729008064E-17,4626133195661211,0,false,0,4.356942512545681E-14,4.356942512545681E-14,1603427538933.7375,0,false,0,1.377333183315263E-10,1.377333183315263E-10,507215080.18498349,0,false,0,4.3555099562064562E-7,4.3555099562064562E-7,160395.49169694862,0,false,0,1.377333183315265E-3,1.377333183315265E-3]
[null,17,11,1381.730764924117,null,331,12,17,2223.3531420246322,1,3.3434059903288765E-2,3.3434059903288765E-2,5.8804454680595561E+21,0,false,0,5.8715737310745342E-22,5.8715737310745342E-22,1.85568116802867E+18,0,false,0,1.9046632298400388E-18,1.9046632298400388E-18,587277572984853.12,0,false,0,5.4916596124706499E-15,5.4916596124706499E-15,203551647498.01178,0,false,0,1.7360442544165456E-11,1.7360442544165456E-11,64389854.047377788,0,false,0,5.4898539628051038E-8,5.4898539628051038E-8,20361.859699552559,0,false,0,1.7360442544165421E-4,1.7360442544165421E-4]
[null,17,12,1536.0847604399353,null,332,5,18,2223.6595573213776,1,0.88377659929009122,0.88377659929009122,1.5568954778891263E+23,0,false,0,1.5495730416430893E-20,1.5495730416430893E-20,4.9130659141392925E+19,0,false,0,5.026616252383928E-17,5.026616252383928E-17,1.5548648526920624E+16,0,false,0,1.4493095171960677E-13,1.4493095171960677E-13,5389194428004.9443,0,false,0,4.581612186024523E-10,4.581612186024523E-10,1704773441.6179106,0,false,0,1.448832986342059E-6,1.448832986342059E-6,539096.69700766797,0,false,0,4.5816121860245383E-3,4.5816121860245383E-3]
[null,17,13,1703.8608425223467,null,333,6,18,2245.3434320760412,1,0.2520224014277363,0.2520224014277363,4.9700046917784201E+22,0,false,0,3.947371539164391E-21,3.947371539164391E-21,1.568375076623352E+19,0,false,0,1.2804767119542884E-17,1.2804767119542884E-17,4963522421838029,0,false,0,3.6919609375454798E-14,3.6919609375454798E-14,1720367357505.9497,0,false,0,1.1671166870214248E-10,1.1671166870214248E-10,544206860.61390448,0,false,0,3.6907470261775835E-7,3.6907470261775835E-7,172093.31978297167,0,false,0,1.1671166870214234E-3,1.1671166870214234E-3]
[null,17,14,1885.0590111713509,null,334,7,18,2270.9698295133703,1,0.61191224778046216,0.61191224778046216,1.3769248729345318E+23,0,false,0,8.3995217688487956E-21,8.3995217688487956E-21,4.3451360451745325E+19,0,false,0,2.7246971585656102E-17,2.7246971585656102E-17,1.3751289795164098E+16,0,false,0,7.85603938138973E-14,7.85603938138973E-14,4766226094420.3672,0,false,0,2.4834809498318292E-10,2.4834809498318292E-10,1507708762.6103714,0,false,0,7.8534563271069438E-7,7.8534563271069438E-7,476779.3738042895,0,false,0,2.4834809498318284E-3,2.4834809498318284E-3]
[null,17,15,2079.6792663869483,null,335,13,17,2272.634675557958,1,2.7577773590622082E-2,2.7577773590622082E-2,6.2586502045891455E+21,0,false,0,3.7533947073980866E-22,3.7533947073980866E-22,1.9750305287274801E+18,0,false,0,1.2175531150060247E-18,1.2175531150060247E-18,625048718209628.12,0,false,0,3.5105351764878632E-15,3.5105351764878632E-15,216643206229.45398,0,false,0,1.1097636876891256E-11,1.1097636876891256E-11,68531130.06421043,0,false,0,3.5093809176454074E-8,3.5093809176454074E-8,21671.44616281458,0,false,0,1.1097636876891311E-4,1.1097636876891311E-4]
[null,17,16,2287.7216081691381,null,336,17,16,2287.7216081691381,1,0.83775051710376625,0.83775051710376625,2.0532705206397244E+23,0,false,0,1.0557710532350044E-20,1.0557710532350044E-20,6.479467344294305E+19,0,false,0,3.4247859199720369E-17,3.4247859199720369E-17,2.050592484178838E+16,0,false,0,9.8745847682733547E-14,9.8745847682733547E-14,7107396871639.2646,0,false,0,3.1215911694129221E-10,3.1215911694129221E-10,2248295471.1831155,0,false,0,9.8713380192134246E-7,9.8713380192134246E-7,710973.45419800794,0,false,0,3.1215911694129376E-3,3.1215911694129376E-3]
[null,17,17,2509.1860365179218,null,337,20,15,2298.4892752749147,1,0.76565685183082699,0.76565685183082699,1.9818745243020019E+23,0,false,0,9.1364757285936091E-21,9.1364757285936091E-21,6.2541643352005501E+19,0,false,0,2.9637555734812244E-17,2.9637555734812244E-17,1.9792896080994696E+16,0,false,0,8.545309495730904E-14,8.545309495730904E-14,6860259596780.7139,0,false,0,2.7013756312548612E-10,2.7013756312548612E-10,2170118098.2489848,0,false,0,8.5424998104405212E-7,8.5424998104405212E-7,686251.59820198128,0,false,0,2.7013756312548654E-3,2.7013756312548654E-3]
[null,17,18,2744.0725514332976,null,338,8,18,2300.5387496333656,1,0.91211105021927974,0.91211105021927974,2.3855585355032376E+23,0,false,0,1.0771889017028284E-20,1.0771889017028284E-20,7.5280624122923106E+19,0,false,0,3.4942626740883701E-17,3.4942626740883701E-17,2.3824471029504208E+16,0,false,0,1.0074905055140025E-13,1.0074905055140025E-13,8257611991168.8311,0,false,0,3.1849171778691458E-10,3.1849171778691458E-10,2612145062.085186,0,false,0,1.007159244106212E-6,1.007159244106212E-6,826032.79749511264,0,false,0,3.1849171778691497E-3,3.1849171778691497E-3]
[null,17,19,2992.3811529152667,null,339,14,17,2325.8587317739498,1,6.318305638463366E-2,6.318305638463366E-2,1.8767827212585472E+22,0,false,0,6.5701271987994301E-22,6.5701271987994301E-22,5.9225280996786801E+18,0,false,0,2.1312650175364485E-18,2.1312650175364485E-18,1874334874028399,0,false,0,6.1450138989975015E-15,6.1450138989975015E-15,649648427118.3009,0,false,0,1.9425850882015798E-11,1.9425850882015798E-11,205504440.36403212,0,false,0,6.1429934273960671E-8,6.1429934273960671E-8,64986.210082858466,0,false,0,1.9425850882015758E-4,1.9425850882015758E-4]
[null,17,20,3254.1118409638284,null,340,9,18,2334.0501924360274,1,0.37201012486517748,0.37201012486517748,1.151119791406167E+23,0,false,0,3.7134323160216341E-21,3.7134323160216341E-21,3.6325671765176312E+19,0,false,0,1.2045898276630799E-17,1.2045898276630799E-17,1.1496184106863612E+16,0,false,0,3.4731585104028785E-14,3.4731585104028785E-14,3984601698646.6836,0,false,0,1.0979480343192894E-10,1.0979480343192894E-10,1260456129.7657909,0,false,0,3.4720165409536871E-7,3.4720165409536871E-7,398591.22607806412,0,false,0,1.097948034319292E-3,1.097948034319292E-3]
[null,18,1,645.39971787519823,null,341,18,16,2356.7157551157948,1,0.63939615725233234,0.63939615725233234,2.2137746465315336E+23,0,false,0,5.7041790285825821E-21,5.7041790285825821E-21,6.9859672096976019E+19,0,false,0,1.8503625347778031E-17,1.8503625347778031E-17,2.2108872680005492E+16,0,false,0,5.3350960114464095E-14,5.3350960114464095E-14,7662981978804.374,0,false,0,1.6865507753611769E-10,1.6865507753611769E-10,2424044694.5423174,0,false,0,5.3333418396643204E-7,5.3333418396643204E-7,766550.23848008516,0,false,0,1.6865507753611795E-3,1.6865507753611795E-3]
[null,18,2,665.53284772508766,null,342,10,18,2371.5041579213548,1,0.51081223400874298,0.51081223400874298,1.9020016679260005E+23,0,false,0,4.2373876846081105E-21,4.2373876846081105E-21,6.0021110575727788E+19,0,false,0,1.3745542307910396E-17,1.3745542307910396E-17,1.8995209281675656E+16,0,false,0,3.9632118876048098E-14,3.9632118876048098E-14,6583779666918.0078,0,false,0,1.2528655656092714E-10,1.2528655656092714E-10,2082658711.16118,0,false,0,3.9619087893204351E-7,3.9619087893204351E-7,658594.51160600432,0,false,0,1.2528655656092722E-3,1.2528655656092722E-3]
[null,18,3,699.08806414156993,null,343,15,17,2383.0253106726077,1,4.0579741586972133E-2,4.0579741586972133E-2,1.5985655510391855E+22,0,false,0,3.1818127496503927E-22,3.1818127496503927E-22,5.0445633839057418E+18,0,false,0,1.0321392570482497E-18,1.0321392570482497E-18,1596480576464358,0,false,0,2.9759368394240441E-15,2.9759368394240441E-15,553343540578.68286,0,false,0,9.4076443482707872E-12,9.4076443482707872E-12,175040144.62112582,0,false,0,2.9749583557345927E-8,2.9749583557345927E-8,55352.553896803031,0,false,0,9.40764434827076E-5,9.40764434827076E-5]
[null,18,4,746.06536712464515,null,344,11,18,2412.9006460893484,1,0.92303906497227639,0.92303906497227639,4.2029196275933023E+23,0,false,0,6.2614597261794248E-21,6.2614597261794248E-21,1.3263074789190304E+20,0,false,0,2.0311372473212052E-17,2.0311372473212052E-17,4.1974378501597928E+16,0,false,0,5.8563184366380288E-14,5.8563184366380288E-14,14548408265073.912,0,false,0,1.8513215842569488E-10,1.8513215842569488E-10,4602123816.3593044,0,false,0,5.8543928876832627E-7,5.8543928876832627E-7,1455319.3333801921,0,false,0,1.8513215842569481E-3,1.8513215842569481E-3]
[null,18,5,806.46475667431321,null,345,1,19,2424.6578866113541,1,0.63419018695306018,0.63419018695306018,3.0555889551870208E+23,0,false,0,4.065655883248963E-21,4.065655883248963E-21,9.6424648645674467E+19,0,false,0,1.3188466364689463E-17,1.3188466364689463E-17,3.0516036164071272E+16,0,false,0,3.8025918152195168E-14,3.8025918152195168E-14,10576922603625.268,0,false,0,1.202089739450049E-10,1.202089739450049E-10,3345816705.9271374,0,false,0,3.8013415285805055E-7,3.8013415285805055E-7,1058040.1424171522,0,false,0,1.2020897394500497E-3,1.2020897394500497E-3]
[null,18,6,880.28623279057422,null,346,19,16,2429.6524247451166,1,0.1480141259560275,0.1480141259560275,7.3041414735163166E+22,0,false,0,9.2645358604829424E-22,9.2645358604829424E-22,2.3049542512795292E+19,0,false,0,3.0052966382092733E-18,3.0052966382092733E-18,7294614839307713,0,false,0,8.6650836289489053E-15,8.6650836289489053E-15,2528328914141.627,0,false,0,2.7392390842861716E-11,2.7392390842861716E-11,799790774.31409788,0,false,0,8.6622345620982367E-8,8.6622345620982367E-8,252916.04984222318,0,false,0,2.7392390842861735E-4,2.7392390842861735E-4]
[null,18,7,967.52979547342807,null,347,2,19,2430.5716706353528,1,0.68412055012974926,0.68412055012974926,3.3908510433574319E+23,0,false,0,4.2632723130852995E-21,4.2632723130852995E-21,1.0700445160024785E+20,0,false,0,1.3829508723622266E-17,1.3829508723622266E-17,3.3864284294659524E+16,0,false,0,3.9874216779102484E-14,3.9874216779102484E-14,11737432479303.617,0,false,0,1.2605188562948312E-10,1.2605188562948312E-10,3712922855.3195262,0,false,0,3.9861106194821551E-7,3.9861106194821551E-7,1174129.2999305546,0,false,0,1.2605188562948306E-3,1.2605188562948306E-3]
[null,18,8,1068.195444722875,null,348,3,19,2440.427977342018,1,0.10379178870382805,0.10379178870382805,5.3922971935361523E+22,0,false,0,6.1707604320131201E-22,6.1707604320131201E-22,1.7016371308619397E+19,0,false,0,2.0017155592894703E-18,2.0017155592894703E-18,5385264136592576,0,false,0,5.771487746695994E-15,5.771487746695994E-15,1866543926824.9612,0,false,0,1.8245045849772215E-11,1.8245045849772215E-11,590447154.31474686,0,false,0,5.7695900899482608E-8,5.7695900899482608E-8,186715.78455995116,0,false,0,1.8245045849772277E-4,1.8245045849772277E-4]
[null,18,9,1182.2831805389146,null,349,16,17,2444.1344122539317,1,1.9408435285589002E-2,1.9408435285589002E-2,1.0262766025669203E+22,0,false,0,1.1337130169772629E-22,1.1337130169772629E-22,3.2386018625903478E+18,0,false,0,3.6776196562082853E-19,3.6776196562082853E-19,1024938052126035,0,false,0,1.0603572862444394E-15,1.0603572862444394E-15,355245694183.93207,0,false,0,3.3520416491822246E-12,3.3520416491822246E-12,112375501.1596572,0,false,0,1.0600086423162961E-8,1.0600086423162961E-8,35536.253686740834,0,false,0,3.3520416491822419E-5,3.3520416491822419E-5]
[null,18,10,1309.7930029215474,null,350,4,19,2454.2268067313494,1,0.57215714065449474,0.57215714065449474,3.1739243284205947E+23,0,false,0,3.1858152718802992E-21,3.1858152718802992E-21,1.0015893586615832E+20,0,false,0,1.0334376239371011E-17,1.0334376239371011E-17,3.1697846473653624E+16,0,false,0,2.9796803825837938E-14,2.9796803825837938E-14,10986540553656.891,0,false,0,9.4194785788171411E-11,9.4194785788171411E-11,3475391879.3139429,0,false,0,2.9787006680228148E-7,2.9787006680228148E-7,1099015.410028504,0,false,0,9.4194785788171548E-4,9.4194785788171548E-4]
[null,18,11,1450.724911870773,null,351,12,18,2458.239656940008,1,0.48489852580914872,0.48489852580914872,2.741457889269278E+23,0,false,0,2.6491506832572087E-21,2.6491506832572087E-21,8.651167340455356E+19,0,false,0,8.5935051279380105E-18,8.5935051279380105E-18,2.7378822648643644E+16,0,false,0,2.4777401223112918E-14,2.4777401223112918E-14,9489557771399.9434,0,false,0,7.8327260005480263E-11,7.8327260005480263E-11,3001848657.9950976,0,false,0,2.4769254449753088E-7,2.4769254449753088E-7,949267.89503843733,0,false,0,7.8327260005480446E-4,7.8327260005480446E-4]
[null,18,12,1605.0789073865917,null,352,5,19,2471.9681588033468,1,0.72099537506929923,0.72099537506929923,4.3489483531366411E+23,0,false,0,3.6920469990859331E-21,3.6920469990859331E-21,1.3723894904696652E+20,0,false,0,1.1976527050633182E-17,1.1976527050633182E-17,4.3432761135856352E+16,0,false,0,3.4531569083290977E-14,3.4531569083290977E-14,15053886767133.871,0,false,0,1.0916250520498747E-10,1.0916250520498747E-10,4762022728.3641272,0,false,0,3.452021515377464E-7,3.452021515377464E-7,1505883.809112,0,false,0,1.0916250520498754E-3,1.0916250520498754E-3]
[null,18,13,1772.8549894690029,null,353,6,19,2493.6520335580099,1,0.20560284803785875,0.20560284803785875,1.3727166833444235E+23,0,false,0,9.5118250525892174E-22,9.5118250525892174E-22,4.3318563400632893E+19,0,false,0,3.0855140812516856E-18,3.0855140812516856E-18,1.3709262785772338E+16,0,false,0,8.8963722290908633E-15,8.8963722290908633E-15,4751659444177.5898,0,false,0,2.8123549133293159E-11,2.8123549133293159E-11,1503100868.276823,0,false,0,8.8934471148860451E-8,8.8934471148860451E-8,475322.22967315064,0,false,0,2.8123549133293149E-4,2.8123549133293149E-4]
[null,18,14,1954.0531581180073,null,354,20,16,2506.531617057105,1,0.79906356832109793,0.79906356832109793,5.664297480874213E+23,0,false,0,3.4817943814411472E-21,3.4817943814411472E-21,1.787471752346511E+20,0,false,0,1.1294494518730866E-17,1.1294494518730866E-17,5.6569096598215608E+16,0,false,0,3.2565084693211346E-14,3.2565084693211346E-14,19606968390631.914,0,false,0,1.0294598020579573E-10,1.0294598020579573E-10,6202307122.0618572,0,false,0,3.2554377340892529E-7,3.2554377340892529E-7,1961341.7253599337,0,false,0,1.0294598020579616E-3,1.0294598020579616E-3]
[null,18,15,2148.6734133336045,null,355,13,18,2507.5211904733342,1,0.39996404259225887,0.39996404259225887,2.8482544512505022E+23,0,false,0,1.7348008533744681E-21,1.7348008533744681E-21,8.9881832518437126E+19,0,false,0,5.6274715227202883E-18,5.6274715227202883E-18,2.8445395343928848E+16,0,false,0,1.622552354530801E-14,1.622552354530801E-14,9859234120861.4941,0,false,0,5.1292740106773672E-11,5.1292740106773672E-11,3118789033.9595375,0,false,0,1.6220188616847249E-7,1.6220188616847249E-7,986247.68888683978,0,false,0,5.1292740106773614E-4,5.1292740106773614E-4]
[null,18,16,2356.7157551157948,null,356,17,17,2509.1860365179218,1,6.1516220419177085E-2,6.1516220419177085E-2,4.4146765800158687E+22,0,false,0,2.6476886239063776E-22,2.6476886239063776E-22,1.3931312239812162E+19,0,false,0,8.58876239487726E-19,8.58876239487726E-19,4408918612555893.5,0,false,0,2.476372664001887E-15,2.476372664001887E-15,1528140505534.9521,0,false,0,7.8284031395028787E-12,7.8284031395028787E-12,483399399.24211341,0,false,0,2.4755584362842097E-8,2.4755584362842097E-8,152864.31211621474,0,false,0,7.8284031395029329E-5,7.8284031395029329E-5]
[null,18,17,2578.1801834645776,null,357,7,19,2519.2784309953395,1,0.49920523009136303,0.49920523009136303,3.7536809782243672E+23,0,false,0,2.0506304744114858E-21,2.0506304744114858E-21,1.1845420793225865E+20,0,false,0,6.6519823159678818E-18,6.6519823159678818E-18,3.74878513307334E+16,0,false,0,1.9179465458855961E-14,1.9179465458855961E-14,12993368469270.969,0,false,0,6.0630853261583729E-11,6.0630853261583729E-11,4110215316.868547,0,false,0,1.9173159278605403E-7,1.9173159278605403E-7,1299764.2075015253,0,false,0,6.0630853261583757E-4,6.0630853261583757E-4]
[null,18,18,2813.0666983799538,null,358,8,19,2548.8473511153347,1,0.74411095438140473,0.74411095438140473,6.4082038305328522E+23,0,false,0,2.6688587673209669E-21,2.6688587673209669E-21,2.0222248864987516E+20,0,false,0,8.6574356255628811E-18,8.6574356255628811E-18,6.3998457484708224E+16,0,false,0,2.4961730151351575E-14,2.4961730151351575E-14,22182000569396.602,0,false,0,7.8909967600948591E-11,7.8909967600948591E-11,7016871622.9931498,0,false,0,2.495352277090913E-7,2.495352277090913E-7,2218929.637766059,0,false,0,7.8909967600948919E-4,7.8909967600948919E-4]
[null,18,19,3061.3752998619225,null,359,14,18,2560.7452466893255,1,0.91635209680328167,0.91635209680328167,8.330607269286109E+23,0,false,0,3.1133977568766554E-21,3.1133977568766554E-21,2.6288741408834388E+20,0,false,0,1.0099463106467979E-17,1.0099463106467979E-17,8.3197418378759072E+16,0,false,0,2.9119485681511253E-14,2.9119485681511253E-14,28836400975616.129,0,false,0,9.2053621994624817E-11,9.2053621994624817E-11,9121869918.0006466,0,false,0,2.9109911237118679E-7,2.9109911237118679E-7,2884588.5460655349,0,false,0,9.205362199462471E-4,9.205362199462471E-4]
[null,18,20,3323.1059879104841,null,360,18,17,2578.1801834645776,1,4.6951012433499174E-2,4.6951012433499174E-2,4.6187239011507558E+22,0,false,0,1.4741933061788394E-22,1.4741933061788394E-22,1.4575220551305736E+19,0,false,0,4.7820940561386444E-19,4.7820940561386444E-19,4612699799170241,0,false,0,1.3788071497205266E-15,1.3788071497205266E-15,1598771495330.1541,0,false,0,4.3587374293649527E-12,4.3587374293649527E-12,505742225.64531869,0,false,0,1.3783537999420593E-8,1.3783537999420593E-8,159929.73419620263,0,false,0,4.3587374293649712E-5,4.3587374293649712E-5]
[null,19,1,718.33638750452042,null,361,9,19,2582.3587939179965,1,0.303490248239426,0.303490248239426,3.0422792319326099E+23,0,false,0,9.3514062054570859E-22,9.3514062054570859E-22,9.6004636200546025E+19,0,false,0,3.0334762642199459E-18,3.0334762642199459E-18,3.038311252737774E+16,0,false,0,8.74633311790467E-15,8.74633311790467E-15,10530850990328.395,0,false,0,2.7649239807345286E-11,2.7649239807345286E-11,3331242790.6954417,0,false,0,8.7434573363406133E-8,8.7434573363406133E-8,1053431.4657613179,0,false,0,2.7649239807345303E-4,2.7649239807345303E-4]
[null,19,2,738.46951735440985,null,362,15,18,2617.9118255879835,1,0.58853327804510647,0.58853327804510647,6.9162392439088775E+23,0,false,0,1.5468868754766162E-21,1.5468868754766162E-21,2.1825446708440554E+20,0,false,0,5.0179026737746933E-18,5.0179026737746933E-18,6.9072185422130608E+16,0,false,0,1.4467971566391701E-14,1.4467971566391701E-14,23940565391427.797,0,false,0,4.5736700165937578E-11,4.5736700165937578E-11,7573161555.3777714,0,false,0,1.4463214518456434E-7,1.4463214518456434E-7,2394843.9603417055,0,false,0,4.5736700165937682E-4,4.5736700165937682E-4]
[null,19,3,772.024733770892,null,363,10,19,2619.812759403324,1,0.41672664624177441,0.41672664624177441,4.9387318633631536E+23,0,false,0,1.0861094870865906E-21,1.0861094870865906E-21,1.5585063687037885E+20,0,false,0,3.5231999092271622E-18,3.5231999092271622E-18,4.93229038189846E+16,0,false,0,1.0158338936268579E-14,1.0158338936268579E-14,17095422664810.906,0,false,0,3.2112926126517121E-11,3.2112926126517121E-11,5407825403.5067949,0,false,0,1.0154998889252299E-7,1.0154998889252299E-7,1710104.5463600587,0,false,0,3.2112926126517201E-4,3.2112926126517201E-4]
[null,19,4,819.00203675396722,null,364,19,17,2651.1168530939003,1,1.0868712595894493E-2,1.0868712595894493E-2,1.4788367333690318E+22,0,false,0,2.4673030358562719E-23,2.4673030358562719E-23,4.6667373953345464E+18,0,false,0,8.0036146772665267E-20,8.0036146772665267E-20,1476907918509104.2,0,false,0,2.3076587392624479E-16,2.3076587392624479E-16,511899404718.35461,0,false,0,7.2950582850278819E-13,7.2950582850278819E-13,161930047.54273063,0,false,0,2.3068999844369806E-9,2.3068999844369806E-9,51206.777185438325,0,false,0,7.2950582850278428E-6,7.2950582850278428E-6]
[null,19,5,879.40142630363528,null,365,11,19,2661.2092475713175,1,0.75302615772796155,0.75302615772796155,1.0708733375872081E+24,0,false,0,1.6355677270014039E-21,1.6355677270014039E-21,3.379334944432881E+20,0,false,0,5.305571984978682E-18,5.305571984978682E-18,1.0694766205865802E+17,0,false,0,1.5297400051877137E-14,1.5297400051877137E-14,37068285610596.594,0,false,0,4.835872093613743E-11,4.835872093613743E-11,11725876599.825323,0,false,0,1.5292370289066486E-7,1.5292370289066486E-7,3708047.7617518636,0,false,0,4.8358720936137541E-4,4.8358720936137541E-4]
[null,19,6,953.2229024198964,null,366,16,18,2679.0209271693075,1,0.28148306503807635,0.28148306503807635,4.3257753354367227E+23,0,false,0,5.6575330010409182E-22,5.6575330010409182E-22,1.3650768246545056E+20,0,false,0,1.8352311615640786E-18,1.8352311615640786E-18,4.3201333199529104E+16,0,false,0,5.2914681669764156E-15,5.2914681669764156E-15,14973673355480.863,0,false,0,1.672758975783404E-11,1.672758975783404E-11,4736648677.4415798,0,false,0,5.2897283399659699E-8,5.2897283399659699E-8,1497859.8296739685,0,false,0,1.672758975783396E-4,1.672758975783396E-4]
[null,19,7,1040.4664651027504,null,367,1,20,2686.3885746599153,1,0.2162655012266689,0.2162655012266689,3.4313613510027879E+23,0,false,0,4.2101207325532578E-22,4.2101207325532578E-22,1.0828282779499035E+20,0,false,0,1.3657091811761557E-18,1.3657091811761557E-18,3.4268859003906344E+16,0,false,0,3.9377092155422377E-15,3.9377092155422377E-15,11877658928246.133,0,false,0,1.2448035642416093E-11,1.2448035642416093E-11,3757280936.8775544,0,false,0,3.9364145024992029E-8,3.9364145024992029E-8,1188156.5569664387,0,false,0,1.2448035642416091E-4,1.2448035642416091E-4]
[null,19,8,1141.1321143521973,null,368,2,20,2692.302358683914,1,0.2332922784316519,0.2332922784316519,3.7973717743611046E+23,0,false,0,4.4269449813922136E-22,4.4269449813922136E-22,1.1983295020693065E+20,0,false,0,1.4360441872607851E-18,1.4360441872607851E-18,3.792418944246876E+16,0,false,0,4.1405040751301662E-15,4.1405040751301662E-15,13144604180620.307,0,false,0,1.3089118440070392E-11,1.3089118440070392E-11,4158055977.9500856,0,false,0,4.1391426834332601E-8,4.1391426834332601E-8,1314892.7528801134,0,false,0,1.3089118440070437E-4,1.3089118440070437E-4]
[null,19,9,1255.2198501682369,null,369,3,20,2702.1586653905797,1,3.5394087876208777E-2,3.5394087876208777E-2,6.0112570341011541E+22,0,false,0,6.4369874828307437E-23,6.4369874828307437E-23,1.8969611290421944E+19,0,false,0,2.0880762008662558E-19,2.0880762008662558E-19,6003416681185562,0,false,0,6.0204888509458422E-16,6.0204888509458422E-16,2080796904709.7871,0,false,0,1.9032197579633121E-12,1.9032197579633121E-12,658222179.20298505,0,false,0,6.0185093229984549E-9,6.0185093229984549E-9,208148.12927209464,0,false,0,1.9032197579633135E-5,1.9032197579633135E-5]
[null,19,10,1382.7296725508697,null,370,12,19,2706.5482584219772,1,0.39558593740448367,0.39558593740448367,6.8465446843442521E+23,0,false,0,7.0598708351558636E-22,7.0598708351558636E-22,2.1605512891520536E+20,0,false,0,2.2901315734104632E-18,2.2901315734104632E-18,6.8376148837595472E+16,0,false,0,6.6030691787957521E-15,6.6030691787957521E-15,23699317640758.676,0,false,0,2.0873872596422513E-11,2.0873872596422513E-11,7496847226.0870237,0,false,0,6.6008980992868568E-8,6.6008980992868568E-8,2370711.2504750015,0,false,0,2.0873872596422638E-4,2.0873872596422638E-4]
[null,19,11,1523.6615815000951,null,371,4,20,2715.957494779911,1,0.19511158221882186,0.19511158221882186,3.5159073013837278E+23,0,false,0,3.3443767733838919E-22,3.3443767733838919E-22,1.1095082852396858E+20,0,false,0,1.0848729418628192E-18,1.0848729418628192E-18,3.5113215793117672E+16,0,false,0,3.1279823257735096E-15,3.1279823257735096E-15,12170314775202.008,0,false,0,9.8882963034421082E-12,9.8882963034421082E-12,3849857280.5388718,0,false,0,3.12695384975005E-8,3.12695384975005E-8,1217431.7673084638,0,false,0,9.8882963034421149E-5,9.8882963034421149E-5]
[null,19,12,1678.0155770159135,null,372,20,17,2727.9960454058878,1,5.8675428536544019E-2,5.8675428536544019E-2,1.1131223845664948E+23,0,false,0,9.5533598588677811E-23,9.5533598588677811E-23,3.5126594710737269E+19,0,false,0,3.0989874398264698E-19,3.0989874398264698E-19,1.1116705630450006E+16,0,false,0,8.935219568594422E-16,8.935219568594422E-16,3853073657023.3652,0,false,0,2.8246354815552543E-12,2.8246354815552543E-12,1218849630.8385475,0,false,0,8.9322816814411349E-9,8.9322816814411349E-9,385434.09587052139,0,false,0,2.8246354815552634E-5,2.8246354815552634E-5]
[null,19,13,1845.7916590983248,null,373,5,20,2733.698846851908,1,0.24586698025179804,0.24586698025179804,4.7789395498411888E+23,0,false,0,3.9071077711005734E-22,3.9071077711005734E-22,1.5080810074604539E+20,0,false,0,1.2674156618783876E-18,1.2674156618783876E-18,4.7727064820451056E+16,0,false,0,3.6543023950406427E-15,3.6543023950406427E-15,16542301496498.273,0,false,0,1.1552119258092109E-11,1.1552119258092109E-11,5232855602.2993975,0,false,0,3.6531008657465664E-8,3.6531008657465664E-8,1654774.2370038328,0,false,0,1.1552119258092147E-4,1.1552119258092147E-4]
[null,19,14,2026.9898277473292,null,374,17,18,2744.0725514332976,1,0.89217775767864382,0.89217775767864382,1.8122069571382751E+24,0,false,0,1.3566927486032997E-21,1.3566927486032997E-21,5.7187475697172041E+20,0,false,0,4.4009373139259291E-18,4.4009373139259291E-18,1.80984333468468E+17,0,false,0,1.2689093444583348E-14,1.2689093444583348E-14,62729552333486.828,0,false,0,4.0113243213762769E-11,4.0113243213762769E-11,19843350662.391483,0,false,0,1.2684921289178355E-7,1.2684921289178355E-7,6275018.4502567872,0,false,0,4.0113243213762826E-4,4.0113243213762826E-4]
[null,19,15,2221.6100829629268,null,375,6,20,2755.3827216065711,1,7.0112726275642051E-2,7.0112726275642051E-2,1.4939036699487193E+23,0,false,0,1.016383552080087E-22,1.016383552080087E-22,4.7142838450426061E+19,0,false,0,3.2970179167057138E-19,3.2970179167057138E-19,1.4919552036083216E+16,0,false,0,9.5061950328540623E-16,9.5061950328540623E-16,5171148255231.2295,0,false,0,3.005134409764434E-12,3.005134409764434E-12,1635798508.6558728,0,false,0,9.5030694098013952E-9,9.5030694098013952E-9,517284.90804591979,0,false,0,3.0051344097644493E-5,3.0051344097644493E-5]
[null,19,16,2429.6524247451166,null,376,13,19,2755.8297919553029,1,0.32629538407633657,0.32629538407633657,6.9655576508784594E+23,0,false,0,4.7212009127921736E-22,4.7212009127921736E-22,2.1981079882062738E+20,0,false,0,1.5314970382968701E-18,1.5314970382968701E-18,6.9564726242481432E+16,0,false,0,4.4157204801710501E-15,4.4157204801710501E-15,24111281080318.687,0,false,0,1.395914297255867E-11,1.395914297255867E-11,7627164352.3405342,0,false,0,4.4142685977218724E-8,4.4142685977218724E-8,2411921.1441839007,0,false,0,1.3959142972558679E-4,1.3959142972558679E-4]
[null,19,17,2651.1168530939003,null,377,7,20,2781.0091190439011,1,0.17023421604704517,0.17023421604704517,4.039408077399639E+23,0,false,0,2.215962944662693E-22,2.215962944662693E-22,1.2747084451217451E+20,0,false,0,7.1882996496318371E-19,7.1882996496318371E-19,4.0341395645548904E+16,0,false,0,2.0725813492779876E-15,2.0725813492779876E-15,13982412957275.49,0,false,0,6.5519227285213428E-12,6.5519227285213428E-12,4423081515.7510681,0,false,0,2.0718998875552425E-8,2.0718998875552425E-8,1398701.1866363341,0,false,0,6.5519227285213417E-5,6.5519227285213417E-5]
[null,19,18,2886.0033680092756,null,378,14,19,2809.0538481712947,1,0.74757085021364911,0.74757085021364911,1.9933729067513793E+24,0,false,0,8.6596966626026216E-22,8.6596966626026216E-22,6.2904495654436864E+20,0,false,0,2.8090945579949529E-18,2.8090945579949529E-18,1.9907729934565834E+17,0,false,0,8.0993799271526771E-15,8.0993799271526771E-15,69000612530300.844,0,false,0,2.5604066856110349E-11,2.5604066856110349E-11,21827086268.359245,0,false,0,8.0967168628535253E-8,8.0967168628535253E-8,6902330.7293000538,0,false,0,2.5604066856110385E-4,2.5604066856110385E-4]
[null,19,19,3134.3119694912443,null,379,8,20,2810.5780391638964,1,0.25374963509086967,0.25374963509086967,6.8089586224747152E+23,0,false,0,2.9208998808396927E-22,2.9208998808396927E-22,2.1486903259698266E+20,0,false,0,9.4750246797314945E-19,9.4750246797314945E-19,6.8000778445799088E+16,0,false,0,2.7319060685187095E-15,2.7319060685187095E-15,23569213469942.754,0,false,0,8.636205024593429E-12,8.636205024593429E-12,7455691142.7401867,0,false,0,2.7310078217905667E-8,2.7310078217905667E-8,2357696.554180258,0,false,0,8.6362050245934418E-5,8.6362050245934418E-5]
[null,19,20,3396.042657539806,null,380,18,18,2813.0666983799538,1,0.68093664903708939,0.68093664903708939,1.8460823866171139E+24,0,false,0,7.7579835234146715E-22,7.7579835234146715E-22,5.8256476283679159E+20,0,false,0,2.516590377900001E-18,2.516590377900001E-18,1.8436745811713926E+17,0,false,0,7.2560112060369671E-15,7.2560112060369671E-15,63902150484013.18,0,false,0,2.2937977684591489E-11,2.2937977684591489E-11,20214280717.228714,0,false,0,7.2536254401424627E-8,7.2536254401424627E-8,6392316.8328464665,0,false,0,2.2937977684591527E-4,2.2937977684591527E-4]
[null,20,1,795.21557981650847,null,381,9,20,2844.0894819665582,1,0.10349335578376521,0.10349335578376521,3.1874081389701368E+23,0,false,0,1.0379436455623734E-22,1.0379436455623734E-22,1.0058444195146824E+20,0,false,0,3.3669560954094829E-19,3.3669560954094829E-19,3.1832508712715404E+16,0,false,0,9.7078457316966297E-16,9.7078457316966297E-16,11033214770207.396,0,false,0,3.068880993097809E-12,3.068880993097809E-12,3490156417.1027594,0,false,0,9.7046538061885058E-9,9.7046538061885058E-9,1103684.3668297422,0,false,0,3.0688809930978E-5,3.0688809930978E-5]
[null,20,2,815.34870966639789,null,382,15,19,2866.2204270699526,1,0.48013239079394721,0.48013239079394721,1.618175762992591E+24,0,false,0,4.4003055281336849E-22,4.4003055281336849E-22,5.106446962659501E+20,0,false,0,1.4274026902092857E-18,1.4274026902092857E-18,1.616065211241199E+17,0,false,0,4.1155883002018874E-15,4.1155883002018874E-15,56013161636746.633,0,false,0,1.3010353747862639E-11,1.3010353747862639E-11,17718742868.723534,0,false,0,4.1142351007754059E-8,4.1142351007754059E-8,5603158.4740031892,0,false,0,1.3010353747862696E-4,1.3010353747862696E-4]
[null,20,3,848.90392608288005,null,383,10,20,2881.5434474518852,1,0.14210815442758754,0.14210815442758754,5.095730065359828E+23,0,false,0,1.2241033813488932E-22,1.2241033813488932E-22,1.6080499974036836E+20,0,false,0,3.970834407884373E-19,3.970834407884373E-19,5.0890838145260024E+16,0,false,0,1.1448990353753411E-15,1.1448990353753411E-15,17638872014766.324,0,false,0,3.6192982313341242E-12,3.6192982313341242E-12,5579735701.2414742,0,false,0,1.1445225942434812E-8,1.1445225942434812E-8,1764467.3557679825,0,false,0,3.6192982313341199E-5,3.6192982313341199E-5]
[null,20,4,895.88122906595538,null,384,19,18,2886.0033680092756,1,0.15763035450786392,0.15763035450786392,5.7548830876265844E+23,0,false,0,1.3336126691734772E-22,1.3336126691734772E-22,1.8160576826910527E+20,0,false,0,4.3260684957092098E-19,4.3260684957092098E-19,5.7473771177205816E+16,0,false,0,1.2473226377485817E-15,1.2473226377485817E-15,19920530510954.492,0,false,0,3.9430836058189509E-12,3.9430836058189509E-12,6301496784.2951012,0,false,0,1.2469125198857474E-8,1.2469125198857474E-8,1992708.250659924,0,false,0,3.9430836058189531E-5,3.9430836058189531E-5]
[null,20,5,{"$f":"3.1416/2*SQRT($H$2/$I$2)*(B394^2/$C$2^2+C394^2/$D$2^2)","v":956.28061861562344},null,385,11,20,2922.9399356198787,1,{"$f":"ABS(SIN(G394*3.1416*$J$2/$C$2)*SIN(H394*3.1416*$K$2/$D$2))*(1/F394^$M$2)+(1-1/F394^$M$2)","v":0.25678981287971886},0.25678981287971886,1.0869001341074127E+24,0,false,0,1.8739260675135279E-22,1.8739260675135279E-22,3.4299104061864837E+20,0,{"$f":"AND($I394>44.548,$I394<89.095)","v":false},0,6.078775877993741E-19,{"$f":"IF($I394>89.095,W394,0)","v":6.078775877993741E-19},1.0854825137017122E+17,0,false,0,1.7526756152709811E-15,1.7526756152709811E-15,37623053247423.594,0,false,0,5.5406245952272936E-12,5.5406245952272936E-12,11901367231.341166,0,false,0,1.7520993380866779E-8,1.7520993380866779E-8,3763542.7721130084,0,false,0,5.5406245952273174E-5,5.5406245952273174E-5]
[null,20,6,1030.1020947318843,null,386,16,19,2927.3295286512766,{"$f":"IF(ABS(I395-I394)>0.0001,1,$L$2)","v":1},0.22963720494048531,{"$f":"$J395*$K395","v":0.22963720494048531},{"$f":"10^(LOG10($I395/22.27)/LOG10(2)*70/20)*$L395","v":9.8908022333764496E+23},{"$f":"IF($I395<22.27,M395,0)","v":0},{"$f":"AND($I395>22.27,$I395<44.45)","v":false},{"$f":"IF($O395=TRUE,$L395,0)","v":0},{"$f":"10^(LOG10(44.45/$I395)/LOG10(2)*70/20)*$L395","v":1.6467948468488653E-22},{"$f":"IF($I395>44.45,Q395,0)","v":1.6467948468488653E-22},{"$f":"10^(LOG10($I395/44.548)/LOG10(2)*70/20)*$L395","v":3.121221944981154E+20},{"$f":"IF($I395<44.528,S395,0)","v":0},false,{"$f":"IF($U395=TRUE,$L395,0)","v":0},{"$f":"10^(LOG10(89.095/$I395)/LOG10(2)*70/20)*$L395","v":5.3419913221613485E-19},5.3419913221613485E-19,{"$f":"10^(LOG10($I395/89.09)/LOG10(2)*70/20)*$L395","v":9.877901873320488E+16},{"$f":"IF($I395<89.09,Y395,0)","v":0},{"$f":"AND($I395>89.09,$I395<176.78)","v":false},{"$f":"IF($AA395=TRUE,$L395,0)","v":0},{"$f":"10^(LOG10(176.78/$I395)/LOG10(2)*70/20)*$L395","v":1.540240685832212E-15},{"$f":"IF($I395>176.78,AC395,0)","v":1.540240685832212E-15},{"$f":"10^(LOG10($I395/176.78)/LOG10(2)*70/20)*$L395","v":34237016576656.652},{"$f":"IF($I395<176.78,AE395,0)","v":0},{"$f":"AND($I395>176.78,$I395<353.55)","v":false},{"$f":"IF($AG395=TRUE,$L395,0)","v":0},{"$f":"10^(LOG10(353.55/$I395)/LOG10(2)*70/20)*$L395","v":4.8690672433258015E-12},{"$f":"IF($I395>353.55,AI395,0)","v":4.8690672433258015E-12},{"$f":"10^(LOG10($I395/353.55)/LOG10(2)*70/20)*$L395","v":10830256239.56246},{"$f":"IF($I395<353.55,AK395,0)","v":0},{"$f":"AND($I395>353.55,$I395<707.1)","v":false},{"$f":"IF($AM395=TRUE,$L395,0)","v":0},{"$f":"10^(LOG10(707.1/$I395)/LOG10(2)*70/20)*$L395","v":1.5397342569426795E-8},{"$f":"IF($I395>707.1,AO395,0)","v":1.5397342569426795E-8},{"$f":"10^(LOG10($I395/707.1)/LOG10(2)*70/20)*$L395","v":3424827.7360267616},{"$f":"IF($I395<707.1,AQ395,0)","v":0},{"$f":"AND($I395>707.1,$I395<1414.2)","v":false},{"$f":"IF($AS395=TRUE,$L395,0)","v":0},{"$f":"10^(LOG10(1414.2/$I395)/LOG10(2)*70/20)*$L395","v":4.8690672433258045E-5},{"$f":"IF($I395>1414.2,AU395,0)","v":4.8690672433258045E-5}]
[null,20,7,1117.3456574147383,null,387,20,18,2962.882560321264,1,0.8509773829708186,0.8509773829708186,4.2175892368601219E+24,0,false,0,5.3034474306030828E-22,5.3034474306030828E-22,1.3309367400535297E+21,0,false,0,1.7203703427923613E-18,1.7203703427923613E-18,4.2120883261715987E+17,0,false,0,4.9602933379454293E-15,4.9602933379454293E-15,145991871244415.94,0,false,0,1.5680667334162438E-11,1.5680667334162438E-11,46181867830.980507,0,false,0,4.9586624007353687E-8,4.9586624007353687E-8,14603988.894675912,0,false,0,1.5680667334162448E-4,1.5680667334162448E-4]
[null,20,8,1218.0113066641852,null,388,12,20,2968.2789464705384,1,0.13489895112069034,0.13489895112069034,6.8287804873897603E+23,0,false,0,8.2311498204313659E-23,8.2311498204313659E-23,2.1549454747741032E+20,0,false,0,2.6700794574559243E-19,2.6700794574559243E-19,6.8198738562640064E+16,0,false,0,7.6985617661290298E-16,7.6985617661290298E-16,23637826864656.738,0,false,0,2.4336985291312199E-12,2.4336985291312199E-12,7477395739.7092285,0,false,0,7.6960304902562902E-9,7.6960304902562902E-9,2364560.1503920737,0,false,0,2.4336985291312086E-5,2.4336985291312086E-5]
[null,20,9,1332.0990424802249,null,389,17,19,2992.3811529152667,1,0.72784913918597383,0.72784913918597383,4.0477287964228621E+24,0,false,0,4.0425728245755973E-22,4.0425728245755973E-22,1.2773341988473201E+21,0,false,0,1.3113587882188733E-18,1.3113587882188733E-18,4.0424494310437869E+17,0,false,0,3.7810023220351437E-15,3.7810023220351437E-15,140112151300826.17,0,false,0,1.1952647870233812E-11,1.1952647870233812E-11,44321925582.117912,0,false,0,3.7797591339899615E-8,3.7797591339899615E-8,14015823.512397707,0,false,0,1.195264787023384E-4,1.195264787023384E-4]
[null,20,10,1459.6088648628577,null,390,13,20,3017.5604800038645,1,0.11127014614377873,0.11127014614377873,6.8211762748863519E+23,0,false,0,5.6064061598975991E-23,5.6064061598975991E-23,2.1525458276696451E+20,0,false,0,1.8186462698734393E-19,1.8186462698734393E-19,6.81227956177098E+16,0,false,0,5.2436494353247358E-16,5.2436494353247358E-16,23611504879504.07,0,false,0,1.6576423370629337E-12,1.6576423370629337E-12,7469069259.412755,0,false,0,5.2419253310434102E-9,5.2419253310434102E-9,2361927.0861291373,0,false,0,1.6576423370629348E-5,1.6576423370629348E-5]
[null,20,11,1600.5407738120832,null,391,18,19,3061.3752998619225,1,0.55551615087488615,0.55551615087488615,4.026870054709716E+24,0,false,0,2.3670764129714433E-22,2.3670764129714433E-22,1.2707518447729388E+21,0,false,0,7.6784923642323929E-19,7.6784923642323929E-19,4.0216178949376333E+17,0,false,0,2.2139171765740824E-15,2.2139171765740824E-15,139390125858450.66,0,false,0,6.9987189035126876E-12,6.9987189035126876E-12,44093525992.015839,0,false,0,2.2131892438376199E-8,2.2131892438376199E-8,13943597.220260615,0,false,0,6.9987189035126805E-5,6.9987189035126805E-5]
[null,20,12,1754.8947693279017,null,392,14,20,3070.7845362198564,1,0.25492949583571556,0.25492949583571556,1.9150794954477155E+24,0,false,0,1.0481896837450985E-22,1.0481896837450985E-22,6.0433805130630811E+20,0,false,0,3.4001929294713243E-19,3.4001929294713243E-19,1.9125816985608835E+17,0,false,0,9.803676520260372E-16,9.803676520260372E-16,66290485730271.82,0,false,0,3.0991753852528583E-12,3.0991753852528583E-12,20969787046.030544,0,false,0,9.8004530857288669E-9,9.8004530857288669E-9,6631228.9114150759,0,false,0,3.0991753852528607E-5,3.0991753852528607E-5]
[null,20,13,1922.6708514103129,null,393,15,20,3127.9511151185143,1,0.16373017792830863,0.16373017792830863,1.5241679491413411E+24,0,false,0,5.4326428643326367E-23,5.4326428643326367E-23,4.8097882643366458E+20,0,false,0,1.7622796848799059E-19,1.7622796848799059E-19,1.5221800097542477E+17,0,false,0,5.0811293144696274E-16,5.0811293144696274E-16,52759080718719.711,0,false,0,1.6062658603787468E-12,1.6062658603787468E-12,16689373674.489077,0,false,0,5.0794586465668805E-9,5.0794586465668805E-9,5277643.3533038767,0,false,0,1.6062658603787507E-5,1.6062658603787507E-5]
[null,20,14,2103.8690200593173,null,394,19,19,3134.3119694912443,1,0.12859670267576204,0.12859670267576204,1.2257214509760761E+24,0,false,0,4.1672964183006017E-23,4.1672964183006017E-23,3.8679862370624281E+20,0,false,0,1.3518175227493259E-19,1.3518175227493259E-19,1.224122768920484E+17,0,false,0,3.8976558043471677E-16,3.8976558043471677E-16,42428353782891.531,0,false,0,1.232141728060597E-12,1.232141728060597E-12,13421436481.262524,0,false,0,3.8963742608072966E-9,3.8963742608072966E-9,4244230.8752065282,0,false,0,1.2321417280605978E-5,1.2321417280605978E-5]
[null,20,15,2298.4892752749147,null,395,16,20,3189.0602166998383,1,7.8308693903554744E-2,7.8308693903554744E-2,9.1287408533484512E+23,0,false,0,2.0748924756174321E-23,2.0748924756174321E-23,2.8807396618818555E+20,0,false,0,6.730685136873954E-20,6.730685136873954E-20,9.1168344335165904E+16,0,false,0,1.9406386993427421E-16,1.9406386993427421E-16,31599140751740.703,0,false,0,6.134820621878716E-13,6.134820621878716E-13,9995812296.4689121,0,false,0,1.9400006201707315E-9,1.9400006201707315E-9,3160953.3920360073,0,false,0,6.13482062187873E-6,6.13482062187873E-6]
[null,20,16,2506.531617057105,null,396,20,19,3211.1911618032327,1,0.69423738748387465,0.69423738748387465,8.7705966349757567E+24,0,false,0,1.6973576895072759E-22,1.6973576895072759E-22,2.7677207613440404E+21,0,false,0,5.5060107003017533E-19,5.5060107003017533E-19,8.7591573349243405E+17,0,false,0,1.5875319119390073E-15,1.5875319119390073E-15,303594243716187.12,0,false,0,5.0185660600051019E-12,5.0185660600051019E-12,96036506128.992859,0,false,0,1.5870099337633352E-8,1.5870099337633352E-8,30369409.789233819,0,false,0,5.0185660600051232E-5,5.0185660600051232E-5]
[null,20,17,2727.9960454058878,null,397,17,20,3254.1118409638284,1,0.24820418565559543,0.24820418565559543,3.6590954450477068E+24,0,false,0,5.2003308825719299E-23,5.2003308825719299E-23,1.1546938996842763E+21,0,false,0,1.6869206568276586E-19,1.6869206568276586E-19,3.6543229657678195E+17,0,false,0,4.8638488397347861E-16,4.8638488397347861E-16,126659606017518.58,0,false,0,1.5375783330411567E-12,1.5375783330411567E-12,40066458048.422752,0,false,0,4.8622496133349796E-9,4.8622496133349796E-9,12670126.520860055,0,false,0,1.5375783330411574E-5,1.5375783330411574E-5]
[null,20,18,2962.882560321264,null,398,18,20,3323.1059879104841,1,0.18943683027589828,0.18943683027589828,3.5642544873867289E+24,0,false,0,3.1099015791110257E-23,3.1099015791110257E-23,1.1247651162196195E+21,0,false,0,1.0088121954095257E-19,1.0088121954095257E-19,3.559605707122656E+17,0,false,0,2.9086786069596447E-16,2.9086786069596447E-16,123376685822605.83,0,false,0,9.1950250741866818E-13,9.1950250741866818E-13,39027966074.528297,0,false,0,2.9077222376788597E-9,2.9077222376788597E-9,12341726.523929041,0,false,0,9.1950250741866871E-6,9.1950250741866871E-6]
[null,20,19,3211.1911618032327,null,399,19,20,3396.042657539806,1,4.3852823541605884E-2,4.3852823541605884E-2,1.0620129302357639E+24,0,false,0,5.5930903084075925E-24,5.5930903084075925E-24,3.3513743228227342E+20,0,false,0,1.8143267783931774E-20,1.8143267783931774E-20,1.0606277696733605E+17,0,false,0,5.2311951722629007E-17,5.2311951722629007E-17,36761582568507.859,0,false,0,1.6537052482123501E-13,1.6537052482123501E-13,11628856681.98765,0,false,0,5.2294751629251296E-10,5.2294751629251296E-10,3677367.3698749254,0,false,0,1.653705248212357E-6,1.653705248212357E-6]
[null,20,20,3472.9218498517944,null,400,20,20,4267.4089694724771,1,0.23674222601240905,0.23674222601240905,8.1597764891582985E+25,0,false,0,2.1215814236099934E-24,2.1215814236099934E-24,2.5749653913976263E+22,0,false,0,6.8821380974502366E-21,6.8821380974502366E-21,8.149133868650796E+18,0,false,0,1.9843066871400251E-17,1.9843066871400251E-17,2824507014996293.5,0,false,0,6.2728655202647206E-14,6.2728655202647206E-14,893481318804.76428,0,false,0,1.9836542499973525E-10,1.9836542499973525E-10,282543601.42341018,0,false,0,6.2728655202647353E-7,6.2728655202647353E-7]

{"sheet":"計算表s-2","index":8,"n_rows":409,"n_cols":48,"rows_kept":409,"cut":false,"hidden":true,"merged":[[8,44,8,45],[8,46,8,47],[8,36,8,37],[8,38,8,39],[8,40,8,41],[8,42,8,43],[8,24,8,25],[8,26,8,27],[8,28,8,29],[8,30,8,31],[8,32,8,33],[8,34,8,35],[8,12,8,13],[8,14,8,15],[8,16,8,17],[8,18,8,19],[8,20,8,21],[8,22,8,23],[7,12,7,17],[7,18,7,23],[7,24,7,29],[7,30,7,35],[7,36,7,41],[7,42,7,47]]}
[null,"ヤング率","辺長ｘ","辺長ｙ","板厚","ポアソン比","密度","曲げ剛性","面密度","加振点ｘ","加振点ｙ","縮退重み","周波数重み"]
[null,24000000000,{"$f":"床衝撃音計算シート!E17","v":12.27},{"$f":"床衝撃音計算シート!G17","v":6.65},{"$f":"(床衝撃音計算シート!N17)/1000","v":0.2},0.16,2300,{"$f":"B2*E2^3/12/(1-F2^2)","v":16420361.24794746},{"$f":"G2*E2","v":460},{"$f":"'計算表（参考）'!D31","v":3.91},{"$f":"'計算表（参考）'!F31","v":4.2949999999999999},1,0]
[]
[null,"周波数","31.5Hz","63Hz","125Hz","250Hz","500Hz","1000Hz","(2000Hz)","(4000Hz)"]
[null,"モード数１",{"$f":"M8","v":2.3957526648958849},{"$f":"S8","v":3.5528821288917252},{"$f":"Y8","v":9.8202080307401154},{"$f":"AE8","v":19.709621276918092},{"$f":"AK8","v":40.947530995064838},{"$f":"AQ8","v":57.628356286534824},{"$f":"H6*I7/H7","v":75.455569726216183},{"$f":"H6*J7/H7","v":152.18366005947496}]
[null,"モード数２",{"$f":"C5*($D$7^2+$C$7^2)/2/$D$7^2","v":1.5497332950948204},{"$f":"D5*($D$7^2+$C$7^2)/2/$D$7^2","v":2.2982421388353771},6.3523683279120435,12.749503224648054,26.487605780347476,37.277880887888358,48.809716636649469,98.442584837450013]
[null,null,{"$f":"MIN(C2,D2)","v":6.65},{"$f":"MAX(C2,D2)","v":12.27},null,null,null,{"$f":"0.354*SQRT(I2/H2)*C2*D2*1000-0.139*SQRT(SQRT(I2/H2*1000^2))*(C2+D2)","v":146.83189914920305},{"$f":"0.354*SQRT(I2/H2)*C2*D2*2000-0.139*SQRT(SQRT(I2/H2*2000^2))*(C2+D2)","v":297.20800486502736},{"$f":"0.354*SQRT(I2/H2)*C2*D2*4000-0.139*SQRT(SQRT(I2/H2*4000^2))*(C2+D2)","v":599.42827472442218}]
[null,null,null,null,null,null,null,null,null,null,null,null,{"$f":"M9+O9+Q9","v":2.3957526648958849},null,null,null,null,null,{"$f":"S9+U9+W9","v":3.5528821288917252},null,null,null,null,null,{"$f":"Y9+AA9+AC9","v":9.8202080307401154},null,null,null,null,null,{"$f":"AE9+AG9+AI9","v":19.709621276918092},null,null,null,null,null,{"$f":"AK9+AM9+AO9","v":40.947530995064838},null,null,null,null,null,{"$f":"AQ9+AS9+AU9","v":57.628356286534824}]
[null,"m","n","fi",null,"No.","m","n","fi","縮退ﾁｪｯｸ","周波数重み","重み",{"$f":"SUM(N10:N409)","v":6.0063399800803869E-3},null,{"$f":"SUM(P10:P409)","v":2.1938568536395451},null,{"$f":"SUM(R10:R409)","v":0.19588947127625933},null,{"$f":"SUM(T10:T409)","v":0.16003822809206172},null,{"$f":"SUM(V10:V409)","v":2.9429829347403595},null,{"$f":"SUM(X10:X409)","v":0.44986096605930403},null,{"$f":"SUM(Z10:Z409)","v":0.19664076039122544},null,{"$f":"SUM(AB10:AB409)","v":8.5221049252195282},null,{"$f":"SUM(AD10:AD409)","v":1.1014623451293617},null,{"$f":"SUM(AF10:AF409)","v":1.5874176361053536},null,{"$f":"SUM(AH10:AH409)","v":15.022836534957195},null,{"$f":"SUM(AJ10:AJ409)","v":3.0993671058555425},null,{"$f":"SUM(AL10:AL409)","v":2.8596377745250803},null,{"$f":"SUM(AN10:AN409)","v":32.270047456866301},null,{"$f":"SUM(AP10:AP409)","v":5.8178457636734509},null,{"$f":"SUM(AR10:AR409)","v":5.5677278969597319},null,{"$f":"SUM(AT10:AT409)","v":46.435163107438633},null,{"$f":"SUM(AV10:AV409)","v":5.6254652821364619}]
[null,1,1,{"$f":"3.1416/2*SQRT($H$2/$I$2)*(B10^2/$C$2^2+C10^2/$D$2^2)","v":8.6823046246294862},null,1,1,1,8.6823046246294862,{"$f":"1","v":1},{"$f":"ABS(SIN(G10*3.1416*$J$2/$C$2)*SIN(H10*3.1416*$K$2/$D$2))*(1/F10^$M$2)+(1-1/F10^$M$2)","v":0.75519281472684885},{"$f":"$J10*$K10","v":0.75519281472684885},{"$f":"10^(LOG10($I10/22.27)/LOG10(2)*70/20)*$L10","v":1.3235099440276645E-5},{"$f":"IF($I10<22.27,M10,0)","v":1.3235099440276645E-5},{"$f":"AND($I10>22.27,$I10<44.45)","v":false},{"$f":"IF($O10=TRUE,$L10,0)","v":0},{"$f":"10^(LOG10(44.45/$I10)/LOG10(2)*70/20)*$L10","v":133099064.5066741},{"$f":"IF($I10>44.45,Q10,0)","v":0},{"$f":"10^(LOG10($I10/44.548)/LOG10(2)*70/20)*$L10","v":4.176575553962657E-9},{"$f":"IF($I10<44.528,S10,0)","v":4.176575553962657E-9},{"$f":"AND($I10>44.548,$I10<89.095)","v":false},{"$f":"IF($U10=TRUE,$L10,0)","v":0},{"$f":"10^(LOG10(89.095/$I10)/LOG10(2)*70/20)*$L10","v":431756298571.71729},{"$f":"IF($I10>89.095,W10,0)","v":0},{"$f":"10^(LOG10($I10/89.09)/LOG10(2)*70/20)*$L10","v":1.3217837185494198E-12},{"$f":"IF($I10<89.09,Y10,0)","v":1.3217837185494198E-12},{"$f":"AND($I10>89.09,$I10<176.78)","v":false},{"$f":"IF($AA10=TRUE,$L10,0)","v":0},{"$f":"10^(LOG10(176.78/$I10)/LOG10(2)*70/20)*$L10","v":1244870269005648.2},{"$f":"IF($I10>176.78,AC10,0)","v":0},{"$f":"10^(LOG10($I10/176.78)/LOG10(2)*70/20)*$L10","v":4.5813302929196466E-16},{"$f":"IF($I10<176.78,AE10,0)","v":4.5813302929196466E-16},{"$f":"AND($I10>176.78,$I10<353.55)","v":false},{"$f":"IF($AG10=TRUE,$L10,0)","v":0},{"$f":"10^(LOG10(353.55/$I10)/LOG10(2)*70/20)*$L10","v":3.9353310847846548E+18},{"$f":"IF($I10>353.55,AI10,0)","v":0},{"$f":"10^(LOG10($I10/353.55)/LOG10(2)*70/20)*$L10","v":1.4492203454497118E-19},{"$f":"IF($I10<353.55,AK10,0)","v":1.4492203454497118E-19},{"$f":"AND($I10>353.55,$I10<707.1)","v":false},{"$f":"IF($AM10=TRUE,$L10,0)","v":0},{"$f":"10^(LOG10(707.1/$I10)/LOG10(2)*70/20)*$L10","v":1.2444609574780734E+22},{"$f":"IF($I10>707.1,AO10,0)","v":0},{"$f":"10^(LOG10($I10/707.1)/LOG10(2)*70/20)*$L10","v":4.5828371230771154E-23},{"$f":"IF($I10<707.1,AQ10,0)","v":4.5828371230771154E-23},{"$f":"AND($I10>707.1,$I10<1414.2)","v":false},{"$f":"IF($AS10=TRUE,$L10,0)","v":0},{"$f":"10^(LOG10(1414.2/$I10)/LOG10(2)*70/20)*$L10","v":3.9353310847846987E+25},{"$f":"IF($I10>1414.2,AU10,0)","v":0}]
[null,1,2,28.815434474518852,null,2,2,1,14.596088648628578,{"$f":"IF(ABS(I11-I10)>0.0001,1,$L$2)","v":1},0.81464982349719828,0.81464982349719828,5.9931048806401103E-3,5.9931048806401103E-3,false,0,342039.74245235982,0,1.8912328879557382E-6,1.8912328879557382E-6,false,0,1109533066.3142939,0,5.9852882031867693E-10,5.9852882031867693E-10,false,0,3199084139137.144,0,2.0745135359366228E-13,2.0745135359366228E-13,false,0,1.0113066051166808E+16,0,6.5623455000320722E-17,6.5623455000320722E-17,false,0,3.1980322849412108E+19,0,2.0751958573057877E-20,2.0751958573057877E-20,false,0,1.011306605116685E+23,0]
[null,1,3,62.370650891001134,null,3,3,1,24.452395355293728,1,0.12359512125749715,0.12359512125749715,0.36648918983853224,0,true,0.12359512125749715,128.74429699454959,0,1.1565230756129463E-4,1.1565230756129463E-4,false,0,417629.99115442752,0,3.6601118589163682E-8,3.6601118589163682E-8,false,0,1204140301.2604368,0,1.2686025027702744E-11,1.2686025027702744E-11,false,0,3806573966761.3818,0,4.0129928203265616E-15,4.0129928203265616E-15,false,0,1.2037443816868116E+16,0,1.2690197546134713E-18,1.2690197546134713E-18,false,0,3.8065739667614114E+19,0]
[null,1,4,109.34795387407632,null,4,1,2,28.815434474518852,1,0.6681662288007848,0.6681662288007848,13.365194151182809,0,true,0.6681662288007848,103.1763793972065,0,4.2176292983430652E-3,4.2176292983430652E-3,false,0,334690.94492647995,0,1.3347762216674439E-6,1.3347762216674439E-6,false,0,965004582.49869299,0,4.6263625832105037E-10,4.6263625832105037E-10,false,0,3050609067481.4829,0,1.46346548978968E-13,1.46346548978968E-13,false,0,9646872904003806,0,4.6278842247892703E-17,4.6278842247892703E-17,false,0,3.050609067481496E+19,0]
[null,1,5,169.74734342374444,null,5,2,2,34.729218498517945,1,0.72077155627629685,0.72077155627629685,126.31851144518849,0,true,0.72077155627629685,12.703248493974836,0,3.9862096185648128E-2,3.9862096185648128E-2,false,0,41207.709234652772,0,1.2615375693479358E-5,1.2615375693479358E-5,false,0,118812979.10359997,0,4.3725158670078136E-9,4.3725158670078136E-9,false,0,375596093491.52325,0,1.3831657073629273E-12,1.3831657073629273E-12,false,0,1187739135694756.2,0,4.373954016704785E-16,4.373954016704785E-16,false,0,3.7559609349152353E+18,0]
[null,1,6,243.56881954000545,null,6,4,1,38.251224744624942,1,0.68132394730496626,0.68132394730496626,367.08699206577319,0,true,0.68132394730496626,3.9059333264761671,0,0.11584095489104572,0.11584095489104572,false,0,12670.34687101581,0,3.6660820841832424E-5,3.6660820841832424E-5,false,0,36532039.416435637,0,1.2706717954606648E-8,1.2706717954606648E-8,false,0,115486467855.73212,0,4.0195386506331846E-12,4.0195386506331846E-12,false,0,365200277351936.06,0,1.271089727908069E-15,1.271089727908069E-15,false,0,1.1548646785573179E+18,0]
[null,1,7,330.81238222285936,null,7,3,2,44.585525205183096,1,0.10935231964391411,0.10935231964391411,349.93427951550501,0,false,0,0.1055494622948992,0.1055494622948992,0.11042810550182341,0,true,0.10935231964391411,342.38892155696379,0,3.4947786778113406E-5,3.4947786778113406E-5,false,0,987199.93267769634,0,1.2112976729110879E-8,1.2112976729110879E-8,false,0,3120773849.846209,0,3.8317194346184507E-12,3.8317194346184507E-12,false,0,9868753427806.4258,0,1.2116960768126829E-15,1.2116960768126829E-15,false,0,3.120773849846222E+16,0]
[null,1,8,431.47803147230621,null,8,5,1,55.992576816622211,1,0.85856031503673347,0.85856031503673347,38836.480952988488,0,false,0,5.8625729951869432E-2,5.8625729951869432E-2,12.255555591564017,0,true,0.85856031503673347,190.17435065304315,0,3.8785827368397877E-3,3.8785827368397877E-3,false,0,548324.12599095935,0,1.3443249706071292E-6,1.3443249706071292E-6,false,0,1733383012.8927314,0,4.2525270472440664E-10,4.2525270472440664E-10,false,0,5481438378186.0537,0,1.3447671280761685E-13,1.3447671280761685E-13,false,0,1.7333830128927324E+16,0]
[null,1,9,545.56576728834602,null,9,4,2,58.384354594514313,1,0.6028098302644499,0.6028098302644499,44346.692672770754,0,false,0,2.5309637729530769E-2,2.5309637729530769E-2,13.994402788734746,0,true,0.6028098302644499,82.101219454817155,0,4.4288852237862712E-3,4.4288852237862712E-3,false,0,236720.03740654871,0,1.5350609751694876E-6,1.5350609751694876E-6,false,0,748328355.80649209,0,4.8558856368850482E-10,4.8558856368850482E-10,false,0,2366422042037.4009,0,1.5355658669854113E-13,1.5355658669854113E-13,false,0,7483283558064873,0]
[null,1,10,673.0755896709785,null,10,1,3,62.370650891001134,1,0.16402443944067646,0.16402443944067646,26006.907344571013,0,false,0,3.1953241904734402E-3,3.1953241904734402E-3,8.206951065207603,0,true,0.16402443944067646,10.365221952001836,0,2.59729870961655E-3,2.59729870961655E-3,false,0,29885.740364129226,0,9.0022921988976574E-7,9.0022921988976574E-7,false,0,94475935.344414249,0,2.8477110743332589E-10,2.8477110743332589E-10,false,0,298759139763.15405,0,9.0052531129781399E-14,9.0052531129781399E-14,false,0,944759353444136.37,0]
[null,1,11,814.00749862020416,null,11,2,3,68.284434915000219,1,0.17693823091776217,0.17693823091776217,80429.411525131916,0,false,0,1.2023059147371715E-3,1.2023059147371715E-3,25.380958829308696,0,true,0.17693823091776217,3.9001262211859924,0,8.0324509178155631E-3,8.0324509178155631E-3,false,0,11245.119513450049,0,2.7840644577286646E-6,2.7840644577286646E-6,false,0,35548498.084660806,0,8.8068805286084301E-10,8.8068805286084301E-10,false,0,112414221345.66151,0,2.7849801551390268E-13,2.7849801551390268E-13,false,0,355484980846607,0]
[null,1,12,968.36149413602266,null,12,5,2,76.125706666511576,1,0.75962190941077679,0.75962190941077679,1222038.9069016543,0,false,0,1.4584664558691305E-3,1.4584664558691305E-3,385.63653016648641,0,true,0.75962190941077679,4.7310781703164571,0,0.12204450279088891,0.12204450279088891,false,0,13640.978890294798,0,4.2300882502458302E-5,4.2300882502458302E-5,false,0,43122379.56871371,0,1.3381113264805074E-8,1.3381113264805074E-8,false,0,136364937563.4445,0,4.2314795545475924E-12,4.2314795545475924E-12,false,0,431223795687137.37,0]
[null,1,13,1136.1375762184339,null,13,6,1,77.676451571285526,1,0.24483159266710552,0.24483159266710552,497946.33840976871,0,false,0,3.7182525593206368E-4,3.7182525593206368E-4,157.1359938451649,0,true,0.24483159266710552,1.2061534527814795,0,4.9729687773889149E-2,4.9729687773889149E-2,false,0,3477.6668648338386,0,1.7236414842965561E-5,1.7236414842965561E-5,false,0,10993732.324122323,0,5.4524257095460024E-9,5.4524257095460024E-9,false,0,34765234130.442848,0,1.7242084015025135E-12,1.7242084015025135E-12,false,0,109937323241222.89,0]
[null,1,14,1317.3357448674385,null,14,3,3,78.140741621665384,1,2.684429735894131E-2,2.684429735894131E-2,58513.881172198926,0,false,0,3.803922758528368E-5,3.803922758528368E-5,18.46511594220204,0,true,2.684429735894131E-2,0.12339437668944507,0,5.8437562778849315E-3,5.8437562778849315E-3,false,0,355.77938622164243,0,2.0254582716221112E-6,2.0254582716221112E-6,false,0,1124703.2825693379,0,6.4071681114777482E-10,6.4071681114777482E-10,false,0,3556624064.7870808,0,2.026124458386927E-13,2.026124458386927E-13,false,0,11247032825693.504,0]
[null,1,15,1511.9560000830359,null,15,4,3,91.939571010996588,1,0.14798045791077488,0.14798045791077488,2136730.1811428401,0,false,0,3.1655236501891192E-5,3.1655236501891192E-5,674.28394325602687,0,false,0,0.10268552820507303,0.10268552820507303,0.21339432900465791,0,true,0.14798045791077488,296.07017093325118,0,7.3962925256727471E-5,7.3962925256727471E-5,false,0,935948.24774937553,0,2.3396823463412722E-8,2.3396823463412722E-8,false,0,2959728234.9315906,0,7.3987252157253408E-12,7.3987252157253408E-12,false,0,9359482477493.7773,0]
[null,1,16,1719.9983418652257,null,16,6,2,97.809581421174911,1,0.21661779452025001,0.21661779452025001,6423237.3584503755,0,false,0,2.2564244760047631E-5,2.2564244760047631E-5,2026.9689887606016,0,false,0,7.3195516691073034E-2,7.3195516691073034E-2,0.64148596684821391,0,true,0.21661779452025001,211.04248589922577,0,2.2234039133344665E-4,2.2234039133344665E-4,false,0,667155.50659976655,0,7.0333330743183351E-8,7.0333330743183351E-8,false,0,2109730954.3787529,0,2.224135205744025E-11,2.224135205744025E-11,false,0,6671555065997.6582,0]
[null,1,17,1941.462770214009,null,17,7,1,103.30284900861494,1,0.59445291112169829,0.59445291112169829,33272887.203846123,0,false,0,3.2804312612659954E-5,3.2804312612659954E-5,10499.862727320478,0,false,0,0.10641298376760108,0.10641298376760108,3.3229490094602547,0,true,0.59445291112169829,306.81743420232442,0,1.1517411468477256E-3,1.1517411468477256E-3,false,0,969922.90380163339,0,3.6433232183300739E-7,3.6433232183300739E-7,false,0,3067165530.7775445,0,1.1521199622097971E-10,1.1521199622097971E-10,false,0,9699229038016.3047,0]
[null,1,18,2176.349285129385,null,18,1,4,109.34795387407632,1,0.81328889018611583,0.81328889018611583,88181910.813524574,0,false,0,2.3168434395808345E-5,2.3168434395808345E-5,27827.400516892856,0,false,0,7.5155430396990588E-2,7.5155430396990588E-2,8.8066897048910597,0,true,0.81328889018611583,216.69344758845762,0,3.052417257010759E-3,3.052417257010759E-3,false,0,685019.54090779368,0,9.6557657030282618E-7,9.6557657030282618E-7,false,0,2166221990.9915161,0,3.0534212174506286E-10,3.0534212174506286E-10,false,0,6850195409077.9785,0]
[null,1,19,2424.6578866113541,null,19,5,3,109.68092308299386,1,0.18647538966700411,0.18647538966700411,20946360.097803827,0,false,0,5.127680943779937E-6,5.127680943779937E-6,6610.0036440042031,0,false,0,1.6633539482406718E-2,1.6633539482406718E-2,2.0919040212040674,0,true,0.18647538966700411,47.958996402550945,0,7.2505835317294943E-4,7.2505835317294943E-4,false,0,151609.79745205733,0,2.2935899615891979E-7,2.2935899615891979E-7,false,0,479432275.5452922,0,7.2529682971199948E-11,7.2529682971199948E-11,false,0,1516097974520.5715,0]
[null,1,20,2686.3885746599153,null,20,2,4,115.26173789807541,1,0.87731985517101674,0.87731985517101674,175488519.04851755,0,false,0,1.3547330339081724E-5,1.3547330339081724E-5,55378.583437664223,0,false,0,4.3945802507402112E-2,4.3945802507402112E-2,17.525963315756602,0,true,0.87731985517101674,126.70764310800575,0,6.0745359111542231E-3,6.0745359111542231E-3,false,0,400553.00461230008,0,1.9215687297672025E-6,1.9215687297672025E-6,false,0,1266659818.1987941,0,6.0765338666209738E-10,6.0765338666209738E-10,false,0,4005530046123.0098,0]
[null,2,1,14.596088648628578,null,21,7,2,123.43597885850431,1,0.52594960131803825,0.52594960131803825,233349783.40955731,0,false,0,3.6615702567012843E-6,3.6615702567012843E-6,73637.754314482736,0,false,0,1.1877664406231564E-2,1.1877664406231564E-2,23.304543031929029,0,true,0.52594960131803825,34.246521321073992,0,8.0774038487926737E-3,8.0774038487926737E-3,false,0,108261.40141350839,0,2.5551395004580746E-6,2.5551395004580746E-6,false,0,342352611.14845973,0,8.0800605609123578E-10,8.0800605609123578E-10,false,0,1082614014135.0884,0]
[null,2,2,34.729218498517945,null,22,3,4,125.11804460474056,1,0.13310314536862422,0.13310314536862422,69118729.293669984,0,false,0,7.9171232306965533E-7,7.9171232306965533E-7,21811.668011379224,0,false,0,2.5682132583661516E-3,2.5682132583661516E-3,6.9028579225611244,0,true,0.13310314536862422,7.4048539427968194,0,2.3925451391590305E-3,2.3925451391590305E-3,false,0,23408.504986350763,0,7.5683805169750798E-7,7.5683805169750798E-7,false,0,74024192.376277149,0,2.3933320632483899E-10,2.3933320632483899E-10,false,0,234085049863.50818,0]
[null,2,3,68.284434915000219,null,23,6,3,131.36479783765719,1,5.3176306714617226E-2,5.3176306714617226E-2,48656020.528952368,0,false,0,1.7950901698818988E-7,1.7950901698818988E-7,15354.289313150812,0,false,0,5.8230423348454329E-4,5.8230423348454329E-4,4.859255953065313,0,true,5.3176306714617226E-2,1.6789407130342584,0,1.6842283791526271E-3,1.6842283791526271E-3,false,0,5307.5310271421067,0,5.3277495342870539E-7,5.3277495342870539E-7,false,0,16783886.797782112,0,1.6847823331248402E-10,1.6847823331248402E-10,false,0,53075310271.421486,0]
[null,2,4,115.26173789807541,null,24,8,1,132.8717691286104,1,0.88608631553923367,0.88608631553923367,925742176.00434172,0,false,0,2.6196816738728505E-6,2.6196816738728505E-6,292134.72547140188,0,false,0,8.4979114401723659E-3,8.4979114401723659E-3,92.453475044798864,0,true,0.88608631553923367,24.501778747661682,0,3.2044569770708034E-2,3.2044569770708034E-2,false,0,77455.95178781751,0,1.0136715648872639E-5,1.0136715648872639E-5,false,0,244937225.98569396,0,3.2055109443909213E-9,3.2055109443909213E-9,false,0,774559517878.17554,0]
[null,2,5,175.66112744774352,null,25,4,4,138.91687399407178,1,0.73373737958735863,0.73373737958735863,1285908312.7531042,0,false,0,1.293176483041341E-6,1.293176483041341E-6,405791.67900605808,0,false,0,4.1948986928448647E-3,4.1948986928448647E-3,128.42311302716479,0,true,0.73373737958735863,12.09502833308593,0,4.4511722286008443E-2,4.4511722286008443E-2,false,0,38235.262063542898,0,1.4080472138755312E-5,1.4080472138755312E-5,false,0,120910515.05422547,0,4.4526362489009103E-9,4.4526362489009103E-9,false,0,382352620635.4292,0]
[null,2,6,249.48260356400453,null,26,8,2,153.00489897849977,1,0.78397588046434996,0.78397588046434996,4223942941.5352597,0,false,0,4.4944222653141964E-7,4.4944222653141964E-7,1332941.766743575,0,false,0,1.4579329529345183E-3,1.4579329529345183E-3,421.84337438467588,0,true,0.78397588046434996,4.2036153110348193,0,0.14621180476158974,0.14621180476158974,false,0,13288.62807142597,0,4.6251439790947476E-5,4.6251439790947476E-5,false,0,42022331.684556916,0,1.4625989480153553E-8,1.4625989480153553E-8,false,0,132886280714.25999,0]
[null,2,7,336.72616624685844,null,27,5,4,156.65822606606906,1,0.92460832804218973,0.92460832804218973,6554242779.8687134,0,false,0,4.0288360141046772E-7,4.0288360141046772E-7,2068310.1243524682,0,false,0,1.3069027430429791E-3,1.3069027430429791E-3,654.56942223544399,0,true,0.92460832804218973,3.7681543377088471,0,0.22687514461118913,0.22687514461118913,false,0,11912.032335141617,0,7.1767817298727142E-5,7.1767817298727142E-5,false,0,37669153.740621656,0,2.2694976536281012E-8,2.2694976536281012E-8,false,0,119120323351.41624,0]
[null,2,8,437.3918154963053,null,28,7,3,156.99119527498658,1,0.12911246455103262,0.12911246455103262,938110120.7223568,0,false,0,5.4886941918760033E-8,5.4886941918760033E-8,296037.65463299421,0,false,0,1.7804620168142916E-4,1.7804620168142916E-4,93.688656392242677,0,true,0.12911246455103262,0.51335538987111662,0,3.2472686235215806E-2,3.2472686235215806E-2,false,0,1622.8385186797193,0,1.0272142490186741E-5,1.0272142490186741E-5,false,0,5131865.9936816413,0,3.2483366718783793E-9,3.2483366718783793E-9,false,0,16228385186.797232,0]
[null,2,9,551.47955131234505,null,29,9,1,166.38321193127192,1,0.3613957761018558,0.3613957761018558,5160128372.5598497,0,false,0,7.8179367386696186E-8,7.8179367386696186E-8,1628372.0506517128,0,false,0,2.5360384321759035E-4,2.5360384321759035E-4,515.33981284027061,0,true,0.3613957761018558,0.73120852103726197,0,0.17861786785387737,0.17861786785387737,false,0,2311.5240952744557,0,5.6502507264046173E-5,5.6502507264046173E-5,false,0,7309681.0074273376,0,1.7867661646459472E-8,1.7867661646459472E-8,false,0,23115240952.744614,0]
[null,2,10,678.98937369497776,null,30,1,5,169.74734342374444,1,0.55554301417417773,0.55554301417417773,10010875405.526232,0,false,0,9.52247494531658E-8,9.52247494531658E-8,3159113.2111367672,0,false,0,3.0889687698936824E-4,3.0889687698936824E-4,999.78184366212702,0,true,0.55554301417417773,0.89063330315002953,0,0.3465264991845261,0.3465264991845261,false,0,2815.5037599462844,0,1.0961734272506133E-4,1.0961734272506133E-4,false,0,8903404.6421982292,0,3.4664047406648154E-8,3.4664047406648154E-8,false,0,28155037599.46286,0]
[null,2,11,819.9212826442033,null,31,2,5,175.66112744774352,1,0.59928141478119035,0.59928141478119035,16080741771.321072,0,false,0,6.8982996267048049E-8,6.8982996267048049E-8,5074569.577263562,0,false,0,2.2377199451431028E-4,2.2377199451431028E-4,1605.9768006613076,0,true,0.59928141478119035,0.64519522686404474,0,0.55663495194737778,0.55663495194737778,false,0,2039.6156091516698,0,1.7608132262309935E-4,1.7608132262309935E-4,false,0,6449830.8761510598,0,5.5681803290392794E-8,5.5681803290392794E-8,false,0,20396156091.516712,0]
[null,2,12,974.2752781600218,null,32,6,4,178.34210082073238,1,0.26366619279177089,0.26366619279177089,8437483494.417985,0,false,0,2.5449688644134254E-8,2.5449688644134254E-8,2662600.8711735951,0,false,0,8.2555526663698883E-5,8.2555526663698883E-5,842.64786666522264,0,false,0,0.23802992805366296,0.23802992805366296,0.29206353079111252,0,true,0.26366619279177089,752.46923177533517,0,9.2388975237280997E-5,9.2388975237280997E-5,false,0,2379516.6416072035,0,2.9215959243870244E-8,2.9215959243870244E-8,false,0,7524692317.753336,0]
[null,2,13,1142.0513602424332,null,33,3,5,185.51743415440865,1,9.0920364788491734E-2,9.0920364788491734E-2,4602520685.4168587,0,false,0,5.5477017284796956E-9,5.5477017284796956E-9,1452408.8366741932,0,false,0,1.7996033050617E-5,1.7996033050617E-5,459.65177169411112,0,false,0,5.1887434135566964E-2,5.1887434135566964E-2,0.15931627514427446,0,true,9.0920364788491734E-2,164.02852373244863,0,5.0396800173341354E-5,5.0396800173341354E-5,false,0,518703.73622952215,0,1.5936867533212723E-8,1.5936867533212723E-8,false,0,1640285237.3244989,0]
[null,2,14,1323.2495288914374,null,34,9,2,186.51634178116129,1,0.31974940454094458,0.31974940454094458,17228987632.908573,0,false,0,1.8329315331814671E-8,1.8329315331814671E-8,5436919.3742625313,0,false,0,5.9457948651632458E-5,5.9457948651632458E-5,1720.6516235885547,0,false,0,0.17143335899751089,0.17143335899751089,0.59638148783967482,0,true,0.31974940454094458,541.9416331396784,0,1.8865441488961573E-4,1.8865441488961573E-4,false,0,1713769.9195927731,0,5.965776416975674E-8,5.965776416975674E-8,false,0,5419416331.3967781,0]
[null,2,15,1517.8697841070348,null,35,8,3,186.56011539498206,1,0.1924539115946782,0.1924539115946782,10398283938.051262,0,false,0,1.1002169362832114E-8,1.1002169362832114E-8,3281366.9965081452,0,false,0,3.5689626654869201E-5,3.5689626654869201E-5,1038.4721680551868,0,false,0,0.10290285348825837,0.10290285348825837,0.35993664735758218,0,true,0.1924539115946782,325.30040127703188,0,1.1385939870559683E-4,1.1385939870559683E-4,false,0,1028690.1918021648,0,3.6005503292691423E-8,3.6005503292691423E-8,false,0,3253004012.7703295,0]
[null,2,16,1725.9121258892249,null,36,4,5,199.31626354373989,1,0.50120280798984262,0.50120280798984262,58427108422.276382,0,false,0,1.3280031669756287E-8,1.3280031669756287E-8,18437733.227949519,0,false,0,4.3078719898603528E-5,4.3078719898603528E-5,5835.0903204753013,0,false,0,0.12420760926012461,0.12420760926012461,2.0224546324759634,0,true,0.50120280798984262,392.64980284137255,0,6.3976666464388274E-4,6.3976666464388274E-4,false,0,1241667.6997947949,0,2.0231198313237795E-7,2.0231198313237795E-7,false,0,3926498028.4137177,0]
[null,2,17,1947.3765542380081,null,37,10,1,203.83717741659947,1,0.49623752530610943,0.49623752530610943,75083187302.572159,0,false,0,1.0130316583110835E-8,1.0130316583110835E-8,23693860.859648298,0,false,0,3.2861448031171668E-5,3.2861448031171668E-5,7498.525792055716,0,false,0,9.4748449034344859E-2,9.4748449034344859E-2,2.5990048811529252,0,true,0.49623752530610943,299.52238880106108,0,8.2214782843992599E-4,8.2214782843992599E-4,false,0,947172.95882586332,0,2.5998597112315275E-7,2.5998597112315275E-7,false,0,2995223888.010602,0]
[null,2,18,2182.2630691533841,null,38,7,4,203.96849825806177,1,0.64018345901362761,0.64018345901362761,97590954327.860397,0,false,0,1.2971369947760794E-8,1.2971369947760794E-8,30796594.764769591,0,false,0,4.2077460850739491E-5,4.2077460850739491E-5,9746.3668550698767,0,false,0,0.12132070842189213,0.12132070842189213,3.3781113424548619,0,true,0.64018345901362761,383.52362247523581,0,1.0686039586026189E-3,1.0686039586026189E-3,false,0,1212808.1835002901,0,3.3792224258565534E-7,3.3792224258565534E-7,false,0,3835236224.7523608,0]
[null,2,19,2430.5716706353528,null,39,5,5,217.05761561573715,1,0.63158332013309237,0.63158332013309237,198425130955.17297,0,false,0,6.2094215066712256E-9,6.2094215066712256E-9,62616647.119191587,0,false,0,2.0142567161751582E-5,2.0142567161751582E-5,19816.63293359445,0,false,0,5.8076472964178227E-2,5.8076472964178227E-2,6.8684868400390231,0,true,0.63158332013309237,183.59354789085211,0,2.1727206367158874E-3,2.1727206367158874E-3,false,0,580573.7750462963,0,6.8707459312734781E-7,6.8707459312734781E-7,false,0,1835935478.9085255,0]
[null,2,20,2692.302358683914,null,40,9,3,220.07155819764355,1,7.849351640451678E-2,7.849351640451678E-2,28948837700.247757,0,false,0,6.5738978661697309E-10,6.5738978661697309E-10,9135330.520188326,0,false,0,2.132488173681821E-6,2.132488173681821E-6,2891.1080355522718,0,false,0,6.1485405892270709E-3,6.1485405892270709E-3,1.0020641529701062,0,true,7.849351640451678E-2,19.436999588858892,0,3.1698473261674171E-4,3.1698473261674171E-4,false,0,61465.189580550636,0,1.0023937385683719E-7,1.0023937385683719E-7,false,0,194369995.88858888,0]
[null,3,1,24.452395355293728,null,41,10,2,223.97030726648885,1,0.4390523180403203,0.4390523180403203,198602785247.63654,0,false,0,2.9980144879014995E-9,2.9980144879014995E-9,62672709.151691459,0,false,0,9.7251745769846019E-6,9.7251745769846019E-6,19834.375191774663,0,false,0,2.8040310545155236E-2,2.8040310545155236E-2,6.8746363442071399,0,true,0.4390523180403203,88.642092644324734,0,2.1746659202874783E-3,2.1746659202874783E-3,false,0,280310.90931972454,0,6.8768974580545947E-7,6.8768974580545947E-7,false,0,886420926.44324803,0]
[null,3,2,44.585525205183096,null,42,8,4,233.53741837805725,1,0.95425187067578598,0.95425187067578598,702011020999.95654,0,false,0,4.006532066495331E-9,4.006532066495331E-9,221532303.71644887,0,false,0,1.2996676284318835E-5,1.2996676284318835E-5,70109.540316426981,0,false,0,3.7472935440111169E-2,3.7472935440111169E-2,24.30011478934021,0,true,0.95425187067578598,118.46086403315725,0,7.6868984547787921E-3,7.6868984547787921E-3,false,0,374606.14393629716,0,2.4308107259529755E-6,2.4308107259529755E-6,false,0,1184608640.3315794,0]
[null,3,3,78.140741621665384,null,43,6,5,238.74149037040047,1,0.18010563435318749,0.18010563435318749,171195666360.24091,0,false,0,5.852593291185698E-10,5.852593291185698E-10,54023895.951142371,0,false,0,1.8985062185176384E-6,1.8985062185176384E-6,17097.237954447493,0,false,0,5.4739072823563528E-3,5.4739072823563528E-3,5.925938795185516,0,true,0.18010563435318749,17.304323205254658,0,1.8745627402471244E-3,1.8745627402471244E-3,false,0,54721.074696310148,0,5.9278878760674955E-7,5.9278878760674955E-7,false,0,173043232.05254743,0]
[null,3,4,125.11804460474056,null,44,1,6,243.56881954000545,1,0.32176530378700374,0.32176530378700374,385998125186.09119,0,false,0,8.2847563748863854E-10,8.2847563748863854E-10,121808705.76775548,0,false,0,2.6874687363486415E-6,2.6874687363486415E-6,38549.467615553527,0,false,0,7.7486997638018104E-3,7.7486997638018104E-3,13.361326916394228,0,true,0.32176530378700374,24.49548343018094,0,4.22661226573629E-3,4.22661226573629E-3,false,0,77461.520026285973,0,1.3365721546131511E-6,1.3365721546131511E-6,false,0,244954834.30180976,0]
[null,3,5,185.51743415440865,null,45,11,1,245.23366558459313,1,0.89670252759621205,0.89670252759621205,1164369795364.2007,0,false,0,2.1330074392858007E-9,2.1330074392858007E-9,367437996.59649146,0,false,0,6.9192026271965253E-6,6.9192026271965253E-6,116285.11329499632,0,false,0,1.9949933942635854E-2,1.9949933942635854E-2,40.304665935710823,0,true,0.89670252759621205,63.06648743934214,0,1.2749646534077258E-2,1.2749646534077258E-2,false,0,199433.74433472124,0,4.0317922409755735E-6,4.0317922409755735E-6,false,0,630664874.39342237,0]
[null,3,6,259.33891027066966,null,46,2,6,249.48260356400453,1,0.34709817522881925,0.34709817522881925,550341773056.96265,0,false,0,6.761743552118448E-10,6.761743552118448E-10,173670323.07133988,0,false,0,2.1934229055437507E-6,2.1934229055437507E-6,54962.397415058949,0,false,0,6.3242319139296599E-3,6.3242319139296599E-3,19.050083059385429,0,true,0.34709817522881925,19.992401664595903,0,6.0261465965105324E-3,6.0261465965105324E-3,false,0,63221.525157064767,0,1.9056348759044897E-6,1.9056348759044897E-6,false,0,199924016.64596021,0]
[null,3,7,346.58247295352362,null,47,10,3,257.52552368297108,1,0.10778053012488402,0.10778053012488402,247136668306.61282,0,false,0,1.4518774379879349E-10,1.4518774379879349E-10,77988455.772085965,0,false,0,4.7097042411896656E-7,4.7097042411896656E-7,24681.433327969105,0,false,0,1.3579352067501927E-3,1.3579352067501927E-3,8.554636934262831,0,true,0.10778053012488402,4.2927562520358142,0,2.7061034896849563E-3,2.7061034896849563E-3,false,0,13574.887196360982,0,8.5574506115344087E-7,8.5574506115344087E-7,false,0,42927562.520358264,0]
[null,3,8,447.24812220297048,null,48,3,6,259.33891027066966,1,5.2660222611353016E-2,5.2660222611353016E-2,131011960752.10162,0,false,0,6.5379402636723519E-11,6.5379402636723519E-11,41343199.197187319,0,false,0,2.1208239884996648E-7,2.1208239884996648E-7,13084.10846769912,0,false,0,6.1149095862898242E-4,6.1149095862898242E-4,4.5349796368122801,0,true,5.2660222611353016E-2,1.9330683987493313,0,1.434558160110325E-3,1.434558160110325E-3,false,0,6112.8990129424819,0,4.5364712219291226E-7,4.5364712219291226E-7,false,0,19330683.987493351,0]
[null,3,9,561.33585801901029,null,49,7,5,264.36788780772986,1,0.43729780737997515,0.43729780737997515,1360142750409.7251,0,false,0,4.3426679325342906E-10,4.3426679325342906E-10,429217701.52880985,0,false,0,1.4087057932575293E-6,1.4087057932575293E-6,135836.87455521076,0,false,0,4.0616800857417564E-3,4.0616800857417564E-3,47.08134769417984,0,true,0.43729780737997515,12.839937056764752,0,1.4893326306345399E-2,1.4893326306345399E-2,false,0,40603.446112575264,0,4.7096833064154207E-6,4.7096833064154207E-6,false,0,128399370.56764743,0]
[null,3,10,688.84568040164277,null,50,11,2,265.36679543448247,1,0.79336870602615872,0.79336870602615872,2578252580022.4551,0,false,0,7.5406916844955115E-10,7.5406916844955115E-10,813614340.13055146,0,false,0,2.4461036915891103E-6,2.4461036915891103E-6,257488.98207828525,0,false,0,7.0527790113024532E-3,7.0527790113024532E-3,89.24622516782685,0,true,0.79336870602615872,22.295512366493323,0,2.8231416858917439E-2,2.8231416858917439E-2,false,0,70504.600678569695,0,8.9275578847855494E-6,8.9275578847855494E-6,false,0,222955123.66493335,0]
[null,3,11,829.77758935086842,null,51,9,4,267.04886118071875,1,0.38919751874246589,0.38919751874246589,1361212734095.2627,0,false,0,3.437167017188426E-10,3.437167017188426E-10,429555354.27741981,0,false,0,1.1149729071458972E-6,1.1149729071458972E-6,135943.73336809938,0,false,0,3.2147686726153742E-3,3.2147686726153742E-3,47.118385184480438,0,true,0.38919751874246589,10.162648592965761,0,1.4905042441410169E-2,1.4905042441410169E-2,false,0,32137.116613677223,0,4.7133882736332907E-6,4.7133882736332907E-6,false,0,101626485.92965777,0]
[null,3,12,984.13158486668692,null,52,4,6,273.13773966000088,1,0.29029196598121315,0.29029196598121315,1319557219106.2812,0,false,0,1.9725513581183769E-10,1.9725513581183769E-10,416410201.39241147,0,false,0,6.3987036744431842E-7,6.3987036744431842E-7,131783.61490819053,0,false,0,1.8449194582319133E-3,1.8449194582319133E-3,45.676479337476096,0,true,0.29029196598121315,5.8322293283648019,0,1.4448921804805769E-2,1.4448921804805769E-2,false,0,18443.128514066892,0,4.569150263685707E-6,4.569150263685707E-6,false,0,58322293.283648081,0]
[null,3,13,1151.9076669490983,null,53,12,1,290.57267643525279,1,0.47106319788729673,0.47106319788729673,4396617878636.3271,0,false,0,1.5589283094042581E-10,1.5589283094042581E-10,1387432473.3931763,0,false,0,5.0569635414176885E-7,5.0569635414176885E-7,439088.34647511534,0,false,0,1.4580594620116954E-3,1.4580594620116954E-3,152.18894852041814,0,true,0.47106319788729673,4.6092728432676342,0,4.8142200288255263E-2,4.8142200288255263E-2,false,0,14575.800541886059,0,1.5223900448290116E-5,1.5223900448290116E-5,false,0,46092728.432676457,0]
[null,3,14,1333.1058355981027,null,54,5,6,290.87909173199813,1,0.36580713587321517,0.36580713587321517,3456317666757.7676,0,false,0,1.1958513777460344E-10,1.1958513777460344E-10,1090703695.7939112,0,false,0,3.8791885308226936E-7,3.8791885308226936E-7,345180.96661611751,0,false,0,1.1184750485085809E-3,1.1184750485085809E-3,119.64045226954231,0,true,0.36580713587321517,3.5357657223733234,0,3.7846076681218505E-2,3.7846076681218505E-2,false,0,11181.07295545026,0,1.1967980281403635E-5,1.1967980281403635E-5,false,0,35357657.223733276,0]
[null,3,15,1527.7260908137,null,55,8,5,293.93680792772534,1,0.65183229097751161,0.65183229097751161,6955043581441.5557,0,false,0,1.8869413417696443E-10,1.8869413417696443E-10,2194790082.9966455,0,false,0,6.1209957587911038E-7,6.1209957587911038E-7,694597.22680851317,0,false,0,1.7648487496385679E-3,1.7648487496385679E-3,240.74886624024072,0,true,0.65183229097751161,5.5791067690479643,0,7.6156516293645796E-2,7.6156516293645796E-2,false,0,17642.684699454574,0,2.4082805015164498E-5,2.4082805015164498E-5,false,0,55791067.69047989,0]
[null,3,16,1735.7684325958901,null,56,11,3,298.92201185096479,1,0.19475970449640101,0.19475970449640101,2526876206997.1812,0,false,0,4.6366120652803527E-11,4.6366120652803527E-11,797401594.27270365,0,false,0,1.5040575008083733E-7,1.5040575008083733E-7,252358.04568529871,0,false,0,4.3366048667389009E-4,4.3366048667389009E-4,87.467831774236714,0,true,0.19475970449640101,1.3709039696271024,0,2.766885451928711E-2,2.766885451928711E-2,false,0,4335.1789973879422,0,8.7496600528790463E-6,8.7496600528790463E-6,false,0,13709039.696271047,0]
[null,3,17,1957.2328609446733,null,57,10,4,304.5028266660463,1,0.53441248162680899,0.53441248162680899,8597340819045.0879,0,false,0,1.0260666107630534E-10,1.0260666107630534E-10,2713046747.8496342,0,false,0,3.3284285174586823E-7,3.3284285174586823E-7,858612.74928181572,0,false,0,9.5967602964953556E-4,9.5967602964953556E-4,297.59699283394792,0,true,0.53441248162680899,3.0337642442205337,0,9.4139385109637277E-2,9.4139385109637277E-2,false,0,9593.6048957162056,0,2.9769487447419352E-5,2.9769487447419352E-5,false,0,30337642.442205418,0]
[null,3,18,2192.1193758600493,null,58,12,2,310.7058062851421,1,0.41677901897548714,0.41677901897548714,8476585238206.5859,0,false,0,6.3296147245336997E-11,6.3296147245336997E-11,2674940135.2615967,0,false,0,2.0532458548667628E-7,2.0532458548667628E-7,846552.94108796259,0,false,0,5.9200635361620268E-4,5.9200635361620268E-4,293.4170378360198,0,true,0.41677901897548714,1.8714729267626913,0,9.2817132523871068E-2,9.2817132523871068E-2,false,0,5918.1170279115968,0,2.9351354466112496E-5,2.9351354466112496E-5,false,0,18714729.267626967,0]
[null,3,19,2440.427977342018,null,59,6,6,312.56296648666154,1,0.10431549434124458,0.10431549434124458,2273817920687.6128,0,false,0,1.4781839050804103E-11,1.4781839050804103E-11,717544464.59282219,0,false,0,4.7950390472789943E-8,4.7950390472789943E-8,227085.22290089875,0,false,0,1.382539541038625E-4,1.382539541038625E-4,78.708218004986605,0,true,0.10431549434124458,0.43705364062867846,0,2.4897910343465959E-2,2.4897910343465959E-2,false,0,1382.0849640553308,0,7.8734105664017539E-6,7.8734105664017539E-6,false,0,4370536.4062867761,0]
[null,3,20,2702.1586653905797,null,60,9,5,327.44825073038686,1,0.2658538254737759,0.2658538254737759,9953367206038.3398,0,false,0,2.1933215942370192E-11,2.1933215942370192E-11,3140965456.281023,0,false,0,7.1148540120483458E-8,7.1148540120483458E-8,994038.52438377938,0,false,0,2.0514049840649503E-4,2.0514049840649503E-4,344.53585258913091,0,true,0.2658538254737759,0.64849792000585771,0,0.10898763795326044,0.10898763795326044,false,0,2050.730485100185,0,3.4464917273411491E-5,3.4464917273411491E-5,false,0,6484979.2000585916,0]
[null,4,1,38.251224744624942,null,61,1,7,330.81238222285936,1,0.84022886578422395,0.84022886578422395,35427197583084.516,0,false,0,6.1552388314337078E-11,6.1552388314337078E-11,11179694420.778954,0,false,0,1.9966805510879079E-7,1.9966805510879079E-7,3538099.0653271405,0,false,0,5.7569704552631678E-4,5.7569704552631678E-4,1226.3126107441017,0,true,0.84022886578422395,1.8199153237774992,0,0.38792164540472662,0.38792164540472662,false,0,5755.0775717796996,0,1.2267159531591246E-4,1.2267159531591246E-4,false,0,18199153.237775031,0]
[null,4,2,58.384354594514313,null,62,2,7,336.72616624685844,1,0.90638083925089785,0.90638083925089785,46959018849312.758,0,false,0,5.4036713943997525E-11,5.4036713943997525E-11,14818769669.932405,0,false,0,1.7528817115216662E-7,1.7528817115216662E-7,4689777.1213707849,0,false,0,5.0540324135991564E-4,5.0540324135991564E-4,1625.4866580408886,0,true,0.90638083925089785,1.5976998853569511,0,0.51419308049685442,0.51419308049685442,false,0,5052.3706551178584,0,1.6260212914683667E-4,1.6260212914683667E-4,false,0,15976998.853569519,0]
[null,4,3,91.939571010996588,null,63,7,6,338.18936392399087,1,0.25327878894521177,0.25327878894521177,13800702891263.771,0,false,0,1.4357636334895445E-11,1.4357636334895445E-11,4355061976.168191,0,false,0,4.6574331255967706E-8,4.6574331255967706E-8,1378270.2932097528,0,false,0,1.3428640293418695E-4,1.3428640293418695E-4,477.71139540458745,0,true,0.25327878894521177,0.42451126746960993,0,0.15111529385764891,0.15111529385764891,false,0,1342.4224976089085,0,4.778685178758226E-5,4.778685178758226E-5,false,0,4245112.6746961065,0]
[null,4,4,138.91687399407178,null,64,13,1,339.85420996857852,1,0.38855210093502346,0.38855210093502346,22415484000161.305,0,false,0,2.0803524357782554E-11,2.0803524357782554E-11,7073612323.6379261,0,false,0,6.7483965475297493E-8,6.7483965475297493E-8,2238624.7967774114,0,false,0,1.9457453784162276E-4,1.9457453784162276E-4,775.91208395369608,0,true,0.38855210093502346,0.61509640493492324,0,0.24544564710468975,0.24544564710468975,false,0,1945.1056201755925,0,7.7616728662473103E-5,7.7616728662473103E-5,false,0,6150964.0493492167,0]
[null,4,5,{"$f":"3.1416/2*SQRT($H$2/$I$2)*(B74^2/$C$2^2+C74^2/$D$2^2)","v":199.31626354373989},null,65,12,3,344.26102270162443,1,{"$f":"ABS(SIN(G74*3.1416*$J$2/$C$2)*SIN(H74*3.1416*$K$2/$D$2))*(1/F74^$M$2)+(1-1/F74^$M$2)","v":0.10231278087907013},{"$f":"$J74*$K74","v":0.10231278087907013},{"$f":"10^(LOG10($I74/22.27)/LOG10(2)*70/20)*$L74","v":6856188282009.1504},{"$f":"IF($I74<22.27,M74,0)","v":0},{"$f":"AND($I74>22.27,$I74<44.45)","v":false},{"$f":"IF($O74=TRUE,$L74,0)","v":0},{"$f":"10^(LOG10(44.45/$I74)/LOG10(2)*70/20)*$L74","v":4.7158887984350746E-12},{"$f":"IF($I74>44.45,Q74,0)","v":4.7158887984350746E-12},{"$f":"10^(LOG10($I74/44.548)/LOG10(2)*70/20)*$L74","v":2163594501.2141252},{"$f":"IF($I74<44.528,S74,0)","v":0},{"$f":"AND($I74>44.548,$I74<89.095)","v":false},{"$f":"IF($U74=TRUE,$L74,0)","v":0},{"$f":"10^(LOG10(89.095/$I74)/LOG10(2)*70/20)*$L74","v":1.5297738565142601E-8},{"$f":"IF($I74>89.095,W74,0)","v":1.5297738565142601E-8},{"$f":"10^(LOG10($I74/89.09)/LOG10(2)*70/20)*$L74","v":684724.59034879901},{"$f":"IF($I74<89.09,Y74,0)","v":0},{"$f":"AND($I74>89.09,$I74<176.78)","v":false},{"$f":"IF($AA74=TRUE,$L74,0)","v":0},{"$f":"10^(LOG10(176.78/$I74)/LOG10(2)*70/20)*$L74","v":4.4107520806911747E-5},{"$f":"IF($I74>176.78,AC74,0)","v":4.4107520806911747E-5},{"$f":"10^(LOG10($I74/176.78)/LOG10(2)*70/20)*$L74","v":237.32698958605431},{"$f":"IF($I74<176.78,AE74,0)","v":0},{"$f":"AND($I74>176.78,$I74<353.55)","v":true},{"$f":"IF($AG74=TRUE,$L74,0)","v":0.10231278087907013},{"$f":"10^(LOG10(353.55/$I74)/LOG10(2)*70/20)*$L74","v":0.13943436679781285},{"$f":"IF($I74>353.55,AI74,0)","v":0},{"$f":"10^(LOG10($I74/353.55)/LOG10(2)*70/20)*$L74","v":7.507406797628037E-2},{"$f":"IF($I74<353.55,AK74,0)","v":7.507406797628037E-2},{"$f":"AND($I74>353.55,$I74<707.1)","v":false},{"$f":"IF($AM74=TRUE,$L74,0)","v":0},{"$f":"10^(LOG10(707.1/$I74)/LOG10(2)*70/20)*$L74","v":440.93018318444786},{"$f":"IF($I74>707.1,AO74,0)","v":0},{"$f":"10^(LOG10($I74/707.1)/LOG10(2)*70/20)*$L74","v":2.374050480193535E-5},{"$f":"IF($I74<707.1,AQ74,0)","v":2.374050480193535E-5},{"$f":"AND($I74>707.1,$I74<1414.2)","v":false},{"$f":"IF($AS74=TRUE,$L74,0)","v":0},{"$f":"10^(LOG10(1414.2/$I74)/LOG10(2)*70/20)*$L74","v":1394343.667978131},{"$f":"IF($I74>1414.2,AU74,0)","v":0}]
[null,4,6,273.13773966000088,null,66,11,4,345.89931483403996,{"$f":"IF(ABS(I75-I74)>0.0001,1,$L$2)","v":1},0.96568477516511608,0.96568477516511608,68384993355850.445,0,false,0,4.2120786608849147E-11,4.2120786608849147E-11,21580124335.051777,0,false,0,1.3663443080213396E-7,1.3663443080213396E-7,6829580.0283752391,0,false,0,3.9395404581418645E-4,3.9395404581418645E-4,2367.1468662249727,0,true,0.96568477516511608,1.2453824635940529,0,0.74880377092709349,0.74880377092709349,false,0,3938.2451429889347,0,2.3679254366525837E-4,2.3679254366525837E-4,false,0,12453824.635940559,0]
[null,4,7,360.38130234285478,null,67,3,7,346.58247295352362,1,0.13751215123545907,0.13751215123545907,9963900841082.3906,0,false,0,5.8619116539298807E-12,5.8619116539298807E-12,3144289535.7726483,0,false,0,1.9015289759067254E-8,1.9015289759067254E-8,995090.51400887803,0,false,0,5.4826227100560464E-5,5.4826227100560464E-5,344.90047441565559,0,true,0.13751215123545907,0.17331874745682371,0,0.10910297942301038,0.10910297942301038,false,0,548.08200317107878,0,3.4501391448719604E-5,3.4501391448719604E-5,false,0,1733187.4745682408,0]
[null,4,8,461.04695159230164,null,68,13,2,359.98733981846789,1,0.34377630045153357,0.34377630045153357,38724017510912.906,0,false,0,9.4266628081827753E-12,9.4266628081827753E-12,12220065713.682253,0,false,0,3.0578885411629569E-8,3.0578885411629569E-8,3867351.0609964216,0,false,0,8.8167203198183375E-5,8.8167203198183375E-5,1340.4320480314175,0,false,0,0.27871750498265091,0.27871750498265091,0.42402124961437004,0,true,0.34377630045153357,881.38213950450688,0,1.3408729250922013E-4,1.3408729250922013E-4,false,0,2787175.0498265135,0]
[null,4,9,575.13468740834139,null,69,4,7,360.38130234285478,1,0.75804223280744831,0.75804223280744831,86481028713256.172,0,false,0,2.052354937680468E-11,2.052354937680468E-11,27290656336.60091,0,false,0,6.657576253692374E-8,6.657576253692374E-8,8636823.33724856,0,false,0,1.9195594295384644E-4,1.9195594295384644E-4,2993.5412151207233,0,false,0,0.60681840351028105,0.60681840351028105,0.94695220744069919,0,true,0.75804223280744831,1918.9282811996052,0,2.9945258108368531E-4,2.9945258108368531E-4,false,0,6068184.0351028256,0]
[null,4,10,702.6445097909741,null,70,10,5,364.90221621571442,1,0.36504755498051705,0.36504755498051705,48142320348500.508,0,false,0,8.549847781070537E-12,8.549847781070537E-12,15192181908.86392,0,false,0,2.7734609893682216E-8,2.7734609893682216E-8,4807952.9358268417,0,false,0,7.9966387041322453E-5,7.9966387041322453E-5,1666.4466449933705,0,false,0,0.25279277407195405,0.25279277407195405,0.52715002589165405,0,true,0.36504755498051705,799.40094209973222,0,1.6669947504343612E-4,1.6669947504343612E-4,false,0,2527927.740719547,0]
[null,4,11,843.57641874019976,null,71,8,6,367.75828404398635,1,0.37753514988634068,0.37753514988634068,54513329705388.203,0,false,0,8.076042354616126E-12,8.076042354616126E-12,17202669404.943192,0,false,0,2.6197645844179776E-8,2.6197645844179776E-8,5444222.9145043585,0,false,0,7.5534903688131188E-5,7.5534903688131188E-5,1886.9791638073896,0,false,0,0.2387838009076664,0.2387838009076664,0.59691146911099213,0,true,0.37753514988634068,755.10067922040787,0,1.8875998038679761E-4,1.8875998038679761E-4,false,0,2387838.0090766684,0]
[null,4,12,997.93041425601814,null,72,5,7,378.12265441485209,1,0.95523573005866624,0.95523573005866624,190543195829525.41,0,false,0,1.4791567015389063E-11,1.4791567015389063E-11,60129359606.751999,0,false,0,4.7981946742530802E-8,4.7981946742530802E-8,19029467.444830656,0,false,0,1.3834493937062346E-4,1.3834493937062346E-4,6595.65361864239,0,false,0,0.43734126670302248,0.43734126670302248,2.0864148193916741,0,true,0.95523573005866624,1382.994517564709,0,6.5978229732065381E-4,6.5978229732065381E-4,false,0,4373412.6670302292,0]
[null,4,13,1165.7064963384296,null,73,12,4,391.23832568469965,1,0.50730152346040558,0.50730152346040558,150427073856348.25,0,false,0,5.284365380903915E-12,5.284365380903915E-12,47469990093.963791,0,false,0,1.7141803705503875E-8,1.7141803705503875E-8,15023087.506790638,0,false,0,4.9424459725786647E-5,4.9424459725786647E-5,5207.0338681107833,0,false,0,0.15624247566209082,0.15624247566209082,1.6471502682909087,0,true,0.50730152346040558,494.08209035563158,0,5.2087464963566877E-4,5.2087464963566877E-4,false,0,1562424.7566209114,0]
[null,4,14,1346.9046649874338,null,74,14,1,393.0782661845704,1,0.89020635480500632,0.89020635480500632,278767191664710.66,0,false,0,8.780641252232791E-12,8.780641252232791E-12,87970040815.145584,0,false,0,2.8483274320534826E-8,2.8483274320534826E-8,27840360.162829086,0,false,0,8.2124989219297027E-5,8.2124989219297027E-5,9649.5276488755953,0,false,0,0.25961662910501898,0.25961662910501898,3.0524522133543766,0,true,0.89020635480500632,820.97986642702142,0,9.652701443022061E-4,9.652701443022061E-4,false,0,2596166.2910501971,0]
[null,4,15,1541.5249202030311,null,75,13,3,393.54255623495021,1,8.4391746460691711E-2,8.4391746460691711E-2,26792401008388.129,0,false,0,8.2105987279148125E-13,8.2105987279148125E-13,8454827830.2364988,0,false,0,2.6634129465608607E-9,2.6634129465608607E-9,2675745.6257536202,0,false,0,7.6793404108443277E-6,7.6793404108443277E-6,927.41908675235129,0,false,0,2.4276222014345074E-2,2.4276222014345074E-2,0.29337212629202475,0,true,8.4391746460691711E-2,76.768154549251392,0,9.2772412108936683E-5,9.2772412108936683E-5,false,0,242762.22014345086,0]
[null,4,16,1749.5672619852212,null,76,6,7,399.80652916951544,1,0.27240006446464082,0.27240006446464082,103909965118805.84,0,false,0,2.2056862012459056E-12,2.2056862012459056E-12,32790673170.736916,0,false,0,7.154963211727866E-9,7.154963211727866E-9,10377443.75921399,0,false,0,2.062969551938025E-5,2.062969551938025E-5,3596.8439306645487,0,false,0,6.5215375504073067E-2,6.5215375504073067E-2,1.137796026578213,0,true,0.27240006446464082,206.22912505602244,0,3.5980269566766279E-4,3.5980269566766279E-4,false,0,652153.7550407321,0]
[null,4,17,1971.0316903340045,null,77,9,6,401.26972684664793,1,0.15398004247009878,0.15398004247009878,61285880234763.703,0,false,0,1.1949643673858732E-12,1.1949643673858732E-12,19339870497.130661,0,false,0,3.8763111829516084E-9,3.8763111829516084E-9,6120594.6382815391,0,false,0,1.1176454312383418E-5,1.1176454312383418E-5,2121.411032193198,0,false,0,3.5331431048096155E-2,3.5331431048096155E-2,0.67106971825787409,0,true,0.15398004247009878,111.72779510517405,0,2.1221087784623622E-4,2.1221087784623622E-4,false,0,353314.31048096291,0]
[null,4,18,2205.9182052493802,null,78,11,5,406.29870438370807,1,0.65964190241744469,0.65964190241744469,303454644155635.31,0,false,0,4.4290358525492587E-12,4.4290358525492587E-12,95760613982.237289,0,false,0,1.4367224390538196E-8,1.4367224390538196E-8,30305885.480732128,0,false,0,4.1424596586268385E-5,4.1424596586268385E-5,10504.083932808744,0,false,0,0.13095300504752155,0.13095300504752155,3.3227755198668576,0,true,0.65964190241744469,414.10976239369478,0,1.0507538796229328E-3,1.0507538796229328E-3,false,0,1309530.0504752193,0]
[null,4,19,2454.2268067313494,null,79,14,2,413.21139603445977,1,0.78762113641096287,0.78762113641096287,440849539818340.69,0,false,0,4.34641154846227E-12,4.34641154846227E-12,139118064000.16483,0,false,0,1.4099201742618884E-8,1.4099201742618884E-8,44027454.92705597,0,false,0,4.0651814748646704E-5,4.0651814748646704E-5,15260.008891532891,0,false,0,0.12851005780790381,0.12851005780790381,4.827225705933369,0,true,0.78762113641096287,406.38448491288176,0,1.5265028010463609E-3,1.5265028010463609E-3,false,0,1285100.5780790413,0]
[null,4,20,2715.957494779911,null,80,7,7,425.43292660684477,1,0.66138936379389923,0.66138936379389923,519530466057724.31,0,false,0,2.6006978933660608E-12,2.6006978933660608E-12,163947256601.0549,0,false,0,8.4363304904122154E-9,8.4363304904122154E-9,51885285.36746221,0,false,0,2.4324224201851593E-5,2.4324224201851593E-5,17983.549522882648,0,false,0,7.6894659626884604E-2,7.6894659626884604E-2,5.688768149339178,0,true,0.66138936379389923,243.16226432434888,0,1.7989464432532692E-3,1.7989464432532692E-3,false,0,768946.59626884665,0]
[null,5,1,55.992576816622211,null,81,1,8,431.47803147230621,1,0.42163762806380706,0.42163762806380706,390244791051921,0,false,0,1.4071102332085207E-12,1.4071102332085207E-12,123148818165.18042,0,false,0,4.5644851691804137E-9,4.5644851691804137E-9,38973580.318665646,0,false,0,1.316064617754747E-5,1.316064617754747E-5,13508.325275286968,0,false,0,4.1603933588777703E-2,4.1603933588777703E-2,4.2731125175920264,0,true,0.42163762806380706,131.5631897629207,0,1.3512768253767121E-3,1.3512768253767121E-3,false,0,416039.3358877771,0]
[null,5,2,76.125706666511576,null,82,2,8,437.3918154963053,1,0.45483353732145348,0.45483353732145348,493159207104157.12,0,false,0,1.2956996090324106E-12,1.2956996090324106E-12,155625327780.67029,0,false,0,4.2030833900309266E-9,4.2030833900309266E-9,49251599.018540673,0,false,0,1.211862703036361E-5,1.211862703036361E-5,17070.708270336047,0,false,0,3.8309863159954029E-2,3.8309863159954029E-2,5.4000074552235562,0,true,0.45483353732145348,121.14642443483015,0,1.7076322940396162E-3,1.7076322940396162E-3,false,0,383098.63159954047,0]
[null,5,3,109.68092308299386,null,83,10,6,438.72369233197543,1,0.21143212033655825,0.21143212033655825,237496933869949.81,0,false,0,5.8139385378884103E-13,5.8139385378884103E-13,74946462821.709351,0,false,0,1.8859671122003331E-9,1.8859671122003331E-9,23718717.174077146,0,false,0,5.4377536449781509E-6,5.4377536449781509E-6,8220.9574814587741,0,false,0,1.7190032956266553E-2,1.7190032956266553E-2,2.6005500759506317,0,true,0.21143212033655825,54.359657195159983,0,8.2236614093278567E-4,8.2236614093278567E-4,false,0,171900.32956266621,0]
[null,5,4,156.65822606606906,null,84,13,4,440.51985921802537,1,0.41844294700185547,0.41844294700185547,492894347818346.19,0,false,0,1.097248963878982E-12,1.097248963878982E-12,155541746631.67169,0,false,0,3.5593349435772137E-9,3.5593349435772137E-9,49225147.634985231,0,false,0,1.0262526020697196E-5,1.0262526020697196E-5,17061.540164913746,0,false,0,3.24422862873254E-2,3.24422862873254E-2,5.3971072921578873,0,true,0.41844294700185547,102.59151717119612,0,1.706715181952272E-3,1.706715181952272E-3,false,0,324422.86287325423,0]
[null,5,5,217.05761561573715,null,85,14,3,446.76661245094209,1,0.19334876535634482,0.19334876535634482,268261960742880.75,0,false,0,4.3043762366051537E-13,4.3043762366051537E-13,84654924759.173264,0,false,0,1.396284458095128E-9,1.396284458095128E-9,26791207.245260395,0,false,0,4.0258660144793864E-6,4.0258660144793864E-6,9285.8890311721698,0,false,0,1.2726720257054324E-2,1.2726720257054324E-2,2.9374217637966336,0,true,0.19334876535634482,40.245423156095278,0,9.2889432221464796E-4,9.2889432221464796E-4,false,0,127267.20257054365,0]
[null,5,6,290.87909173199813,null,86,3,8,447.24812220297048,1,6.9005362274426038E-2,6.9005362274426038E-2,96948190284054.25,0,false,0,1.517093987407297E-13,1.517093987407297E-13,30593758918.734394,0,false,0,4.9212583650844469E-10,4.9212583650844469E-10,9682174.2850173246,0,false,0,1.4189319866450872E-6,1.4189319866450872E-6,3355.8620620593692,0,false,0,4.485581584898723E-3,4.485581584898723E-3,1.0615658042327825,0,true,6.9005362274426038E-2,14.184654438787922,0,3.3569658275240028E-4,3.3569658275240028E-4,false,0,44855.815848987339,0]
[null,5,7,378.12265441485209,null,87,15,1,450.24484508322826,1,0.57174099994714955,0.57174099994714955,868113221576297,0,false,0,1.163077934043876E-12,1.163077934043876E-12,273948864205.25067,0,false,0,3.7728756818425519E-9,3.7728756818425519E-9,86698096.022242785,0,false,0,1.0878221766578488E-5,1.0878221766578488E-5,30049.743242491502,0,false,0,3.4388647018931372E-2,3.4388647018931372E-2,9.5056886315012807,0,true,0.57174099994714955,108.74645023138268,0,3.0059626803912998E-3,3.0059626803912998E-3,false,0,343886.47018931434,0]
[null,5,8,478.78830366429889,null,88,12,5,451.63771523436776,1,0.34652854703800462,0.34652854703800462,545397046632081.87,0,false,0,6.80067102166706E-13,6.80067102166706E-13,172109925010.08173,0,false,0,2.2060504775160874E-9,2.2060504775160874E-9,54468569.702575833,0,false,0,6.3606406217356291E-6,6.3606406217356291E-6,18878.921330962381,0,false,0,2.0107498251889431E-2,2.0107498251889431E-2,5.9720027030705793,0,true,0.34652854703800462,63.58549252382474,0,1.8885130734385242E-3,1.8885130734385242E-3,false,0,201074.98251889416,0]
[null,5,9,592.8760394803387,null,89,8,7,455.00184672684026,1,0.98586120706371039,0.98586120706371039,1691461274990053.5,0,false,0,1.7748269287542681E-12,1.7748269287542681E-12,533771268094.85168,0,false,0,5.7573109788906863E-9,5.7573109788906863E-9,168925513.85257739,0,false,0,1.6599885840114354E-5,1.6599885840114354E-5,58549.939978769195,0,false,0,5.247618838439963E-2,5.247618838439963E-2,18.521206465560553,0,true,0.98586120706371039,165.9442782187744,0,5.8569197445408156E-3,5.8569197445408156E-3,false,0,524761.88384399761,0]
[null,5,10,720.3858618629713,null,90,4,8,461.04695159230164,1,0.3803953208805908,0.3803953208805908,760897078994156.62,0,false,0,5.8739592419298522E-13,5.8739592419298522E-13,240114866801.64801,0,false,0,1.9054370589731758E-9,1.9054370589731758E-9,75990465.734291732,0,false,0,5.4938907713080037E-6,5.4938907713080037E-6,26338.455963404027,0,false,0,1.7367495768060452E-2,1.7367495768060452E-2,8.3316905373288233,0,true,0.3803953208805908,54.920843880406444,0,2.6347118857631209E-3,2.6347118857631209E-3,false,0,173674.9576806048,0]
[null,5,11,861.31777081219695,null,91,15,2,470.37797493311763,1,0.50585495562964478,0.50585495562964478,1277293400164549.5,0,false,0,6.1879652045815185E-13,6.1879652045815185E-13,403073087167.79694,0,false,0,2.0072965669016673E-9,2.0072965669016673E-9,127562745.39277853,0,false,0,5.7875793022111873E-6,5.7875793022111873E-6,44213.517046289984,0,false,0,1.8295915085063882E-2,1.8295915085063882E-2,13.986140345828808,0,true,0.50585495562964478,57.856763545835165,0,4.4228059167594098E-3,4.4228059167594098E-3,false,0,182959.15085063918,0]
[null,5,12,1015.6717663280153,null,92,5,8,478.78830366429889,1,0.47934954851594835,0.47934954851594835,1487314743524175.2,0,false,0,4.7718663942546865E-13,4.7718663942546865E-13,469349129327.09149,0,false,0,1.5479322708228799E-9,1.5479322708228799E-9,148537487.09784269,0,false,0,4.4631077039440599E-6,4.4631077039440599E-6,51483.406833178131,0,false,0,1.4108945260699463E-2,1.4108945260699463E-2,16.285837489389493,0,true,0.47934954851594835,44.616402406448458,0,5.150034006982906E-3,5.150034006982906E-3,false,0,141089.4526069951,0]
[null,5,13,1183.4478484104268,null,93,11,6,480.12018049996908,1,0.38205840359184162,0.38205840359184162,1224354423019057,0,false,0,3.6824670719066358E-13,3.6824670719066358E-13,386367233252.9563,0,false,0,1.1945450995254137E-9,1.1945450995254137E-9,122275752.39485535,0,false,0,3.4441968404511123E-6,3.4441968404511123E-6,42381.03410373845,0,false,0,1.0887925614265633E-2,1.0887925614265633E-2,13.406467763142581,0,true,0.38205840359184162,34.430643935567289,0,4.2394973509153359E-3,4.2394973509153359E-3,false,0,108879.25614265645,0]
[null,5,14,1364.6460170594312,null,94,9,7,488.51328952950183,1,0.40208958180183813,0.40208958180183813,1576188061600960,0,false,0,3.1682841211751708E-13,3.1682841211751708E-13,497394715939.71613,0,false,0,1.0277507434423364E-9,1.0277507434423364E-9,157413227.35030034,0,false,0,2.9632835668923077E-6,2.9632835668923077E-6,54559.757155853971,0,false,0,9.3676443434845373E-3,9.3676443434845373E-3,17.258984848845955,0,true,0.40208958180183813,29.623092435803873,0,5.4577702224690005E-3,5.4577702224690005E-3,false,0,93676.443434845685,0]
[null,5,15,1559.2662722750285,null,95,14,4,493.74391543401725,1,0.95868885960979144,0.95868885960979144,4253446284329950,0,false,0,6.674226209091489E-13,6.674226209091489E-13,1342252081398.3657,0,false,0,2.1650334016609185E-9,2.1650334016609185E-9,424789860.6067661,0,false,0,6.2423772902623703E-6,6.2423772902623703E-6,147233.06311100797,0,false,0,1.9733639725322955E-2,1.9733639725322955E-2,46.574496257804775,0,true,0.95868885960979144,62.403248057200045,0,1.4728148904965184E-2,1.4728148904965184E-2,false,0,197336.39725322978,0]
[null,5,16,1767.3086140572186,null,96,6,8,500.47217841896224,1,0.13669384823871852,0.13669384823871852,709833345136650,0,false,0,8.1307022338720618E-14,8.1307022338720618E-14,224000779900.69913,0,false,0,2.6374955483698124E-10,2.6374955483698124E-10,70890752.481228441,0,false,0,7.6046135369926663E-7,7.6046135369926663E-7,24570.88457607419,0,false,0,2.4039992587987224E-3,2.4039992587987224E-3,7.7725515421526534,0,true,0.13669384823871852,7.6021131511605438,0,2.4578966104256612E-3,2.4578966104256612E-3,false,0,24039.992587987257,0]
[null,5,17,1988.7730424060017,null,97,13,5,500.91924876769349,1,0.2858308515491203,0.2858308515491203,1499771719743254.2,0,false,0,1.6825948660356054E-13,1.6825948660356054E-13,473280153992.80682,0,false,0,5.4581219939294123E-10,5.4581219939294123E-10,149781559.98320606,0,false,0,1.5737243017243206E-6,1.5737243017243206E-6,51914.605123513487,0,false,0,4.974916919177101E-3,4.974916919177101E-3,16.422239210139232,0,true,0.2858308515491203,15.732068634707463,0,5.1931680184164435E-3,5.1931680184164435E-3,false,0,49749.169191771085,0]
[null,5,18,2223.6595573213776,null,98,15,3,503.93319134959995,1,0.12417954089711887,0.12417954089711887,698645096646831.37,0,false,0,6.8175761516643326E-14,6.8175761516643326E-14,220470125269.42047,0,false,0,2.2115342849203988E-10,2.2115342849203988E-10,69773386.891369179,0,false,0,6.3764519227431244E-7,6.3764519227431244E-7,24183.603302046631,0,false,0,2.0157481536007358E-3,2.0157481536007358E-3,7.6500421691437177,0,true,0.12417954089711887,6.3743553546572684,0,2.4191557450829221E-3,2.4191557450829221E-3,false,0,20157.481536007388,0]
[null,5,19,2471.9681588033468,null,99,16,1,511.35394666455221,1,0.27345167227863004,0.27345167227863004,1823481178509755.2,0,false,0,1.2666201581285968E-13,1.2666201581285968E-13,575432541904.31689,0,false,0,4.1087533800247691E-10,4.1087533800247691E-10,182110285.1332337,0,false,0,1.1846648079922991E-6,1.1846648079922991E-6,63119.809559216141,0,false,0,3.7450072991673171E-3,3.7450072991673171E-3,19.966801423485958,0,true,0.27345167227863004,11.842752919324335,0,6.3140570086507811E-3,6.3140570086507811E-3,false,0,37450.072991673296,0]
[null,5,20,2733.698846851908,null,100,12,6,525.45919135062877,1,0.2007060846121882,0.2007060846121882,1836449346808793.2,0,false,0,6.7753016668941907E-14,6.7753016668941907E-14,579524882497.74622,0,false,0,2.197820984127463E-10,2.197820984127463E-10,183405410.55291495,0,false,0,6.3369127648812939E-7,6.3369127648812939E-7,63568.702765800881,0,false,0,2.0032488851328537E-3,2.0032488851328537E-3,20.108800608509192,0,true,0.2007060846121882,6.3348291972128452,0,6.3589610937068858E-3,6.3589610937068858E-3,false,0,20032.488851328562,0]
[null,6,1,77.676451571285526,null,101,10,7,525.96725501482933,1,0.55211475124843867,0.55211475124843867,5108903227786693,0,false,0,1.8429669121687478E-13,1.8429669121687478E-13,1612207027610.2766,0,false,0,5.9783483478070142E-10,5.9783483478070142E-10,510223979.54811591,0,false,0,1.7237196401218789E-6,1.7237196401218789E-6,176844.70922694347,0,false,0,5.449087868926096E-3,5.449087868926096E-3,55.941600847446281,0,true,0.55211475124843867,17.231528836199534,0,1.7690287463393579E-2,1.7690287463393579E-2,false,0,54490.878689261132,0]
[null,6,2,97.809581421174911,null,102,7,8,526.09857585629163,1,0.33189367079933763,0.33189367079933763,3080050631213555,0,false,0,1.1046548370626868E-13,1.1046548370626868E-13,971965811767.62061,0,false,0,3.5833586465637031E-10,3.5833586465637031E-10,307603338.75971293,0,false,0,1.0331792858721947E-6,1.0331792858721947E-6,106615.96706680894,0,false,0,3.2661255241448746E-3,3.2661255241448746E-3,33.726018152807853,0,true,0.33189367079933763,10.328395780309084,0,1.0665103377105741E-2,1.0665103377105741E-2,false,0,32661.255241448824,0]
[null,6,3,131.36479783765719,null,103,16,2,531.48707651444158,1,0.2419397656633776,0.2419397656633776,2527675252392249.5,0,false,0,7.1528603836267979E-14,7.1528603836267979E-14,797653747532.19141,0,false,0,2.3202961905717464E-10,2.3202961905717464E-10,252437846.00703692,0,false,0,6.690041934501252E-7,6.690041934501252E-7,87495.490734340055,0,false,0,2.1148814168712479E-3,2.1148814168712479E-3,27.67760392724356,0,true,0.2419397656633776,6.6878422584772039,0,8.7524268586110787E-3,8.7524268586110787E-3,false,0,21148.814168712546,0]
[null,6,4,178.34210082073238,null,104,1,9,545.56576728834602,1,0.46717973399951385,0.46717973399951385,6614740348400195,0,false,0,1.0191584322788153E-13,1.0191584322788153E-13,2087401228801.1384,0,false,0,3.3060192722601046E-10,3.3060192722601046E-10,660611288.52119565,0,false,0,9.5321483772464057E-7,9.5321483772464057E-7,228969.26823007068,0,false,0,3.0133388793774046E-3,3.0133388793774046E-3,72.430255141084984,0,true,0.46717973399951385,9.5290142207719946,0,2.2904457775294856E-2,2.2904457775294856E-2,false,0,30133.388793774091,0]
[null,6,5,238.74149037040047,null,105,15,4,550.91049433267517,1,0.61572434781321805,0.61572434781321805,9764320231443034,0,false,0,1.1992705082795252E-13,1.1992705082795252E-13,3081308256408.2158,0,false,0,3.8902797518537317E-10,3.8902797518537317E-10,975158483.91347241,0,false,0,1.121672947729551E-6,1.121672947729551E-6,337991.99067554023,0,false,0,3.5458750426162764E-3,3.5458750426162764E-3,106.91760649588112,0,true,0.61572434781321805,11.213041433014054,0,3.3810315850059849E-2,3.3810315850059849E-2,false,0,35458.75042616282,0]
[null,6,6,312.56296648666154,null,106,2,9,551.47955131234505,1,0.50396121417260775,0.50396121417260775,8088460421034823,0,false,0,9.6987301431223757E-14,9.6987301431223757E-14,2552460313285.165,0,false,0,3.146143696021606E-10,3.146143696021606E-10,807791081.65369403,0,false,0,9.0711838186334663E-7,9.0711838186334663E-7,279982.09546655347,0,false,0,2.8676170156893624E-3,2.8676170156893624E-3,88.567233351164333,0,true,0.50396121417260775,9.0682012266331942,0,2.8007418344930684E-2,2.8007418344930684E-2,false,0,28676.170156893695,0]
[null,6,7,399.80652916951544,null,107,14,5,554.14330498368531,1,0.65486311832066002,0.65486311832066002,1.1116045396100678E+16,0,false,0,1.1916185770453269E-13,1.1916185770453269E-13,3507869636159.1182,0,false,0,3.8654578681023464E-10,3.8654578681023464E-10,1110154697.7810216,0,false,0,1.1145161268088082E-6,1.1145161268088082E-6,384781.96359937033,0,false,0,3.523250629021645E-3,3.523250629021645E-3,121.71876170380264,0,true,0.65486311832066002,11.141496755329342,0,3.8490852095929312E-2,3.8490852095929312E-2,false,0,35232.506290216435,0]
[null,6,8,500.47217841896224,null,108,8,8,555.66749597628711,1,0.49471780591410064,0.49471780591410064,8670155791295384,0,false,0,8.7191609715959807E-14,8.7191609715959807E-14,2736024832331.3657,0,false,0,2.8283840173486196E-10,2.8283840173486196E-10,865884749.40703857,0,false,0,8.1549966594017991E-7,8.1549966594017991E-7,300117.48344040988,0,false,0,2.5779884578409295E-3,2.5779884578409295E-3,94.936696378166474,0,true,0.49471780591410064,8.1523153084023026,0,3.0021619408686404E-2,3.0021619408686404E-2,false,0,25779.884578409288,0]
[null,6,9,614.559914235002,null,109,3,9,561.33585801901029,1,7.6458799324779045E-2,7.6458799324779045E-2,1507804819012704,0,false,0,1.1975573864208917E-14,1.1975573864208917E-14,475815144091.1236,0,false,0,3.8847226042101795E-11,3.8847226042101795E-11,150583822.17033792,0,false,0,1.1200706716527839E-7,1.1200706716527839E-7,52192.670892457987,0,false,0,3.5408098667434997E-4,3.5408098667434997E-4,16.510200248519357,0,true,7.6458799324779045E-2,1.1197023940506765,0,5.2209837410799164E-3,5.2209837410799164E-3,false,0,3540.8098667435147,0]
[null,6,10,742.06973661763459,null,110,16,3,565.04229293092385,1,5.9392457641219719E-2,5.9392457641219719E-2,1264387435413564.5,0,false,0,8.617254808001294E-15,8.617254808001294E-15,399000376031.58649,0,false,0,2.7953269645748786E-11,2.7953269645748786E-11,126273832.21483189,0,false,0,8.0596842289517661E-8,8.0596842289517661E-8,43766.77701581423,0,false,0,2.5478579310177658E-4,2.5478579310177658E-4,13.844822278826982,0,true,5.9392457641219719E-2,0.80570342165403042,0,4.3781172201336075E-3,4.3781172201336075E-3,false,0,2547.8579310177697,0]
[null,6,11,883.00164556686025,null,111,11,7,567.36374318282299,1,0.99767282343718733,0.99767282343718733,2.2276136957972568E+16,0,false,0,1.3801392859550568E-13,1.3801392859550568E-13,7029638838395.29,0,false,0,4.476994874652076E-10,4.476994874652076E-10,2224708267.2927651,0,false,0,1.290838797808367E-6,1.290838797808367E-6,771088.58543380781,0,false,0,4.080648540605694E-3,4.080648540605694E-3,243.91982125404738,0,true,0.99767282343718733,12.904143718956089,0,7.7134220162393727E-2,7.7134220162393727E-2,false,0,40806.48540605692,0]
[null,6,12,1037.3556410826786,null,112,13,6,574.7407248839545,1,0.16555054862334287,0.16555054862334287,4295492643858933.5,0,false,0,1.9707647344103525E-14,1.9707647344103525E-14,1355520572363.2053,0,false,0,6.392908096224953E-11,6.392908096224953E-11,428989012.5436694,0,false,0,1.8432484361670565E-7,1.8432484361670565E-7,148688.49804360216,0,false,0,5.826946830068449E-4,5.826946830068449E-4,47.034896574074047,0,true,0.16555054862334287,1.8426423787714408,0,1.4873740268452441E-2,1.4873740268452441E-2,false,0,5826.946830068443,0]
[null,6,13,1205.1317231650901,null,113,4,9,575.13468740834139,1,0.42148274488623333,0.42148274488623333,1.102356735387611E+16,0,false,0,4.9776453748865965E-14,4.9776453748865965E-14,3478686513495.2979,0,false,0,1.6146843335295678E-10,1.6146843335295678E-10,1100918955.2701735,0,false,0,4.6555719680051659E-7,4.6555719680051659E-7,381580.83573338616,0,false,0,1.4717370588163393E-3,1.4717370588163393E-3,120.70614324253607,0,true,0.42148274488623333,4.6540412227368302,0,3.8170634022095556E-2,3.8170634022095556E-2,false,0,14717.370588163418,0]
[null,6,14,1386.3298918140945,null,114,17,1,576.40557092854215,1,0.86672176805386825,0.86672176805386825,2.3257742606081088E+16,0,false,0,9.9765035571759018E-14,9.9765035571759018E-14,7339402295180.9512,0,false,0,3.2362498297783658E-10,3.2362498297783658E-10,2322740803.3957782,0,false,0,9.3309841906023769E-7,9.3309841906023769E-7,805066.86955379788,0,false,0,2.9497460941245277E-3,2.9497460941245277E-3,254.66823219622853,0,true,0.86672176805386825,9.3279161766189347,0,8.0533166142870705E-2,8.0533166142870705E-2,false,0,29497.460941245321,0]
[null,6,15,1580.9501470296918,null,115,9,8,589.17893877894869,1,0.20177371242995723,0.20177371242995723,6985990201028155,0,false,0,1.8000630218176389E-14,1.8000630218176389E-14,2204555849806.8252,0,false,0,5.8391736288787776E-11,5.8391736288787776E-11,697687852.46632111,0,false,0,1.6835918017176478E-7,1.6835918017176478E-7,241820.08362259134,0,false,0,5.3222342250009932E-4,5.3222342250009932E-4,76.495376390090158,0,true,0.20177371242995723,1.6830382391904215,0,2.4189961986455372E-2,2.4189961986455372E-2,false,0,5322.2342250009924,0]
[null,6,16,1788.9924888118819,null,116,5,9,592.8760394803387,1,0.53112525937694122,0.53112525937694122,1.9776369122656472E+16,0,false,0,4.4058921913557842E-14,4.4058921913557842E-14,6240791782226.5254,0,false,0,1.4292149321233024E-10,1.4292149321233024E-10,1975057523.0891299,0,false,0,4.1208134841458439E-7,4.1208134841458439E-7,684559.11007264408,0,false,0,1.3026871797422014E-3,1.3026871797422014E-3,216.5477986849063,0,true,0.53112525937694122,4.1194585666865171,0,6.8478426613991852E-2,6.8478426613991852E-2,false,0,13026.871797422047,0]
[null,6,17,2010.4569171606649,null,117,17,2,596.53870077843146,1,0.76684285640292493,0.76684285640292493,3.0672864279789244E+16,0,false,0,5.9216799693101548E-14,5.9216799693101548E-14,9679378360477.5215,0,false,0,1.9209170510341611E-10,1.9209170510341611E-10,3063285832.4375482,0,false,0,5.5385237782725911E-7,5.5385237782725911E-7,1061741.341118884,0,false,0,1.7508591321620021E-3,1.7508591321620021E-3,335.86252349728528,0,true,0.76684285640292493,5.5367027197376952,0,0.10620905549432409,0.10620905549432409,false,0,17508.591321620032,0]
[null,6,18,2245.3434320760412,null,118,15,5,611.30988388234323,1,0.4205902284074069,0.4205902284074069,2.2357111036776084E+16,0,false,0,2.4439323857536239E-14,2.4439323857536239E-14,7055191676857.9072,0,false,0,7.9278032850457486E-11,7.9278032850457486E-11,2232795113.8986163,0,false,0,2.2858002629554011E-7,2.2858002629554011E-7,773891.50355192774,0,false,0,7.2259584411172911E-4,7.2259584411172911E-4,244.80647331877316,0,true,0.4205902284074069,2.2850486951650359,0,7.7414604164056239E-2,7.7414604164056239E-2,false,0,7225.9584411173155,0]
[null,6,19,2493.6520335580099,null,119,16,4,612.01959591399907,1,0.29448798072511351,0.29448798072511351,1.5866565012357984E+16,0,false,0,1.6882577263147744E-14,1.6882577263147744E-14,5006982218381.2637,0,false,0,5.4764915865522089E-11,5.4764915865522089E-11,1584587059.37778,0,false,0,1.5790207524733975E-7,1.5790207524733975E-7,549221.22242985363,0,false,0,4.9916602600623547E-4,4.9916602600623547E-4,173.73612440216766,0,true,0.29448798072511351,1.5785015727545471,0,5.4940186496120869E-2,5.4940186496120869E-2,false,0,4991.6602600623582,0]
[null,6,20,2755.3827216065711,null,120,12,7,612.70275403348262,1,0.52410574988944092,0.52410574988944092,2.8606681409238148E+16,0,false,0,2.9659025853322064E-14,2.9659025853322064E-14,9027356899958.7383,0,false,0,9.6210076826130741E-11,9.6210076826130741E-11,2856937033.1584802,0,false,0,2.7739969194613779E-7,2.7739969194613779E-7,990220.41134965874,0,false,0,8.7692642181686593E-4,8.7692642181686593E-4,313.23818080205797,0,true,0.52410574988944092,2.7730848333228697,0,9.9054610146213126E-2,9.9054610146213126E-2,false,0,8769.2642181686733,0]
[null,7,1,103.30284900861494,null,121,6,9,614.559914235002,1,0.15145848332556863,0.15145848332556863,8562967959466701,0,false,0,8.2746455852279994E-15,8.2746455852279994E-15,2702199768899.2241,0,false,0,2.6841889258295443E-11,2.6841889258295443E-11,855179946.5019201,0,false,0,7.7392431823536436E-8,7.7392431823536436E-8,296407.17613818642,0,false,0,2.4465588926427938E-4,2.4465588926427938E-4,93.763008281815459,0,true,0.15145848332556863,0.77366985304906022,0,2.9650466643976726E-2,2.9650466643976726E-2,false,0,2446.5588926427995,0]
[null,7,2,123.43597885850431,null,122,10,8,626.63290426427625,1,0.27705826783058068,0.27705826783058068,1.9639744705486268E+16,0,false,0,1.207238020238082E-14,1.207238020238082E-14,6197677470664.0781,0,false,0,3.9161253390094826E-11,3.9161253390094826E-11,1961412901.0001936,0,false,0,1.1291249300495849E-7,1.1291249300495849E-7,679829.85523055447,0,false,0,3.5694325316152763E-4,3.5694325316152763E-4,215.05178510418565,0,true,0.27705826783058068,1.1287536754205252,0,6.8005345581429649E-2,6.8005345581429649E-2,false,0,3569.432531615279,0]
[null,7,3,156.99119527498658,null,123,14,6,627.96478109994632,1,0.37929057665962801,0.37929057665962801,2.7558635016093064E+16,0,false,0,1.6124004699191194E-14,1.6124004699191194E-14,8696626861640.5254,0,false,0,5.2304203736358203E-11,5.2304203736358203E-11,2752269088.2748976,0,false,0,1.5080717615655378E-7,1.5080717615655378E-7,953942.28052814864,0,false,0,4.7673736204779455E-4,4.7673736204779455E-4,301.76225526953885,0,true,0.37929057665962801,1.5075759097713464,0,9.5425603852089008E-2,9.5425603852089008E-2,false,0,4767.3736204779498,0]
[null,7,4,203.96849825806177,null,124,17,3,630.09391719491384,1,0.18824802008674818,0.18824802008674818,1.4226805154721272E+16,0,false,0,7.6937835481273865E-15,7.6937835481273865E-15,4489526269774.416,0,false,0,2.4957647291239284E-11,2.4957647291239284E-11,1420824943.9561825,0,false,0,7.1959652238940608E-8,7.1959652238940608E-8,492460.92725562147,0,false,0,2.2748158049625046E-4,2.2748158049625046E-4,155.78103945503793,0,true,0.18824802008674818,0.71935992010308791,0,4.9262290094647554E-2,4.9262290094647554E-2,false,0,2274.8158049625035,0]
[null,7,5,264.36788780772986,null,125,7,9,640.18631167233139,1,0.36774231358851167,0.36774231358851167,3.34316558175803E+16,0,false,0,1.2494412335926556E-14,1.2494412335926556E-14,10549965041538.139,0,false,0,4.0530271516055239E-11,4.0530271516055239E-11,3338805162.9857802,0,false,0,1.1685974280392047E-7,1.1685974280392047E-7,1157236.9231578896,0,false,0,3.694214488579142E-4,3.694214488579142E-4,366.07081051063875,0,true,0.36774231358851167,1.1682131949104191,0,0.11576175461175225,0.11576175461175225,false,0,3694.2144885791445,0]
[null,7,6,338.18936392399087,null,126,18,1,645.39971787519823,1,0.66150787923888377,0.66150787923888377,6.6085048830022568E+16,0,false,0,2.045282681266992E-14,2.045282681266992E-14,20854335146584.359,0,false,0,6.6346347607303921E-11,6.6346347607303921E-11,6599885552.5970917,0,false,0,1.9129447761774349E-7,1.9129447761774349E-7,2287534.2756603276,0,false,0,6.0472735421503686E-4,6.0472735421503686E-4,723.61977880617042,0,true,0.66150787923888377,1.9123158027269413,0,0.22882866609747354,0.22882866609747354,false,0,6047.273542150373,0]
[null,7,7,425.43292660684477,null,127,13,7,661.98428756680835,1,0.43230375700117896,0.43230375700117896,5.8005783789304576E+16,0,false,0,9.9516073797639118E-15,9.9516073797639118E-15,18304776602251.844,0,false,0,3.2281738290582919E-11,3.2281738290582919E-11,5793012809.6414347,0,false,0,9.3076988946561016E-8,9.3076988946561016E-8,2007870.478326635,0,false,0,2.9423850581003632E-4,2.9423850581003632E-4,635.15323326849204,0,true,0.43230375700117896,0.93046385368440199,0,0.20085308803486662,0.20085308803486662,false,0,2942.3850581003653,0]
[null,7,8,526.09857585629163,null,128,18,2,665.53284772508766,1,0.58527731775747782,0.58527731775747782,8.35678304199356E+16,0,false,0,1.2661080586389031E-14,1.2661080586389031E-14,26371343804750.723,0,false,0,4.1070921949443486E-11,4.1070921949443486E-11,8345883470.0875921,0,false,0,1.1841858433715716E-7,1.1841858433715716E-7,2892700.8425138141,0,false,0,3.7434931780517427E-4,3.7434931780517427E-4,915.05319333762907,0,true,0.58527731775747782,1.1837964847945759,0,0.28936522711573198,0.28936522711573198,false,0,3743.4931780517477,0]
[null,7,9,{"$f":"3.1416/2*SQRT($H$2/$I$2)*(B138^2/$C$2^2+C138^2/$D$2^2)","v":640.18631167233139},null,129,11,8,668.02939243226979,1,{"$f":"ABS(SIN(G138*3.1416*$J$2/$C$2)*SIN(H138*3.1416*$K$2/$D$2))*(1/F138^$M$2)+(1-1/F138^$M$2)","v":0.50064502659660381},{"$f":"$J138*$K138","v":0.50064502659660381},{"$f":"10^(LOG10($I138/22.27)/LOG10(2)*70/20)*$L138","v":7.4664355008228464E+16},{"$f":"IF($I138<22.27,M138,0)","v":0},{"$f":"AND($I138>22.27,$I138<44.45)","v":false},{"$f":"IF($O138=TRUE,$L138,0)","v":0},{"$f":"10^(LOG10(44.45/$I138)/LOG10(2)*70/20)*$L138","v":1.0368907685556033E-14},{"$f":"IF($I138>44.45,Q138,0)","v":1.0368907685556033E-14},{"$f":"10^(LOG10($I138/44.548)/LOG10(2)*70/20)*$L138","v":23561690736585.621},{"$f":"IF($I138<44.528,S138,0)","v":0},{"$f":"AND($I138>44.548,$I138<89.095)","v":false},{"$f":"IF($U138=TRUE,$L138,0)","v":0},{"$f":"10^(LOG10(89.095/$I138)/LOG10(2)*70/20)*$L138","v":3.3635406974051523E-11},{"$f":"IF($I138>89.095,W138,0)","v":3.3635406974051523E-11},{"$f":"10^(LOG10($I138/89.09)/LOG10(2)*70/20)*$L138","v":7456697190.0142517},{"$f":"IF($I138<89.09,Y138,0)","v":0},{"$f":"AND($I138>89.09,$I138<176.78)","v":false},{"$f":"IF($AA138=TRUE,$L138,0)","v":0},{"$f":"10^(LOG10(176.78/$I138)/LOG10(2)*70/20)*$L138","v":9.6979982148301771E-8},{"$f":"IF($I138>176.78,AC138,0)","v":9.6979982148301771E-8},{"$f":"10^(LOG10($I138/176.78)/LOG10(2)*70/20)*$L138","v":2584506.9993169024},{"$f":"IF($I138<176.78,AE138,0)","v":0},{"$f":"AND($I138>176.78,$I138<353.55)","v":false},{"$f":"IF($AG138=TRUE,$L138,0)","v":0},{"$f":"10^(LOG10(353.55/$I138)/LOG10(2)*70/20)*$L138","v":3.0657679587361178E-4},{"$f":"IF($I138>353.55,AI138,0)","v":3.0657679587361178E-4},{"$f":"10^(LOG10($I138/353.55)/LOG10(2)*70/20)*$L138","v":817.56168773857485},{"$f":"IF($I138<353.55,AK138,0)","v":0},{"$f":"AND($I138>353.55,$I138<707.1)","v":true},{"$f":"IF($AM138=TRUE,$L138,0)","v":0.50064502659660381},{"$f":"10^(LOG10(707.1/$I138)/LOG10(2)*70/20)*$L138","v":0.96948095271712376},{"$f":"IF($I138>707.1,AO138,0)","v":0},{"$f":"10^(LOG10($I138/707.1)/LOG10(2)*70/20)*$L138","v":0.25853570609452492},{"$f":"IF($I138<707.1,AQ138,0)","v":0.25853570609452492},{"$f":"AND($I138>707.1,$I138<1414.2)","v":false},{"$f":"IF($AS138=TRUE,$L138,0)","v":0},{"$f":"10^(LOG10(1414.2/$I138)/LOG10(2)*70/20)*$L138","v":3065.7679587361195},{"$f":"IF($I138>1414.2,AU138,0)","v":0}]
[null,7,10,767.69613405496409,null,130,8,9,669.75523179232687,{"$f":"IF(ABS(I139-I138)>0.0001,1,$L$2)","v":1},0.54815347964341687,0.54815347964341687,8.4239128274185168E+16,0,false,0,1.1017346284397325E-14,1.1017346284397325E-14,26583184011931.215,0,false,0,3.5738858642359284E-11,3.5738858642359284E-11,8412925699.5809669,0,false,0,1.0304480263344281E-7,1.0304480263344281E-7,2915937.8208917906,0,false,0,3.2574913629578153E-4,3.2574913629578153E-4,922.40378796386392,0,true,0.54815347964341687,1.0301092165272963,0,0.29168968923328137,0.29168968923328137,false,0,3257.4913629578173,0]
[null,7,11,908.62804300418975,null,131,16,5,672.41898546366713,1,0.20115944337154018,0.20115944337154018,3.2373891769988196E+16,0,false,0,3.8607568724680174E-15,3.8607568724680174E-15,10216168421197.641,0,false,0,1.2523800246984738E-11,1.2523800246984738E-11,3233166720.1101727,0,false,0,3.6109505834683652E-8,3.6109505834683652E-8,1120622.415682035,0,false,0,1.1415073867974194E-4,1.1415073867974194E-4,354.48847835383509,0,true,0.20115944337154018,0.3609763308186662,0,0.11209909958854135,0.11209909958854135,false,0,1141.507386797419,0]
[null,7,12,1062.9820385200082,null,132,1,10,673.0755896709785,1,0.83498070409865333,0.83498070409865333,1.3591243478764909E+17,0,false,0,1.584456057619517E-14,1.584456057619517E-14,42889632614787.273,0,false,0,5.1397722833208564E-11,5.1397722833208564E-11,13573516712.993402,0,false,0,1.4819354636241877E-7,1.4819354636241877E-7,4704609.5685708476,0,false,0,4.684750564653865E-4,4.684750564653865E-4,1488.217497591776,0,true,0.83498070409865333,1.481448205406612,0,0.47061569461061603,0.47061569461061603,false,0,4684.7505646538721,0]
[null,7,13,1230.7581206024195,null,133,17,4,677.07122017798895,1,0.93339763182947821,0.93339763182947821,1.6275568316521834E+17,0,false,0,1.653422107772342E-14,1.653422107772342E-14,51360506254128.687,0,false,0,5.3634893068135313E-11,5.3634893068135313E-11,16254340443.752377,0,false,0,1.5464391366771927E-7,1.5464391366771927E-7,5633788.7372462489,0,false,0,4.8886620211071035E-4,4.8886620211071035E-4,1782.1463937234428,0,true,0.93339763182947821,1.5459306697460595,0,0.56356417280212823,0.56356417280212823,false,0,4888.6620211071113,0]
[null,7,14,1411.9562892514236,null,134,2,10,678.98937369497776,1,0.90071948508086219,0.90071948508086219,1.6230949378200909E+17,0,false,0,1.543909024252772E-14,1.543909024252772E-14,51219703105745.945,0,false,0,5.0082429062408673E-11,5.0082429062408673E-11,16209779700.9506,0,false,0,1.4440119842055075E-7,1.4440119842055075E-7,5618343.8896506578,0,false,0,4.5648654239164807E-4,4.5648654239164807E-4,1777.2606976620852,0,true,0.90071948508086219,1.4435371951726148,0,0.5620191800512081,0.5620191800512081,false,0,4564.8654239164835,0]
[null,7,15,1606.576544467021,null,135,15,6,685.13135999860435,1,0.24360191589219507,0.24360191589219507,4.8742270481666864E+16,0,false,0,3.7604702495941422E-15,3.7604702495941422E-15,15381507049267.012,0,false,0,1.2198483301679644E-11,1.2198483301679644E-11,4867869698.9414129,0,false,0,3.5171529030283252E-8,3.5171529030283252E-8,1687213.9216709558,0,false,0,1.1118557084895048E-4,1.1118557084895048E-4,533.71937539418934,0,true,0.24360191589219507,0.35159964682870498,0,0.16877688576080627,0.16877688576080627,false,0,1111.8557084895056,0]
[null,7,16,1814.6188862492111,null,136,3,10,688.84568040164277,1,0.13665323525101386,0.13665323525101386,2.9116935041046716E+16,0,false,0,1.9809827405886224E-15,1.9809827405886224E-15,9188376683342.2305,0,false,0,6.4260539980588292E-12,6.4260539980588292E-12,2907895845.0584812,0,false,0,1.8528052968009203E-8,1.8528052968009203E-8,1007882.8432114217,0,false,0,5.8571583401846166E-5,5.8571583401846166E-5,318.82536923153049,0,true,0.13665323525101386,0.18521960971234713,0,0.10082143426158016,0.10082143426158016,false,0,585.71583401846249,0]
[null,7,17,2036.0833145979943,null,137,18,3,699.08806414156993,1,0.14367649818939818,0.14367649818939818,3.6344468734666368E+16,0,false,0,1.7543637991258217E-15,1.7543637991258217E-15,11469155960931.297,0,false,0,5.690931210270086E-12,5.690931210270086E-12,3629706542.7871246,0,false,0,1.6408495000669433E-8,1.6408495000669433E-8,1258063.9559646356,0,false,0,5.1871156407523704E-5,5.1871156407523704E-5,397.96560481103973,0,true,0.14367649818939818,0.16403099911461194,0,0.12584777416093468,0.12584777416093468,false,0,518.71156407523688,0]
[null,7,18,2270.9698295133703,null,138,4,10,702.6445097909741,1,0.75330741784896527,0.75330741784896527,2.0213778972726682E+17,0,false,0,8.6712855616235102E-15,8.6712855616235102E-15,63788243897720.062,0,false,0,2.8128538482381561E-11,2.8128538482381561E-11,20187414576.726685,0,false,0,8.1102189784225035E-8,8.1102189784225035E-8,6997000.5408738423,0,false,0,2.5638331675870184E-4,2.5638331675870184E-4,2213.3736038697029,0,true,0.75330741784896527,0.81075523502591618,0,0.69993019011235291,0.69993019011235291,false,0,2563.8331675870177,0]
[null,7,19,2519.2784309953395,null,139,9,9,703.26667459498844,1,0.22356778196953669,0.22356778196953669,6.0611298436153752E+16,0,false,0,2.5471314715380596E-15,2.5471314715380596E-15,19126993981775.832,0,false,0,8.2625678865808622E-12,8.2625678865808622E-12,6053224442.6698284,0,false,0,2.3823219583991433E-8,2.3823219583991433E-8,2098060.3800657252,0,false,0,7.531086483687755E-5,7.531086483687755E-5,663.68316501264474,0,true,0.22356778196953669,0.23815386544161837,0,0.20987504461493264,0.20987504461493264,false,0,753.10864836877795,0]
[null,7,20,2781.0091190439011,null,140,12,8,713.36840328292953,1,0.2630029914905786,0.2630029914905786,8.4162606369365776E+16,0,false,0,2.5385674875645223E-15,2.5385674875645223E-15,26559036137678.562,0,false,0,8.2347874206915252E-12,8.2347874206915252E-12,8405283489.6861715,0,false,0,2.3743120981703054E-8,2.3743120981703054E-8,2913289.014797071,0,false,0,7.505765409895467E-5,7.505765409895467E-5,921.56588642911902,0,false,0,0.23735314278177011,0.23735314278177011,0.29142472150280685,0,true,0.2630029914905786,750.57654098954799,0]
[null,8,1,132.8717691286104,null,141,14,7,715.20834378280017,1,0.99044517006197963,0.99044517006197963,3.2658467616694944E+17,0,false,0,9.2779405863138653E-15,9.2779405863138653E-15,103059714884104.31,0,false,0,3.0096449593860973E-11,3.0096449593860973E-11,32615871881.66832,0,false,0,8.6776210158289497E-8,8.6776210158289497E-8,11304730.099524785,0,false,0,2.7432024505532926E-4,2.7432024505532926E-4,3576.0453432857053,0,false,0,0.86747678267038497,0.86747678267038497,1.1308448300821523,0,true,0.99044517006197963,2743.2024505532972,0]
[null,8,2,153.00489897849977,null,142,19,1,718.33638750452042,1,0.15313277918235663,0.15313277918235663,5.3121414925092008E+16,0,false,0,1.3634939274471969E-15,1.3634939274471969E-15,16763425463421.254,0,false,0,4.4229994660112582E-12,4.4229994660112582E-12,5305212980.917861,0,false,0,1.2752704600441827E-8,1.2752704600441827E-8,1838798.0271494628,0,false,0,4.0314333211027368E-5,4.0314333211027368E-5,581.67024460913319,0,false,0,0.12748511529781628,0.12748511529781628,0.18394028201121354,0,true,0.15313277918235663,403.1433321102744,0]
[null,8,3,186.56011539498206,null,143,5,10,720.3858618629713,1,0.94926922288028825,0.94926922288028825,3.4039001763383725E+17,0,false,0,8.1768964646592664E-15,8.1768964646592664E-15,107416240646899.41,0,false,0,2.6524803645095706E-11,2.6524803645095706E-11,33994605427.441406,0,false,0,7.6478188177508683E-8,7.6478188177508683E-8,11782602.059246385,0,false,0,2.4176574759340972E-4,2.4176574759340972E-4,3727.2114287388399,0,false,0,0.76453042260854687,0.76453042260854687,1.1786477435825109,0,true,0.94926922288028825,2417.6574759340988,0]
[null,8,4,233.53741837805725,null,144,17,5,737.47060972765712,1,0.63758713547768087,0.63758713547768087,3.002492056936073E+17,0,false,0,4.1819971992842896E-15,4.1819971992842896E-15,94749079767428.062,0,false,0,1.3565862675989932E-11,1.3565862675989932E-11,29985759712.955231,0,false,0,3.9114053864689729E-8,3.9114053864689729E-8,10393127.665389311,0,false,0,1.2364882980827032E-4,1.2364882980827032E-4,3287.676526797542,0,false,0,0.39101193220865621,0.39101193220865621,1.0396546034551823,0,true,0.63758713547768087,1236.4882980827076,0]
[null,8,5,293.93680792772534,null,145,19,2,738.46951735440985,1,0.13548612960395651,0.13548612960395651,6.4814475636111552E+16,0,false,0,8.7479073466898837E-16,8.7479073466898837E-16,20453382742323.469,0,false,0,2.8377089728273518E-12,2.8377089728273518E-12,6472993951.32761,0,false,0,8.1818830299624645E-9,8.1818830299624645E-9,2243553.3785850652,0,false,0,2.5864878792231203E-5,2.5864878792231203E-5,709.70722354878012,0,false,0,8.1791928387635604E-2,8.1791928387635604E-2,0.22442912982884328,0,true,0.13548612960395651,258.64878792231195,0]
[null,8,6,367.75828404398635,null,146,10,9,740.720640080316,1,0.30698400534562587,0.30698400534562587,1.521465156117216E+17,0,false,0,1.9131807342550001E-15,1.9131807342550001E-15,48012591109873.102,0,false,0,6.206112983455625E-12,6.206112983455625E-12,15194807419.247936,0,false,0,1.7893903493131078E-8,1.7893903493131078E-8,5266552.3525495036,0,false,0,5.6566886042593876E-5,5.6566886042593876E-5,1665.9778561450767,0,false,0,0.17888020003778485,0.17888020003778485,0.52682845568227887,0,true,0.30698400534562587,565.66886042593762,0]
[null,8,7,455.00184672684026,null,147,6,10,742.06973661763459,1,0.27069862377426895,0.27069862377426895,1.3703156804674902E+17,0,false,0,1.6517259103646609E-15,1.6517259103646609E-15,43242795402318.367,0,false,0,5.3579870599187132E-12,5.3579870599187132E-12,13685284072.765844,0,false,0,1.5448526899722499E-8,1.5448526899722499E-8,4743348.3715913063,0,false,0,4.8836468856445873E-5,4.8836468856445873E-5,1500.4718119297663,0,false,0,0.15443447446624811,0.15443447446624811,0.47449084905778682,0,true,0.27069862377426895,488.36468856445993,0]
[null,8,8,555.66749597628711,null,148,18,4,746.06536712464515,1,0.71239688522480837,0.71239688522480837,3.8385926450378016E+17,0,false,0,4.0837440086666425E-15,4.0837440086666425E-15,121133749506234.12,0,false,0,1.3247141924186324E-11,1.3247141924186324E-11,38335860514.308853,0,false,0,3.8195095671496241E-8,3.8195095671496241E-8,13287290.243829565,0,false,0,1.2074378433218143E-4,1.2074378433218143E-4,4203.192113656024,0,false,0,0.38182537179784581,0.38182537179784581,1.3291660522410376,0,true,0.71239688522480837,1207.4378433218151,0]
[null,8,9,669.75523179232687,null,149,16,6,746.24046157992825,1,0.1165096630767367,0.1165096630767367,6.2950165479104832E+16,0,false,0,6.6606027123857174E-16,6.6606027123857174E-16,19865065876107.773,0,false,0,2.1606141140174701E-12,2.1606141140174701E-12,6286806093.5802717,0,false,0,6.2296352878510839E-9,6.2296352878510839E-9,2179020.2737433822,0,false,0,1.9693359224277924E-5,1.9693359224277924E-5,689.29335191936752,0,false,0,6.2275869928604947E-2,6.2275869928604947E-2,0.21797369680771966,0,true,0.1165096630767367,196.93359224277921,0]
[null,8,10,797.26505417495957,null,150,13,8,762.64993681625526,1,0.21693557330349922,0.21693557330349922,1.5093749880806896E+17,0,false,0,9.6305460450969405E-16,9.6305460450969405E-16,47631063940451.25,0,false,0,3.1240256489158347E-12,3.1240256489158347E-12,15074063428.337,0,false,0,9.0074115023024122E-9,9.0074115023024122E-9,5224702.230212138,0,false,0,2.8474570693034E-5,2.8474570693034E-5,1652.7393326435949,0,false,0,9.0044498785466776E-2,9.0044498785466776E-2,0.52264206697004301,0,true,0.21693557330349922,284.74570693034093,0]
[null,8,11,938.19696312418512,null,151,7,10,767.69613405496409,1,0.65725825326002429,0.65725825326002429,4.9374506465238336E+17,0,false,0,2.702438642358777E-15,2.702438642358777E-15,155810205750426,0,false,0,8.7663644343908877E-12,8.7663644343908877E-12,49310108361.2267,0,false,0,2.5275801390142188E-8,2.5275801390142188E-8,17090987.732119858,0,false,0,7.9902821506791706E-5,7.9902821506791706E-5,5406.4224933746473,0,false,0,0.25267490743534926,0.25267490743534926,1.7096609072230475,0,true,0.65725825326002429,799.02821506791827,0]
[null,8,12,1092.5509586400035,null,152,19,3,772.024733770892,1,3.3259742115613049E-2,3.3259742115613049E-2,2.6673284449533488E+16,0,false,0,1.2809959949315344E-16,1.2809959949315344E-16,8417238440747.6621,0,false,0,4.1553867512652436E-13,4.1553867512652436E-13,2663849505.9840698,0,false,0,1.1981104711112484E-9,1.1981104711112484E-9,923295.86650809692,0,false,0,3.7875122391156418E-6,3.7875122391156418E-6,292.06782071161808,0,false,0,1.1977165341369717E-2,1.1977165341369717E-2,9.2359954469041175E-2,0,true,3.3259742115613049E-2,37.875122391156481,0]
[null,8,13,1260.3270407224149,null,153,15,7,772.3749226814582,1,0.63612005111792336,0.63612005111792336,5.1284555714772666E+17,0,false,0,2.4371265790717328E-15,2.4371265790717328E-15,161837712410626.47,0,false,0,7.9057261208474587E-12,7.9057261208474587E-12,51217666374.715088,0,false,0,2.2794348189710645E-8,2.2794348189710645E-8,17752151.369563073,0,false,0,7.2058357582934448E-5,7.2058357582934448E-5,5615.569560665399,0,false,0,0.22786853441293842,0.22786853441293842,1.7757990170813744,0,true,0.63612005111792336,720.58357582934559,0]
[null,8,14,1441.5252093714191,null,154,11,9,782.11712824830954,1,0.55472091385113709,0.55472091385113709,5.1738495298112384E+17,0,false,0,1.8370534763919789E-15,1.8370534763919789E-15,163270201055919.94,0,false,0,5.9591659204001185E-12,5.9591659204001185E-12,51671013894.445541,0,false,0,1.718188827104181E-8,1.718188827104181E-8,17909282.577658303,0,false,0,5.4316036531530974E-5,5.4316036531530974E-5,5665.2751546996442,0,false,0,0.17176238891255025,0.17176238891255025,1.7915173060413616,0,true,0.55472091385113709,543.16036531531097,0]
[null,8,15,1636.1454645870167,null,155,20,1,795.21557981650847,1,0.82669693970109692,0.82669693970109692,9.3529860568597248E+17,0,false,0,2.2569861093994855E-15,2.2569861093994855E-15,295150430096183.69,0,false,0,7.3213735358241082E-12,7.3213735358241082E-12,93407871588.44783,0,false,0,2.1109501524778126E-8,2.1109501524778126E-8,32375365.629025426,0,false,0,6.6732156436769406E-5,6.6732156436769406E-5,10241.356890043351,0,false,0,0.21102560751485738,0.21102560751485738,3.2386014103195588,0,true,0.82669693970109692,667.32156436769446,0]
[null,8,16,1844.1878063692066,null,156,8,10,797.26505417495957,1,0.97970340979573267,0.97970340979573267,1.1420773473992434E+18,0,false,0,2.5958538343462775E-15,2.5958538343462775E-15,360403210524157.94,0,false,0,8.4206169840837049E-12,8.4206169840837049E-12,114058776054.41539,0,false,0,2.4278917910050123E-8,2.4278917910050123E-8,39533012.744693771,0,false,0,7.6751435659775925E-5,7.6751435659775925E-5,12505.548110136649,0,false,0,0.24270935037276034,0.24270935037276034,3.9546015416845983,0,true,0.97970340979573267,767.5143565977603,0]
[null,8,17,2065.6522347179898,null,157,18,5,806.46475667431321,1,0.4866255000919994,0.4866255000919994,6.4822824140340096E+17,0,false,0,1.1283615826085774E-15,1.1283615826085774E-15,204560172641744.25,0,false,0,3.6602602893063433E-12,3.6602602893063433E-12,64738277128.731064,0,false,0,1.0553521109137012E-8,1.0553521109137012E-8,22438423.62098166,0,false,0,3.3362190991910814E-5,3.3362190991910814E-5,7097.9863821655308,0,false,0,0.10550051126799052,0.10550051126799052,2.2445803768501396,0,true,0.4866255000919994,333.62190991910956,0]
[null,8,18,2300.5387496333656,null,158,17,6,811.29208584391813,1,0.36928448941550435,0.36928448941550435,5.2726494452517978E+17,0,false,0,7.9887668961264492E-16,7.9887668961264492E-16,166388011491912.41,0,false,0,2.5914535447774529E-12,2.5914535447774529E-12,52657724422.860985,0,false,0,7.4718619787937523E-9,7.4718619787937523E-9,18251278.531363517,0,false,0,2.3620333329877542E-5,2.3620333329877542E-5,5773.4593419294688,0,false,0,7.4694052414802273E-2,7.4694052414802273E-2,1.8257281498874025,0,true,0.36928448941550435,236.20333329877536,0]
[null,8,19,2548.8473511153347,null,159,1,11,814.00749862020416,1,0.27157982157281113,0.27157982157281113,4.0312308928357248E+17,0,false,0,5.651241112402444E-16,5.651241112402444E-16,127212798629677.58,0,false,0,1.8331901535677983E-12,1.8331901535677983E-12,40259730453.164597,0,false,0,5.285583388498926E-9,5.285583388498926E-9,13954107.629066484,0,false,0,1.6708986573031288E-5,1.6708986573031288E-5,4414.1276410242181,0,false,0,5.2838454963950336E-2,5.2838454963950336E-2,1.3958697228342616,0,true,0.27157982157281113,167.08986573031328,0]
[null,8,20,2810.5780391638964,null,160,20,2,815.34870966639789,1,0.73143039206619409,0.73143039206619409,1.1066902909533745E+18,0,false,0,1.4931602412713033E-15,1.4931602412713033E-15,349236183366904.94,0,false,0,4.8436203615347232E-12,4.8436203615347232E-12,110524685867.28784,0,false,0,1.3965468488523696E-8,1.3965468488523696E-8,38308089.619602934,0,false,0,4.4148168387350658E-5,4.4148168387350658E-5,12118.066003195549,0,false,0,0.13960876662867081,0.13960876662867081,3.8320689406351214,0,true,0.73143039206619409,441.48168387350682,0]
[null,9,1,166.38321193127192,null,161,14,8,815.87399303224709,1,0.49701809737566394,0.49701809737566394,7.5766516235584563E+17,0,false,0,1.0070559495125433E-15,1.0070559495125433E-15,239094976918316.37,0,false,0,3.2667603700126736E-12,3.2667603700126736E-12,75667695602.378357,0,false,0,9.4189543361558331E-9,9.4189543361558331E-9,26226583.153788205,0,false,0,2.9775555500131515E-5,2.9775555500131515E-5,8296.3016128392555,0,false,0,9.4158573977169382E-2,9.4158573977169382E-2,2.6235209252300455,0,true,0.49701809737566394,297.75555500131475,0]
[null,9,2,186.51634178116129,null,162,19,4,819.00203675396722,1,0.16491309981197394,0.16491309981197394,2.6283468268446134E+17,0,false,0,3.1960543113600069E-16,3.1960543113600069E-16,82942248782265.719,0,false,0,1.0367590370537736E-12,1.0367590370537736E-12,26249187307.591682,0,false,0,2.9892569155810064E-9,2.9892569155810064E-9,9098023.7756874654,0,false,0,9.4497522779540794E-6,9.4497522779540794E-6,2877.9940139851187,0,false,0,2.9882740522699493E-2,2.9882740522699493E-2,0.91010161765234554,0,true,0.16491309981197394,94.497522779541001,0]
[null,9,3,220.07155819764355,null,163,2,11,819.9212826442033,1,0.29296154491315435,0.29296154491315435,4.7304496837077645E+17,0,false,0,5.6040928250030125E-16,5.6040928250030125E-16,149277915117886.59,0,false,0,1.8178958536964644E-12,1.8178958536964644E-12,47242798601.984016,0,false,0,5.2414857823769896E-9,5.2414857823769896E-9,16374453.802101176,0,false,0,1.6569583548911406E-5,1.6569583548911406E-5,5179.7600431267811,0,false,0,5.2397623895016045E-2,5.2397623895016045E-2,1.6379839469412616,0,true,0.29296154491315435,165.69583548911433,0]
[null,9,4,267.04886118071875,null,164,12,9,827.45613909896929,1,0.29141058441551349,0.29141058441551349,5.2334507853277862E+17,0,false,0,5.0119763440938957E-16,5.0119763440938957E-16,165151026718766.97,0,false,0,1.6258208597300055E-12,1.6258208597300055E-12,52266249083.288437,0,false,0,4.6876815872806519E-9,4.6876815872806519E-9,18115592.351624228,0,false,0,1.4818876733824931E-5,1.4818876733824931E-5,5730.5374917895142,0,false,0,4.6861402844163562E-2,4.6861402844163562E-2,1.8121550691043309,0,true,0.29141058441551349,148.18876733824939,0]
[null,9,5,327.44825073038686,null,165,3,11,829.77758935086842,1,4.44468489686594E-2,4.44468489686594E-2,8.2465117654846416E+16,0,false,0,7.3994286202828398E-17,7.3994286202828398E-17,26023362801774.945,0,false,0,2.4002797649105569E-13,2.4002797649105569E-13,8235756018.0266008,0,false,0,6.9206562278713327E-10,6.9206562278713327E-10,2854530.4349706932,0,false,0,2.1877840815015039E-6,2.1877840815015039E-6,902.97868055013612,0,false,0,6.9183807262042062E-3,6.9183807262042062E-3,0.28554693091120137,0,true,4.44468489686594E-2,21.877840815015087,0]
[null,9,6,401.26972684664793,null,166,9,10,830.77649697762104,1,0.39957808615664869,0.39957808615664869,7.5180627999898406E+17,0,false,0,6.5596986568394281E-16,6.5596986568394281E-16,237246100380923.56,0,false,0,2.1278821322450686E-12,2.1278821322450686E-12,75082571528.083481,0,false,0,6.1352601250824292E-9,6.1352601250824292E-9,26023777.913485784,0,false,0,1.9395016882170493E-5,1.9395016882170493E-5,8232.1478711052478,0,false,0,6.1332428605076234E-2,6.1332428605076234E-2,2.6032337307998854,0,true,0.39957808615664869,193.95016882170472,0]
[null,9,7,488.51328952950183,null,167,16,7,833.4840242627821,1,0.3042428158278716,0.3042428158278716,5.9450310080276019E+17,0,false,0,4.8092023750197688E-16,4.8092023750197688E-16,187606230597076.87,0,false,0,1.5600435842407653E-12,1.5600435842407653E-12,59372770322.895767,0,false,0,4.4980278986057323E-9,4.4980278986057323E-9,20578727.62673714,0,false,0,1.4219336303814846E-5,1.4219336303814846E-5,6509.7054465220481,0,false,0,4.4965489535974901E-2,4.4965489535974901E-2,2.0585496107813119,0,true,0.3042428158278716,142.19336303814856,0]
[null,9,8,589.17893877894869,null,168,4,11,843.57641874019976,1,0.24501535559404436,0.24501535559404436,5.5068324830807584E+17,0,false,0,3.3672181551605604E-16,3.3672181551605604E-16,173778081777087.94,0,false,0,1.0922823932265318E-12,1.0922823932265318E-12,54996500402.290245,0,false,0,3.1493457795154404E-9,3.1493457795154404E-9,19061903.226806879,0,false,0,9.9558312632544826E-6,9.9558312632544826E-6,6029.8856910569866,0,false,0,3.1483102792195607E-2,3.1483102792195607E-2,1.9068172814198463,0,true,0.24501535559404436,99.558312632545054,0]
[null,9,9,703.26667459498844,null,169,20,3,848.90392608288005,1,0.17955480968239976,0.17955480968239976,4.3420460719445773E+17,0,false,0,2.2934336051629791E-16,2.2934336051629791E-16,137021135051510.25,0,false,0,7.4396045385842027E-13,7.4396045385842027E-13,43363828348.899734,0,false,0,2.1450393506429944E-9,2.1450393506429944E-9,15029994.517545143,0,false,0,6.7809797091662767E-6,6.7809797091662767E-6,4754.4648506324493,0,false,0,2.1443340648351579E-2,2.1443340648351579E-2,1.5034937983210761,0,true,0.17955480968239976,67.809797091662688,0]
[null,9,10,830.77649697762104,null,170,5,11,861.31777081219695,1,0.30875248363096341,0.30875248363096341,8.8391993668737792E+17,0,false,0,3.3311524097446843E-16,3.3311524097446843E-16,278936959702323.37,0,false,0,1.0805831278682746E-12,1.0805831278682746E-12,88276705897.585785,0,false,0,3.1156136309356029E-9,3.1156136309356029E-9,30596892.760307316,0,false,0,9.849195916449371E-6,9.849195916449371E-6,9678.7694099046876,0,false,0,3.1145892217209471E-2,3.1145892217209471E-2,3.0606956282862696,0,true,0.30875248363096341,98.491959164493679,0]
[null,9,11,971.70840592684658,null,171,10,10,868.23046246294859,1,0.54866618193412942,0.54866618193412942,1.7237497497244332E+18,0,false,0,5.3942203371790305E-16,5.3942203371790305E-16,543960481622026.94,0,false,0,1.7498159097458615E-12,1.7498159097458615E-12,172150150009.88708,0,false,0,5.0451928772820413E-9,5.0451928772820413E-9,59667605.683362752,0,false,0,1.5949054976275738E-5,1.5949054976275738E-5,18874.75964224623,0,false,0,5.0435340252274058E-2,5.0435340252274058E-2,5.9687230757722975,0,true,0.54866618193412942,159.4905497627575,0]
[null,9,12,1126.0624014426651,null,172,15,8,873.040571930905,1,0.31921320540071457,0.31921320540071457,1.0694098476620805E+18,0,false,0,2.9430933178678954E-16,2.9430933178678954E-16,337471663667306.62,0,false,0,9.5470173436875217E-13,9.5470173436875217E-13,106801503945.98166,0,false,0,2.7526635021083996E-9,2.7526635021083996E-9,37017626.899964511,0,false,0,8.701824210527631E-6,8.701824210527631E-6,11709.851639949469,0,false,0,2.7517584303663866E-2,2.7517584303663866E-2,3.702980224489822,0,true,0.31921320540071457,87.018242105276371,0]
[null,9,13,1293.8384835250765,null,173,13,9,876.73767263229502,1,0.24036731232067285,0.24036731232067285,8.458174254787977E+17,0,false,0,2.1098943048226371E-16,2.1098943048226371E-16,266913021568998.25,0,false,0,6.8442265826901625E-13,6.8442265826901625E-13,84471424405.096832,0,false,0,1.9733757713123117E-9,1.9733757713123117E-9,29277974.155850742,0,false,0,6.238310294782187E-6,6.238310294782187E-6,9261.5535460922711,0,false,0,1.9727269282388171E-2,1.9727269282388171E-2,2.9287603877260775,0,true,0.24036731232067285,62.383102947822067,0]
[null,9,14,1475.0366521740807,null,174,19,5,879.40142630363528,1,0.11264917257800636,0.11264917257800636,4.1062693970505926E+17,0,false,0,9.5454209871536118E-17,9.5454209871536118E-17,129580774659808.45,0,false,0,3.096412171638959E-13,3.096412171638959E-13,41009136784.285431,0,false,0,8.9277943733813939E-10,8.9277943733813939E-10,14213853.4466528,0,false,0,2.8222882006971594E-6,2.8222882006971594E-6,4496.2934966651619,0,false,0,8.9248589276214371E-3,8.9248589276214371E-3,1.4218528478064598,0,true,0.11264917257800636,28.222882006971588,0]
[null,9,15,1669.6569073896781,null,175,18,6,880.28623279057422,1,0.28184892595645711,0.28184892595645711,1.0394742377770607E+18,0,false,0,2.3605084060430296E-16,2.3605084060430296E-16,328024939296027.19,0,false,0,7.6571865919422582E-13,7.6571865919422582E-13,103811847394.5195,0,false,0,2.207774145755571E-9,2.207774145755571E-9,35981405.623183407,0,false,0,6.9792993216198034E-6,6.9792993216198034E-6,11382.061923713531,0,false,0,2.2070482328386629E-2,2.2070482328386629E-2,3.5993240148012444,0,true,0.28184892595645711,69.792993216198141,0]
[null,9,16,1877.6992491718681,null,176,6,11,883.00164556686025,1,8.8045488457102736E-2,8.8045488457102736E-2,3.3655529568497536E+17,0,false,0,7.1144986129790661E-17,7.1144986129790661E-17,106206124620183.3,0,false,0,2.3078521240691591E-13,2.3078521240691591E-13,33611633387.069241,0,false,0,6.6541623226325727E-10,6.6541623226325727E-10,11649863.140974402,0,false,0,2.1035390179552921E-6,2.1035390179552921E-6,3685.2218910514971,0,false,0,6.6519744437725653E-3,6.6519744437725653E-3,1.1653694858835604,0,true,8.8045488457102736E-2,21.035390179552991,0]
[null,9,17,2099.1636775206512,null,177,20,4,895.88122906595538,1,0.89029374154327479,0.89029374154327479,4.0271924208995395E+18,0,false,0,6.0792607759097658E-16,6.0792607759097658E-16,1270853573267984.5,0,false,0,1.9720342441080188E-12,1.9720342441080188E-12,402193984067.21442,0,false,0,5.6859084814099439E-9,5.6859084814099439E-9,139401284.56562412,0,false,0,1.7974509432220798E-5,1.7974509432220798E-5,44097.055845667812,0,false,0,5.6840389629997663E-2,5.6840389629997663E-2,13.94471345799526,0,true,0.89029374154327479,179.74509432220808,0]
[null,9,18,2334.0501924360274,null,178,17,7,898.53564852677198,1,0.96431617716834739,0.96431617716834739,4.5146847454665359E+18,0,false,0,6.3620633413635183E-16,6.3620633413635183E-16,1424690613534936,0,false,0,2.0637717700924978E-12,2.0637717700924978E-12,450879633951.30426,0,false,0,5.9504125987279719E-9,5.9504125987279719E-9,156275833.67031771,0,false,0,1.8810669874679233E-5,1.8810669874679233E-5,49435.011923754486,0,false,0,5.9484561117500515E-2,5.9484561117500515E-2,15.632723383664594,0,true,0.96431617716834739,188.1066987467928,0]
[null,9,19,2582.3587939179965,null,179,7,11,908.62804300418975,1,0.21377509476736994,0.21377509476736994,1.1396313778757601E+18,0,false,0,1.2386149858989982E-16,1.2386149858989982E-16,359631340500542.56,0,false,0,4.0179081922878224E-13,4.0179081922878224E-13,113814498124.59721,0,false,0,1.1584716815295048E-9,1.1584716815295048E-9,39448345.498149395,0,false,0,3.6622045948670113E-6,3.6622045948670113E-6,12478.765169715358,0,false,0,1.1580907777313942E-2,1.1580907777313942E-2,3.9461320322678106,0,true,0.21377509476736994,36.622045948670163,0]
[null,9,20,2844.0894819665582,null,180,11,10,909.62695063094213,1,0.99144124951737067,0.99144124951737067,5.353309595212757E+18,0,false,0,5.6715024088525193E-16,5.6715024088525193E-16,1689333887444667.7,0,false,0,1.8397626583348033E-12,1.8397626583348033E-12,534632738895.28607,0,false,0,5.3045336986725129E-9,5.3045336986725129E-9,185304836.78340191,0,false,0,1.6768893011918318E-5,1.6768893011918318E-5,58617.808017854222,0,false,0,5.3027895757342972E-2,5.3027895757342972E-2,18.536578478289911,0,true,0.99144124951737067,167.68893011918331,0]
[null,10,1,203.83717741659947,null,181,14,9,929.96172884828684,1,0.5507022311817209,0.5507022311817209,3.8451158042208445E+18,0,false,0,2.4361877846067538E-16,2.4361877846067538E-16,1213395996194232.7,0,false,0,7.9026807919803554E-13,7.9026807919803554E-13,384010070259.80664,0,false,0,2.2785567682330491E-9,2.2785567682330491E-9,133098701.62405673,0,false,0,7.2030600310154313E-6,7.2030600310154313E-6,42103.348593885385,0,false,0,2.2778075820931869E-2,2.2778075820931869E-2,13.31424786767254,0,true,0.5507022311817209,72.030600310154426,0]
[null,10,2,223.97030726648885,null,182,16,8,934.14967351222901,1,0.15267294953189653,0.15267294953189653,1.1231635637670772E+18,0,false,0,6.41014271790503E-17,6.41014271790503E-17,354434623230388.37,0,false,0,2.07936810334257E-13,2.07936810334257E-13,112169864575.20955,0,false,0,5.9953810488299067E-10,5.9953810488299067E-10,38878312.035426252,0,false,0,1.8952825843800557E-6,1.8952825843800557E-6,12298.445472390269,0,false,0,5.993409776291243E-3,5.993409776291243E-3,3.8891099372138673,0,true,0.15267294953189653,18.952825843800568,0]
[null,10,3,257.52552368297108,null,183,8,11,938.19696312418512,1,0.31865128849152874,0.31865128849152874,2.4650541613127219E+18,0,false,0,1.2723055018624833E-16,1.2723055018624833E-16,777892527048320.62,0,false,0,4.1271959060916735E-13,4.1271959060916735E-13,246183904432.94919,0,false,0,1.1899822874273481E-9,1.1899822874273481E-9,85327861.372483417,0,false,0,3.7618171167318106E-6,3.7618171167318106E-6,26991.913882705219,0,false,0,1.1895910229880064E-2,1.1895910229880064E-2,8.5355926276467233,0,true,0.31865128849152874,37.618171167318231,0]
[null,10,4,304.5028266660463,null,184,19,6,953.2229024198964,1,6.5245344304793187E-2,6.5245344304793187E-2,6.0714169246963712E+17,0,false,0,2.1656861087618247E-17,2.1656861087618247E-17,191594567309663.78,0,false,0,7.0252080407395156E-14,7.0252080407395156E-14,60634981065.327278,0,false,0,2.0255576241566681E-10,2.0255576241566681E-10,21016212.536650855,0,false,0,6.4032695460976746E-7,6.4032695460976746E-7,6648.0958248045526,0,false,0,2.0248916237661199E-3,2.0248916237661199E-3,2.1023124909438087,0,true,6.5245344304793187E-2,6.4032695460976781,0]
[null,10,5,364.90221621571442,null,185,12,10,954.96596148160188,1,0.5208321278707666,0.5208321278707666,4.9506615111111209E+18,0,false,0,1.6924615536640384E-16,1.6924615536640384E-16,1562270985311044.2,0,false,0,5.4901282634355509E-13,5.4901282634355509E-13,494420447006.41876,0,false,0,1.5829525755125211E-9,1.5829525755125211E-9,171367171.46093988,0,false,0,5.0040896881007249E-6,5.0040896881007249E-6,54208.881600870773,0,false,0,1.5824321030159891E-2,1.5824321030159891E-2,17.142353526914619,0,true,0.5208321278707666,50.040896881007335,0]
[null,10,6,438.72369233197543,null,186,20,5,956.28061861562344,1,0.6081436432313394,0.6081436432313394,5.8737867760716626E+18,0,false,0,1.9448256743005004E-16,1.9448256743005004E-16,1853579897063259.7,0,false,0,6.3087651112763894E-13,6.3087651112763894E-13,586612572264.90027,0,false,0,1.8189877361716202E-9,1.8189877361716202E-9,203321156.84357348,0,false,0,5.7502529855709424E-6,5.7502529855709424E-6,64316.942529436332,0,false,0,1.8183896556587524E-2,1.8183896556587524E-2,20.338803053117026,0,true,0.6081436432313394,57.502529855709511,0]
[null,10,7,525.96725501482933,null,187,18,7,967.52979547342807,1,0.73599484031273865,0.73599484031273865,8.1440224938800599E+18,0,false,0,2.054457152924636E-16,2.054457152924636E-16,2569993932599434.5,0,false,0,6.6643955703869761E-13,6.6643955703869761E-13,813340042096.87146,0,false,0,1.9215256231148235E-9,1.9215256231148235E-9,281905376.87906975,0,false,0,6.0743996407706359E-6,6.0743996407706359E-6,89175.628375062384,0,false,0,1.920893828294383E-2,1.920893828294383E-2,28.199809744193701,0,true,0.73599484031273865,60.743996407706391,0]
[null,10,8,626.63290426427625,null,188,1,12,968.36149413602266,1,0.59469708161168677,0.59469708161168677,6.6465868240268749E+18,0,false,0,1.6435368484333333E-16,1.6435368484333333E-16,2097450961497320,0,false,0,5.3314227930597076E-13,5.3314227930597076E-13,663791782416.71802,0,false,0,1.5371934928417968E-9,1.5371934928417968E-9,230071634.13347557,0,false,0,4.8594343413318289E-6,4.8594343413318289E-6,72778.968504496355,0,false,0,1.5366880658648685E-2,1.5366880658648685E-2,23.014730623186715,0,true,0.59469708161168677,48.59434341331837,0]
[null,10,9,740.720640080316,null,189,9,11,971.70840592684658,1,0.12996389594412308,0.12996389594412308,1.5119856611738839E+18,0,false,0,3.4505178960707679E-17,3.4505178960707679E-17,477134484625292.62,0,false,0,1.1193037610630843E-13,1.1193037610630843E-13,151001361088.22781,0,false,0,3.2272556966581949E-10,3.2272556966581949E-10,52337390.76350531,0,false,0,1.020212304672672E-6,1.020212304672672E-6,16555.979742269541,0,false,0,3.2261945796952869E-3,3.2261945796952869E-3,5.2354604881179219,0,true,0.12996389594412308,10.202123046726728,0]
[null,10,10,868.23046246294859,null,190,2,12,974.2752781600218,1,0.64151811712415585,0.64151811712415585,7.6958201387292969E+18,0,false,0,1.6517695500095337E-16,1.6517695500095337E-16,2428555554429453.5,0,false,0,5.3581286213310062E-13,5.3581286213310062E-13,768578264648.4176,0,false,0,1.5448935059589555E-9,1.5448935059589555E-9,266390850.25026706,0,false,0,4.8837759146890082E-6,4.8837759146890082E-6,84267.890621416591,0,false,0,1.5443855472289474E-2,1.5443855472289474E-2,26.647846798161769,0,true,0.64151811712415585,48.837759146890164,0]
[null,10,11,1009.1623714121741,null,191,3,12,984.13158486668692,1,9.7328333214957097E-2,9.7328333214957097E-2,1.3125367030580803E+18,0,false,0,2.2292235818311602E-17,2.2292235818311602E-17,414194750285648.44,0,false,0,7.2313154562551287E-14,7.2313154562551287E-14,131082478974.13896,0,false,0,2.0849839706039083E-10,2.0849839706039083E-10,45433464.141491488,0,false,0,6.5911303652140249E-7,6.5911303652140249E-7,14372.04837640034,0,false,0,2.0842984309173761E-3,2.0842984309173761E-3,4.5448407511549984,0,true,9.7328333214957097E-2,6.5911303652140285,0]
[null,10,12,1163.5163669279925,null,192,15,9,987.12830774694487,1,0.35369220027409404,0.35369220027409404,4.941400215508139E+18,0,false,0,7.8196524124198516E-17,7.8196524124198516E-17,1559348415594965.7,0,false,0,2.5365949747411814E-13,2.5365949747411814E-13,493495525376.92865,0,false,0,7.3136898732234737E-10,7.3136898732234737E-10,171046591.67014068,0,false,0,2.3120313673777992E-6,2.3120313673777992E-6,54107.472026476229,0,false,0,7.3112851426673691E-3,7.3112851426673691E-3,17.110285003751095,0,true,0.35369220027409404,23.120313673778025,0]
[null,10,13,{"$f":"3.1416/2*SQRT($H$2/$I$2)*(B202^2/$C$2^2+C202^2/$D$2^2)","v":1331.2924490104042},null,193,4,12,997.93041425601814,1,{"$f":"ABS(SIN(G202*3.1416*$J$2/$C$2)*SIN(H202*3.1416*$K$2/$D$2))*(1/F202^$M$2)+(1-1/F202^$M$2)","v":0.53652703679519398},{"$f":"$J202*$K202","v":0.53652703679519398},{"$f":"10^(LOG10($I202/22.27)/LOG10(2)*70/20)*$L202","v":8.5069084713052733E+18},{"$f":"IF($I202<22.27,M202,0)","v":0},{"$f":"AND($I202>22.27,$I202<44.45)","v":false},{"$f":"IF($O202=TRUE,$L202,0)","v":0},{"$f":"10^(LOG10(44.45/$I202)/LOG10(2)*70/20)*$L202","v":1.0451965727551057E-16},{"$f":"IF($I202>44.45,Q202,0)","v":1.0451965727551057E-16},{"$f":"10^(LOG10($I202/44.548)/LOG10(2)*70/20)*$L202","v":2684509181164771},{"$f":"IF($I202<44.528,S202,0)","v":0},{"$f":"AND($I202>44.548,$I202<89.095)","v":false},{"$f":"IF($U202=TRUE,$L202,0)","v":0},{"$f":"10^(LOG10(89.095/$I202)/LOG10(2)*70/20)*$L202","v":3.3904836612127911E-13},{"$f":"IF($I202>89.095,W202,0)","v":3.3904836612127911E-13},{"$f":"10^(LOG10($I202/89.09)/LOG10(2)*70/20)*$L202","v":849581309403.93079},{"$f":"IF($I202<89.09,Y202,0)","v":0},{"$f":"AND($I202>89.09,$I202<176.78)","v":false},{"$f":"IF($AA202=TRUE,$L202,0)","v":0},{"$f":"10^(LOG10(176.78/$I202)/LOG10(2)*70/20)*$L202","v":9.7756820719365562E-10},{"$f":"IF($I202>176.78,AC202,0)","v":9.7756820719365562E-10},{"$f":"10^(LOG10($I202/176.78)/LOG10(2)*70/20)*$L202","v":294466676.69216281},{"$f":"IF($I202<176.78,AE202,0)","v":0},{"$f":"AND($I202>176.78,$I202<353.55)","v":false},{"$f":"IF($AG202=TRUE,$L202,0)","v":0},{"$f":"10^(LOG10(353.55/$I202)/LOG10(2)*70/20)*$L202","v":3.0903256741277008E-6},{"$f":"IF($I202>353.55,AI202,0)","v":3.0903256741277008E-6},{"$f":"10^(LOG10($I202/353.55)/LOG10(2)*70/20)*$L202","v":93149.166646808313},{"$f":"IF($I202<353.55,AK202,0)","v":0},{"$f":"AND($I202>353.55,$I202<707.1)","v":false},{"$f":"IF($AM202=TRUE,$L202,0)","v":0},{"$f":"10^(LOG10(707.1/$I202)/LOG10(2)*70/20)*$L202","v":9.7724678419387999E-3},{"$f":"IF($I202>707.1,AO202,0)","v":9.7724678419387999E-3},{"$f":"10^(LOG10($I202/707.1)/LOG10(2)*70/20)*$L202","v":29.456352875050388},{"$f":"IF($I202<707.1,AQ202,0)","v":0},{"$f":"AND($I202>707.1,$I202<1414.2)","v":true},{"$f":"IF($AS202=TRUE,$L202,0)","v":0.53652703679519398},{"$f":"10^(LOG10(1414.2/$I202)/LOG10(2)*70/20)*$L202","v":30.903256741276969},{"$f":"IF($I202>1414.2,AU202,0)","v":0}]
[null,10,14,1512.4906176594084,null,194,17,8,999.20129777621889,{"$f":"IF(ABS(I203-I202)>0.0001,1,$L$2)","v":1},0.48390623341097555,0.48390623341097555,7.7869578289447895E+18,0,false,0,9.2884045702850246E-17,9.2884045702850246E-17,2457315704718957,0,false,0,3.0130393416114437E-13,3.0130393416114437E-13,777680146777.57507,0,false,0,8.6874079385165066E-10,8.6874079385165066E-10,269545581.82516342,0,false,0,2.7462963296534364E-6,2.7462963296534364E-6,85265.83246154926,0,false,0,8.6845515314654953E-3,8.6845515314654953E-3,26.963423716881668,0,true,0.48390623341097555,27.462963296534404,0]
[null,10,15,1707.1108728750057,null,195,13,10,1004.2474950149277,1,0.42960354030259623,0.42960354030259623,7.3301199592994068E+18,0,false,0,7.7769827301288278E-17,7.7769827301288278E-17,2313152233405786,0,false,0,2.5227534769398923E-13,2.5227534769398923E-13,732055944191.19739,0,false,0,7.2737810886884652E-10,7.2737810886884652E-10,253732136.82156742,0,false,0,2.2994152511248305E-6,2.2994152511248305E-6,80263.537327693004,0,false,0,7.2713894800825254E-3,7.2713894800825254E-3,25.38155910174541,0,true,0.42960354030259623,22.994152511248345,0]
[null,10,16,1915.1532146571956,null,196,10,11,1009.1623714121741,1,0.17845521825987154,0.17845521825987154,3.2227348697543086E+18,0,false,0,3.0522523637053277E-17,3.0522523637053277E-17,1016992409815804.6,0,false,0,9.9011152914160094E-14,9.9011152914160094E-14,321853152616.25897,0,false,0,2.8547595245408273E-10,2.8547595245408273E-10,111554982.65410258,0,false,0,9.024574026885643E-7,9.024574026885643E-7,35288.385722476531,0,false,0,2.8538208837756247E-3,2.8538208837756247E-3,11.159167383359209,0,true,0.17845521825987154,9.0245740268856451,0]
[null,10,17,2136.6176430059791,null,197,5,12,1015.6717663280153,1,0.67609662563412021,0.67609662563412021,1.3157392484300458E+19,0,false,0,1.0730852372329255E-16,1.0730852372329255E-16,4152053715334452.5,0,false,0,3.4809509127421944E-13,3.4809509127421944E-13,1314023158102.4949,0,false,0,1.0036523644185022E-9,1.0036523644185022E-9,455443202.64585131,0,false,0,3.1727839007422062E-6,3.1727839007422062E-6,144071.15690637272,0,false,0,1.0033223649859006E-2,1.0033223649859006E-2,45.559300095963437,0,true,0.67609662563412021,31.727839007422169,0]
[null,10,18,2371.5041579213548,null,198,20,6,1030.1020947318843,1,0.35223109483492915,0.35223109483492915,8.0765254309505096E+18,0,false,0,4.7447936928504147E-17,4.7447936928504147E-17,2548694010806802.5,0,false,0,1.5391502336282708E-13,1.5391502336282708E-13,806599139300.27563,0,false,0,4.4377867137441643E-10,4.4377867137441643E-10,279568965.72872388,0,false,0,1.4028899586614357E-6,1.4028899586614357E-6,88436.547287708061,0,false,0,4.4363275759495965E-3,4.4363275759495965E-3,27.966091783034383,0,true,0.35223109483492915,14.02889958661436,0]
[null,10,19,2619.812759403324,null,199,6,12,1037.3556410826786,1,0.1927992835818125,0.1927992835818125,4.7966018602071306E+18,0,false,0,2.3936666736858071E-17,2.3936666736858071E-17,1513654669678411.2,0,false,0,7.7647477604415162E-14,7.7647477604415162E-14,479034575584.05273,0,false,0,2.2387869419109911E-10,2.2387869419109911E-10,166034395.92126229,0,false,0,7.0773381484559793E-7,7.0773381484559793E-7,52521.955246365607,0,false,0,2.2380508320319768E-3,2.2380508320319768E-3,16.608900574394575,0,true,0.1927992835818125,7.0773381484559739,0]
[null,10,20,2881.5434474518852,null,200,19,7,1040.4664651027504,1,0.17037580185838483,0.17037580185838483,4.3889007262905339E+18,0,false,0,2.0428975206491235E-17,2.0428975206491235E-17,1384997186074083.5,0,false,0,6.626897605524379E-14,6.626897605524379E-14,438317637772.06958,0,false,0,1.910713944915775E-10,1.910713944915775E-10,151921819.25571895,0,false,0,6.0402213537999168E-7,6.0402213537999168E-7,48057.698813680203,0,false,0,1.9100857049593469E-3,1.9100857049593469E-3,15.197178735760129,0,true,0.17037580185838483,6.0402213537999172,0]
[null,11,1,245.23366558459313,null,201,16,9,1048.2374093282688,1,0.16916352622218717,0.16916352622218717,4.7514612972768737E+18,0,false,0,1.8602562660219527E-17,1.8602562660219527E-17,1499409746738675.2,0,false,0,6.0344327947715475E-14,6.0344327947715475E-14,474526406877.30347,0,false,0,1.7398903041772151E-10,1.7398903041772151E-10,164471855.12340161,0,false,0,5.5002071851335756E-7,5.5002071851335756E-7,52027.673941576424,0,false,0,1.7393182307845517E-3,1.7393182307845517E-3,16.452595101597172,0,true,0.16916352622218717,5.5002071851335792,0]
[null,11,2,265.36679543448247,null,202,11,11,1050.5588595801678,1,0.32246905386215946,0.32246905386215946,9.2934878025874002E+18,0,false,0,3.456080635914662E-17,3.456080635914662E-17,2932728548243217.5,0,false,0,1.1211082425399634E-13,1.1211082425399634E-13,928136650686.24146,0,false,0,3.2324585051614505E-10,3.2324585051614505E-10,321694123.93914866,0,false,0,1.0218570362194594E-6,1.0218570362194594E-6,101762.07337522633,0,false,0,3.2313956775226788E-3,3.2313956775226788E-3,32.179993128689361,0,true,0.32246905386215946,10.218570362194635,0]
[null,11,3,298.92201185096479,null,203,14,10,1057.4715512309194,1,0.98425874085816234,0.98425874085816234,3.0613745788631032E+19,0,false,0,9.7743661164239202E-17,9.7743661164239202E-17,9660722448893944,0,false,0,3.1706790359149279E-13,3.1706790359149279E-13,3057381694019.0386,0,false,0,9.1419258443414835E-10,9.1419258443414835E-10,1059694954.2697563,0,false,0,2.889980253024246E-6,2.889980253024246E-6,335215.18631205941,0,false,0,9.1389199924663614E-3,9.1389199924663614E-3,106.00434950238034,0,true,0.98425874085816234,28.899802530242571,0]
[null,11,4,345.89931483403996,null,204,7,12,1062.9820385200082,1,0.46811808124460558,0.46811808124460558,1.5467028836509143E+19,0,false,0,4.3761323738784756E-17,4.3761323738784756E-17,4880901335309436,0,false,0,1.4195612289302779E-13,1.4195612289302779E-13,1544685552434.7102,0,false,0,4.0929792449452377E-10,4.0929792449452377E-10,535391275.82618141,0,false,0,1.2938881145323855E-6,1.2938881145323855E-6,169361.27283874693,0,false,0,4.0916334793431527E-3,4.0916334793431527E-3,53.556736959565093,0,true,0.46811808124460558,12.938881145323862,0]
[null,11,5,406.29870438370807,null,205,18,8,1068.195444722875,1,0.36933165637796173,0.36933165637796173,1.2917321656894669E+19,0,false,0,3.2617232293967804E-17,3.2617232293967804E-17,4076295013748025,0,false,0,1.0580611920222219E-13,1.0580611920222219E-13,1290047387282.2214,0,false,0,3.0506767940488053E-10,3.0506767940488053E-10,447133149.82756102,0,false,0,9.6439151260643869E-7,9.6439151260643869E-7,141442.42314433827,0,false,0,3.0496737359713365E-3,3.0496737359713365E-3,44.728021490942446,0,true,0.36933165637796173,9.6439151260644174,0]
[null,11,6,480.12018049996908,null,206,8,12,1092.5509586400035,1,0.69777272192113204,0.69777272192113204,3.1718102476389183E+19,0,false,0,4.7414075881540447E-17,4.7414075881540447E-17,1.0009222221469096E+16,0,false,0,1.5380518246832604E-13,1.5380518246832604E-13,3167673323933.6479,0,false,0,4.4346197034576436E-10,4.4346197034576436E-10,1097922266.2038033,0,false,0,1.4018887913641862E-6,1.4018887913641862E-6,347307.6997665657,0,false,0,4.4331616069714129E-3,4.4331616069714129E-3,109.8283380176277,0,true,0.69777272192113204,14.018887913641862,0]
[null,11,7,567.36374318282299,null,207,12,11,1095.8978704308274,1,0.16940211391977061,0.16940211391977061,7.9791528112235141E+18,0,false,0,1.1108805980512888E-17,1.1108805980512888E-17,2517966315483337,0,false,0,3.6035542169097016E-14,3.6035542169097016E-14,796874577428.38672,0,false,0,1.0390022154212245E-10,1.0390022154212245E-10,276198412.03950453,0,false,0,3.284533189770241E-7,3.284533189770241E-7,87370.33405497222,0,false,0,1.0386605930092015E-3,1.0386605930092015E-3,27.628925554348736,0,true,0.16940211391977061,3.2845331897702401,0]
[null,11,8,668.02939243226979,null,208,17,9,1113.2890335922586,1,0.5361741228926431,0.5361741228926431,3.0328137879907418E+19,0,false,0,2.927874568672822E-17,2.927874568672822E-17,9570593695802430,0,false,0,9.4976496727296537E-14,9.4976496727296537E-14,3028858154370.2822,0,false,0,2.7384294663737129E-10,2.7384294663737129E-10,1049808635.167755,0,false,0,8.6568270371808602E-7,8.6568270371808602E-7,332087.8294379263,0,false,0,2.7375290747618736E-3,2.7375290747618736E-3,105.01539242453602,0,true,0.5361741228926431,8.6568270371808822,0]
[null,11,9,782.11712824830954,null,209,15,10,1114.6381301295773,1,0.63214677548357068,0.63214677548357068,3.6263780657962799E+19,0,false,0,3.4036844300664431E-17,3.4036844300664431E-17,1.1443693375615776E+16,0,false,0,1.1041115852155399E-13,1.1041115852155399E-13,3621648259088.5942,0,false,0,3.1834525417379722E-10,3.1834525417379722E-10,1255270937.8105361,0,false,0,1.0063650852907742E-6,1.0063650852907742E-6,397082.08441950736,0,false,0,3.1824058271884646E-3,3.1824058271884646E-3,125.56838048129011,0,true,0.63214677548357068,10.063650852907761,0]
[null,11,10,909.62695063094213,null,210,20,7,1117.3456574147383,1,0.91978448211743358,0.91978448211743358,5.4273990283429814E+19,0,false,0,4.8146743394651366E-17,4.8146743394651366E-17,1.7127141511604782E+16,0,false,0,1.5618186193423356E-13,1.5618186193423356E-13,5420320188833.2637,0,false,0,4.50314580523895E-10,4.50314580523895E-10,1878694428.5921118,0,false,0,1.4235515224272734E-6,1.4235515224272734E-6,594290.74411127006,0,false,0,4.5016651774704656E-3,4.5016651774704656E-3,187.93123437479062,0,true,0.91978448211743358,14.235515224272774,0]
[null,11,11,1050.5588595801678,null,211,9,12,1126.0624014426651,1,0.28459091395394243,0.28459091395394243,1.8380865717429264E+19,0,false,0,1.3610140600108926E-17,1.3610140600108926E-17,5800415385052864,0,false,0,4.4149550940299813E-14,4.4149550940299813E-14,1835689195066.1079,0,false,0,1.2729510498710314E-10,1.2729510498710314E-10,636253753.14585912,0,false,0,4.0241011137394069E-7,4.0241011137394069E-7,201267.27936485162,0,false,0,1.272532505423686E-3,1.272532505423686E-3,63.646302125833884,0,true,0.28459091395394243,4.0241011137394187,0]
[null,11,12,1204.9128550959863,null,212,1,13,1136.1375762184339,1,0.79774545576655898,0.79774545576655898,5.714614652293011E+19,0,false,0,3.4397607835469363E-17,3.4397607835469363E-17,1.8033502479362328E+16,0,false,0,1.1158142916939169E-13,1.1158142916939169E-13,5707161203638.7773,0,false,0,3.2171946119985208E-10,3.2171946119985208E-10,1978114130.3132639,0,false,0,1.0170317564505986E-6,1.0170317564505986E-6,625740.35487072554,0,false,0,3.2161368031055427E-3,3.2161368031055427E-3,197.87647452735251,0,true,0.79774545576655898,10.170317564506007,0]
[null,11,13,1372.6889371783975,null,213,19,8,1141.1321143521973,1,8.5496763917995058E-2,8.5496763917995058E-2,6.4449757743744778E+18,0,false,0,3.5031971405031275E-18,3.5031971405031275E-18,2033828939978972,0,false,0,1.136392232474944E-14,1.136392232474944E-14,643656973145.91125,0,false,0,3.2765263849463675E-11,3.2765263849463675E-11,223092866.70276678,0,false,0,1.0357879414290983E-7,1.0357879414290983E-7,70571.362612737503,0,false,0,3.2754490678530329E-4,3.2754490678530329E-4,22.316624343790188,0,true,8.5496763917995058E-2,1.0357879414290996,0]
[null,11,14,1553.8871058274019,null,214,2,13,1142.0513602424332,1,0.86055267219535214,0.86055267219535214,6.5480959345196319E+19,0,false,0,3.4932236739478786E-17,3.4932236739478786E-17,2.066370375872692E+16,0,false,0,1.1331569678096527E-13,1.1331569678096527E-13,6539555394203.1953,0,false,0,3.2671982412516162E-10,3.2671982412516162E-10,2266623715.3055849,0,false,0,1.0328390932832918E-6,1.0328390932832918E-6,717005.10412364826,0,false,0,3.2661239912383198E-3,3.2661239912383198E-3,226.73692229969132,0,true,0.86055267219535214,10.32839093283294,0]
[null,11,15,1748.5073610429993,null,215,13,11,1145.1794039641534,1,0.13972975932224926,0.13972975932224926,1.0975841394971427E+19,0,false,0,5.4944789333038956E-18,5.4944789333038956E-18,3463625721987832.5,0,false,0,1.7823385127583891E-14,1.7823385127583891E-14,1096152584173.6069,0,false,0,5.1389643444150084E-11,5.1389643444150084E-11,379928801.44172823,0,false,0,1.6245488892854729E-7,1.6245488892854729E-7,120183.55230196333,0,false,0,5.1372746604388009E-4,5.1372746604388009E-4,38.005376256417684,0,true,0.13972975932224926,1.624548889285474,0]
[null,11,16,1956.5497028251893,null,216,3,13,1151.9076669490983,1,0.13055930143316791,0.13055930143316791,1.097834331308281E+19,0,false,0,4.7958472348267689E-18,4.7958472348267689E-18,3464415247602570.5,0,false,0,1.5557113480090528E-14,1.5557113480090528E-14,1096402449664.9733,0,false,0,4.4855368889759743E-11,4.4855368889759743E-11,380015405.34890693,0,false,0,1.4179849250665423E-7,1.4179849250665423E-7,120210.94786968126,0,false,0,4.4840620509934657E-4,4.4840620509934657E-4,38.014039495595817,0,true,0.13055930143316791,1.4179849250665464,0]
[null,11,17,2178.0141311739726,null,217,10,12,1163.5163669279925,1,0.39077570963448544,0.39077570963448544,3.6922324812646498E+19,0,false,0,1.2774755463437652E-17,1.2774755463437652E-17,1.1651508921699926E+16,0,false,0,4.1439668674576671E-14,4.1439668674576671E-14,3687416782063.0454,0,false,0,1.1948178095161399E-10,1.1948178095161399E-10,1278066446.8181655,0,false,0,3.7771033524633212E-7,3.7771033524633212E-7,404293.02825601876,0,false,0,1.1944249551641836E-3,1.1944249551641836E-3,127.84868114158323,0,true,0.39077570963448544,3.7771033524633149,0]
[null,11,18,2412.9006460893484,null,218,4,13,1165.7064963384296,1,0.71971431966558386,0.71971431966558386,6.9505219493962318E+19,0,false,0,2.3019155217573813E-17,2.3019155217573813E-17,2.1933632000367156E+16,0,false,0,7.4671187884188403E-14,7.4671187884188403E-14,6941456533507.0107,0,false,0,2.1529724535777692E-10,2.1529724535777692E-10,2405923499.2575512,0,false,0,6.8060581348908721E-7,6.8060581348908721E-7,761070.05209998786,0,false,0,2.1522645593772659E-3,2.1522645593772659E-3,240.67148235789773,0,true,0.71971431966558386,6.8060581348908764,0]
[null,11,19,2661.2092475713175,null,219,16,10,1175.7472317109014,1,0.30234248181869938,0.30234248181869938,3.2259910511902085E+19,0,false,0,8.7522900631601417E-18,8.7522900631601417E-18,1.0180199568958862E+16,0,false,0,2.8391306698527434E-14,2.8391306698527434E-14,3221783460631.2397,0,false,0,8.1859821672866873E-11,8.1859821672866873E-11,1116676953.8980012,0,false,0,2.5877837140530041E-7,2.5877837140530041E-7,353240.40342274884,0,false,0,8.1832906282973893E-4,8.1832906282973893E-4,111.70442364126254,0,true,0.30234248181869938,2.5877837140530091,0]
[null,11,20,2922.9399356198787,null,220,18,9,1182.2831805389146,1,0.40922406706581854,0.40922406706581854,4.6571163443515957E+19,0,false,0,1.1106871827871278E-17,1.1106871827871278E-17,1.4696374865599412E+16,0,false,0,3.6029268025934848E-14,3.6029268025934848E-14,4651042167935.3232,0,false,0,1.0388213148921161E-10,1.0388213148921161E-10,1612061041.3474455,0,false,0,3.2839613201600485E-7,3.2839613201600485E-7,509946.13133180246,0,false,0,1.0384797519599203E-3,1.0384797519599203E-3,161.25912589998472,0,true,0.40922406706581854,3.2839613201600608,0]
[null,12,1,290.57267643525279,null,221,5,13,1183.4478484104268,1,0.90693737607896929,0.90693737607896929,1.0440107514785453E+20,0,false,0,2.4335268498785026E-17,2.4335268498785026E-17,3.2945651843234844E+16,0,false,0,7.8940490609214434E-14,7.8940490609214434E-14,10426490707696.895,0,false,0,2.2760680065401898E-10,2.2760680065401898E-10,3613843706.6268821,0,false,0,7.1951924632082611E-7,7.1951924632082611E-7,1143173.5958905064,0,false,0,2.275319638701537E-3,2.275319638701537E-3,361.50323239789043,0,true,0.90693737607896929,7.1951924632082633,0]
[null,12,2,310.7058062851421,null,222,14,11,1198.4034601801452,1,0.32013292272698712,0.32013292272698712,4.2645133761293402E+19,0,false,0,7.4229701061090815E-18,7.4229701061090815E-18,1.3457445028396578E+16,0,false,0,2.4079163210508368E-14,2.4079163210508368E-14,4258951263297.9263,0,false,0,6.9426744861528338E-11,6.9426744861528338E-11,1476161505.4562855,0,false,0,2.1947445767760168E-7,2.1947445767760168E-7,466956.78986148449,0,false,0,6.9403917449145115E-4,6.9403917449145115E-4,147.66470248429081,0,true,0.32013292272698712,2.1947445767760216,0]
[null,12,3,344.26102270162443,null,223,11,12,1204.9128550959863,1,0.70613274628171785,0.70613274628171785,1.0017939165685206E+20,0,false,0,1.5373785845865646E-17,1.5373785845865646E-17,3.161342308706616E+16,0,false,0,4.9870589973322972E-14,4.9870589973322972E-14,10004872983670.344,0,false,0,1.4379040898982725E-10,1.4379040898982725E-10,3467710112.7561097,0,false,0,4.5455569168950526E-7,4.5455569168950526E-7,1096946.8966895158,0,false,0,1.4374313091321119E-3,1.4374313091321119E-3,346.88506657922892,0,true,0.70613274628171785,4.5455569168950669,0]
[null,12,4,391.23832568469965,null,224,6,13,1205.1317231650901,1,0.25862705082663812,0.25862705082663812,3.67691096328308E+19,0,false,0,5.6188998931435806E-18,5.6188998931435806E-18,1.1603159094227518E+16,0,false,0,1.8226990767369807E-14,1.8226990767369807E-14,3672115247606.9536,0,false,0,5.2553347744549601E-11,5.2553347744549601E-11,1272762902.6491756,0,false,0,1.6613363507654401E-7,1.6613363507654401E-7,402615.34871290007,0,false,0,5.2536068280512158E-4,5.2536068280512158E-4,127.31815228757043,0,true,0.25862705082663812,1.6613363507654442,0]
[null,12,5,451.63771523436776,null,225,20,8,1218.0113066641852,1,0.4615596573297035,0.4615596573297035,7.4253237317839995E+19,0,false,0,8.8618991798168061E-18,8.8618991798168061E-18,2.3431955096651344E+16,0,false,0,2.8746864618282836E-14,2.8746864618282836E-14,7415639042169.2305,0,false,0,8.2884991391703283E-11,8.2884991391703283E-11,2570276158.5330653,0,false,0,2.620191767825074E-7,2.620191767825074E-7,813060.0206073767,0,false,0,8.2857738927503315E-4,8.2857738927503315E-4,257.11215395427467,0,true,0.4615596573297035,2.6201917678250792,0]
[null,12,6,525.45919135062877,null,226,7,13,1230.7581206024195,1,0.62794838518963114,0.62794838518963114,1.1401987583968641E+20,0,false,0,1.0682031281226868E-17,1.0682031281226868E-17,3.598103877094382E+16,0,false,0,3.4651139767992605E-14,3.4651139767992605E-14,11387116217448.943,0,false,0,9.9908614713974479E-11,9.9908614713974479E-11,3946798537.7552605,0,false,0,3.1583490015849297E-7,3.1583490015849297E-7,1248497.788763646,0,false,0,9.9875764907271319E-4,9.9875764907271319E-4,394.80966661768969,0,true,0.62794838518963114,3.1583490015849347,0]
[null,12,7,612.70275403348262,null,227,17,10,1240.7988559748912,1,0.95829295252101598,0.95829295252101598,1.912414023377283E+20,0,false,0,1.4832050044910652E-17,1.4832050044910652E-17,6.0349691327487424E+16,0,false,0,4.8113268499343653E-14,4.8113268499343653E-14,19099197030081.773,0,false,0,1.3872357553938609E-10,1.3872357553938609E-10,6619822040.2033777,0,false,0,4.3853822571301071E-7,4.3853822571301071E-7,2094060.0590937289,0,false,0,1.386779634302135E-3,1.386779634302135E-3,662.19993439229734,0,true,0.95829295252101598,4.3853822571301162,0]
[null,12,8,713.36840328292953,null,228,12,12,1250.2518659466461,1,0.3709515021532212,0.3709515021532212,8.0858186852160782E+19,0,false,0,5.2565013808451284E-18,5.2565013808451284E-18,2.5516266656582056E+16,0,false,0,1.7051416462187162E-14,1.7051416462187162E-14,8075272526277.1377,0,false,0,4.9163848838870968E-11,4.9163848838870968E-11,2798906517.6877499,0,false,0,1.5541862264716353E-7,1.5541862264716353E-7,885383.06803893566,0,false,0,4.9147683837126479E-4,4.9147683837126479E-4,279.98270967508631,0,true,0.3709515021532212,1.5541862264716377,0]
[null,12,9,827.45613909896929,null,229,19,9,1255.2198501682369,1,9.4731477378920334E-2,9.4731477378920334E-2,2.1623489262127636E+19,0,false,0,1.2818858659450632E-18,1.2818858659450632E-18,6823684026788724,0,false,0,4.1582733787290463E-15,4.1582733787290463E-15,2159528621139.7932,0,false,0,1.198942763939224E-11,1.198942763939224E-11,748497182.37657261,0,false,0,3.7901433147539096E-8,3.7901433147539096E-8,236773.44261520548,0,false,0,1.1985485533082843E-4,1.1985485533082843E-4,74.874336810322319,0,true,9.4731477378920334E-2,0.37901433147539187,0]
[null,12,10,954.96596148160188,null,230,15,11,1255.5700390788031,1,0.20560751601916319,0.20560751601916319,4.7084609838885347E+19,0,false,0,2.7732275749969069E-18,2.7732275749969069E-18,1.4858402183402658E+16,0,false,0,8.9959946549259769E-15,8.9959946549259769E-15,4702319839766.1221,0,false,0,2.5937887468226211E-11,2.5937887468226211E-11,1629833990.7348449,0,false,0,8.1995833115115898E-8,8.1995833115115898E-8,515568.27996637754,0,false,0,2.5929359128682615E-4,2.5929359128682615E-4,163.03700540291089,0,true,0.20560751601916319,0.81995833115116046,0]
[null,12,11,1095.8978704308274,null,231,8,13,1260.3270407224149,1,0.93601437653247588,0.93601437653247588,2.2398412532567343E+20,0,false,0,1.2081874287569374E-17,1.2081874287569374E-17,7.0682251125675464E+16,0,false,0,3.9192050985062974E-14,3.9192050985062974E-14,22369198766127.301,0,false,0,1.1300129080700435E-10,1.1300129080700435E-10,7753211550.2274704,0,false,0,3.5722396413949235E-7,3.5722396413949235E-7,2452587.175068018,0,false,0,1.1296413614751092E-3,1.1296413614751092E-3,775.57616333330782,0,true,0.93601437653247588,3.5722396413949351,0]
[null,12,12,1250.2518659466461,null,232,9,13,1293.8384835250765,1,0.38175924412464424,0.38175924412464424,1.2394588887777486E+20,0,false,0,3.6318968961132594E-18,3.6318968961132594E-18,3.9113372123652512E+16,0,false,0,1.1781407829364071E-14,1.1781407829364071E-14,12378422892782.955,0,false,0,3.3968987556922912E-11,3.3968987556922912E-11,4290387525.6923203,0,false,0,1.0738405115755507E-7,1.0738405115755507E-7,1357185.9033404174,0,false,0,3.3957818603391494E-4,3.3957818603391494E-4,429.17986628288344,0,true,0.38175924412464424,1.0738405115755525,0]
[null,12,13,1418.0279480290574,null,233,13,12,1299.5333994799716,1,0.30597589910031869,0.30597589910031869,1.0454576058783556E+20,0,false,0,2.7660149682631603E-18,2.7660149682631603E-18,3.2991309956674776E+16,0,false,0,8.9725978835214762E-15,8.9725978835214762E-15,10440940380684.93,0,false,0,2.5870428243639334E-11,2.5870428243639334E-11,3618851993.811379,0,false,0,8.1782578457115071E-8,8.1782578457115071E-8,1144757.8762675142,0,false,0,2.5861922084590284E-4,2.5861922084590284E-4,362.00422584225566,0,true,0.30597589910031869,0.81782578457115196,0]
[null,12,14,1599.2261166780618,null,234,18,10,1309.7930029215474,1,0.73139773578681666,0.73139773578681666,2.7382980948187516E+20,0,false,0,6.0341070699978512E-18,6.0341070699978512E-18,8.6411960362599584E+16,0,false,0,1.957386960895637E-14,1.957386960895637E-14,27347265916656.078,0,false,0,5.6436763994389099E-11,5.6436763994389099E-11,9478620141.4252892,0,false,0,1.7841003773764758E-7,1.7841003773764758E-7,2998388.7380861198,0,false,0,5.6418207668756156E-4,5.6418207668756156E-4,948.17377229501744,0,true,0.73139773578681666,1.7841003773764801,0]
[null,12,15,1793.8463718936591,null,235,16,11,1316.6791406601271,1,9.8337742253384985E-2,9.8337742253384985E-2,3.9131348606884323E+19,0,false,0,7.6331212987577377E-19,7.6331212987577377E-19,1.2348606425104974E+16,0,false,0,2.4760866732728326E-15,2.4760866732728326E-15,3908031043277.147,0,false,0,7.1392280627642896E-12,7.1392280627642896E-12,1354531815.8317561,0,false,0,2.2568798385075548E-8,2.2568798385075548E-8,428481.45419598545,0,false,0,7.1368806949968758E-5,7.1368806949968758E-5,135.49773304004225,0,true,9.8337742253384985E-2,0.22568798385075611,0]
[null,12,16,2001.888713675849,null,236,1,14,1317.3357448674385,1,0.11111812521770814,0.11111812521770814,4.4474074725337719E+19,0,false,0,8.5753015828417802E-19,8.5753015828417802E-19,1.4034600504601198E+16,0,false,0,2.7817178762802555E-15,2.7817178762802555E-15,4441606814876.5488,0,false,0,8.0204455439290328E-12,8.0204455439290328E-12,1539470305.5174155,0,false,0,2.5354536491628056E-8,2.5354536491628056E-8,486983.37498598354,0,false,0,8.0178084331399317E-5,8.0178084331399317E-5,153.9976647591572,0,true,0.11111812521770814,0.25354536491628077,0]
[null,12,17,2223.3531420246322,null,237,2,14,1323.2495288914374,1,0.11986655504486916,0.11986655504486916,5.0540231383443227E+19,0,false,0,8.781027458676151E-19,8.781027458676151E-19,1.5948886205216996E+16,0,false,0,2.8484527124715792E-15,2.8484527124715792E-15,5047431284955.9316,0,false,0,8.2128601392838104E-12,8.2128601392838104E-12,1749450346.7311802,0,false,0,2.5962804804494522E-8,2.5962804804494522E-8,553406.73423070798,0,false,0,8.2101597628565253E-5,8.2101597628565253E-5,175.00257526445085,0,true,0.11986655504486916,0.25962804804494544,0]
[null,12,18,2458.239656940008,null,238,10,13,1331.2924490104042,1,0.52419888414454407,0.52419888414454407,2.371557441507522E+20,0,false,0,3.578862798747187E-18,3.578862798747187E-18,7.4838794220736752E+16,0,false,0,1.1609372017829728E-14,1.1609372017829728E-14,23684642702796.672,0,false,0,3.3472961748632968E-11,3.3472961748632968E-11,8209147197.7261553,0,false,0,1.0581599556909723E-7,1.0581599556909723E-7,2596814.1079290085,0,false,0,3.3461955887663245E-4,3.3461955887663245E-4,821.18472411139794,0,true,0.52419888414454407,1.0581599556909731,0]
[null,12,19,2706.5482584219772,null,239,20,9,1332.0990424802249,1,0.51141383876575131,0.51141383876575131,2.330067046078152E+20,0,false,0,3.4670734882518694E-18,3.4670734882518694E-18,7.3529489579267456E+16,0,false,0,1.1246741828818019E-14,1.1246741828818019E-14,23270279898783.242,0,false,0,3.2427400763331681E-11,3.2427400763331681E-11,8065528174.4589043,0,false,0,1.0251072854735321E-7,1.0251072854735321E-7,2551382.8473114958,0,false,0,3.2416738681288043E-4,3.2416738681288043E-4,806.8180980589924,0,true,0.51141383876575131,1.0251072854735352,0]
[null,12,20,2968.2789464705384,null,240,3,14,1333.1058355981027,1,1.8185631394223228E-2,1.8185631394223228E-2,8.3587092308923126E+18,0,false,0,1.2220924567853902E-19,1.2220924567853902E-19,2637742224300020.5,0,false,0,3.9643112264520983E-16,3.9643112264520983E-16,834780714669.97913,0,false,0,1.1430182256103849E-12,1.1430182256103849E-12,289336759.2891624,0,false,0,3.6133525442075972E-9,3.6133525442075972E-9,91526.41076684148,0,false,0,1.1426424028860275E-5,1.1426424028860275E-5,28.943192408337811,0,true,1.8185631394223228E-2,3.6133525442076021E-2,0]
[null,13,1,339.85420996857852,null,241,4,14,1346.9046649874338,1,0.10024915255296701,0.10024915255296701,5.1938452805921686E+19,0,false,0,5.9766651555762992E-19,5.9766651555762992E-19,1.6390120322006396E+16,0,false,0,1.9387535404088389E-15,1.9387535404088389E-15,5187071060198.9336,0,false,0,5.5899512048079997E-12,5.5899512048079997E-12,1797849787.8378599,0,false,0,1.7671165651888844E-8,1.7671165651888844E-8,568717.01536643319,0,false,0,5.5881132370102993E-5,5.5881132370102993E-5,179.84411126509048,0,true,0.10024915255296701,0.1767116565188889,0]
[null,13,2,359.98733981846789,null,242,14,12,1352.7574556959635,1,0.70101715867913639,0.70101715867913639,3.8197156457114128E+20,0,false,0,3.9738619529698802E-18,3.9738619529698802E-18,1.2053805157230912E+17,0,false,0,1.2890698625182521E-14,1.2890698625182521E-14,38147336729676.187,0,false,0,3.7167373164647007E-11,3.7167373164647007E-11,13221947501.794529,0,false,0,1.1749490898473851E-7,1.1749490898473851E-7,4182522.1280557867,0,false,0,3.7155152586595567E-4,3.7155152586595567E-4,1322.6296288710721,0,true,0.70101715867913639,1.1749490898473864,0]
[null,13,3,393.54255623495021,null,243,5,14,1364.6460170594312,1,0.12632748979174702,0.12632748979174702,7.6204878746735608E+19,0,false,0,6.4684387462237517E-19,6.4684387462237517E-19,2.4047830928850872E+16,0,false,0,2.0982785874257028E-15,2.0982785874257028E-15,7610548636675.8398,0,false,0,6.0499050927997866E-12,6.0499050927997866E-12,2637832235.7613349,0,false,0,1.9125189318489508E-8,1.9125189318489508E-8,834430.15445895435,0,false,0,6.0479158928350367E-5,6.0479158928350367E-5,263.86998364163981,0,true,0.12632748979174702,0.19125189318489524,0]
[null,13,4,440.51985921802537,null,244,11,13,1372.6889371783975,1,0.9472287773593322,0.9472287773593322,6.11804503523579E+20,0,false,0,4.5298478092154892E-18,4.5298478092154892E-18,1.9306600186506982E+17,0,false,0,1.4694245451304671E-14,1.4694245451304671E-14,61100654010331.562,0,false,0,4.2367486816783813E-11,4.2367486816783813E-11,21177615763.18504,0,false,0,1.3393370538720521E-7,1.3393370538720521E-7,6699152.7940163268,0,false,0,4.2353556448953395E-4,4.2353556448953395E-4,2118.4581222572328,0,true,0.9472287773593322,1.3393370538720566,0]
[null,13,5,500.91924876769349,null,245,17,11,1381.730764924117,1,0.31168747706700406,0.31168747706700406,2.1728433421258339E+20,0,false,0,1.3810099410985127E-18,1.3810099410985127E-18,6.8568010586277616E+16,0,false,0,4.479819168297297E-15,4.479819168297297E-15,21700093494124.871,0,false,0,1.2916531181093118E-11,1.2916531181093118E-11,7521298249.3781681,0,false,0,4.0832228008102139E-8,4.0832228008102139E-8,2379225.6288615251,0,false,0,1.2912284244492281E-4,1.2912284244492281E-4,752.37720546488833,0,true,0.31168747706700406,0.40832228008102123,0]
[null,13,6,574.7407248839545,null,246,19,10,1382.7296725508697,1,0.16931161590635024,0.16931161590635024,1.1902684762424618E+20,0,false,0,7.4390091153267796E-19,7.4390091153267796E-19,3.7561079483832936E+16,0,false,0,2.4131191699801513E-15,2.4131191699801513E-15,11887160347372.648,0,false,0,6.9576757078319571E-12,6.9576757078319571E-12,4120114889.5960917,0,false,0,2.1994868198396895E-8,2.1994868198396895E-8,1303323.258054751,0,false,0,6.9553880342138343E-5,6.9553880342138343E-5,412.14700229244016,0,true,0.16931161590635024,0.21994868198396902,0]
[null,13,7,661.98428756680835,null,247,6,14,1386.3298918140945,1,3.6024214002982009E-2,3.6024214002982009E-2,2.610254388276088E+19,0,false,0,1.5356516350774158E-19,1.5356516350774158E-19,8237130908530418,0,false,0,4.9814569945634488E-16,4.9814569945634488E-16,2606849889768.1196,0,false,0,1.4362888808748315E-12,1.4362888808748315E-12,903539679.10842872,0,false,0,4.540450856900996E-9,4.540450856900996E-9,285818.31087549689,0,false,0,1.4358166311870421E-5,1.4358166311870421E-5,90.383685934864303,0,true,3.6024214002982009E-2,4.5404508569010078E-2,0]
[null,13,8,762.64993681625526,null,248,15,12,1409.9240345946214,1,0.45023297027700016,0.45023297027700016,3.9695339755443316E+20,0,false,0,1.5773264269945292E-18,1.5773264269945292E-18,1.2526584056051552E+17,0,false,0,5.1166446757734988E-15,5.1166446757734988E-15,39643565979837.836,0,false,0,1.4752671483907562E-11,1.4752671483907562E-11,13740543720.88262,0,false,0,4.6636704337562066E-8,4.6636704337562066E-8,4346570.5907778721,0,false,0,1.4747820827055007E-4,1.4747820827055007E-4,1374.5063077561758,0,true,0.45023297027700016,0.4663670433756209,0]
[null,13,9,876.73767263229502,null,249,7,14,1411.9562892514236,1,8.7467057056076103E-2,8.7467057056076103E-2,7.8418714634153443E+19,0,false,0,3.0133933290155126E-19,3.0133933290155126E-19,2.4746446975492816E+16,0,false,0,9.7750615655996345E-16,9.7750615655996345E-16,7831643479577.1162,0,false,0,2.8184148235867505E-12,2.8184148235867505E-12,2714464175.4029541,0,false,0,8.9096797804787432E-9,8.9096797804787432E-9,858671.2719814257,0,false,0,2.8174881329061853E-5,2.8174881329061853E-5,271.53569808152281,0,true,8.7467057056076103E-2,8.9096797804787645E-2,0]
[null,13,10,1004.2474950149277,null,250,12,13,1418.0279480290574,1,0.49760606584872763,0.49760606584872763,4.689513184897024E+20,0,false,0,1.6309103303085374E-18,1.6309103303085374E-18,1.4798608968832227E+17,0,false,0,5.2904639873038656E-15,5.2904639873038656E-15,46833967539802.391,0,false,0,1.5253839605412772E-11,1.5253839605412772E-11,16232752092.239393,0,false,0,4.8221016001489703E-8,4.8221016001489703E-8,5134935.2896629237,0,false,0,1.5248824165213235E-4,1.5248824165213235E-4,1623.8091152911247,0,false,0,0.48221016001489631,0.48221016001489631]
[null,13,11,1145.1794039641534,null,251,8,14,1441.5252093714191,1,0.13037763104168174,0.13037763104168174,1.4874094299368774E+20,0,false,0,3.5298979826028175E-19,3.5298979826028175E-19,4.693790093410912E+16,0,false,0,1.1450536432793244E-15,1.1450536432793244E-15,14854694338936.777,0,false,0,3.3014995766141927E-12,3.3014995766141927E-12,5148668440.3798389,0,false,0,1.0436825614472327E-8,1.0436825614472327E-8,1628687.4289122925,0,false,0,3.3004140483718975E-5,3.3004140483718975E-5,515.03618718464156,0,false,0,0.10436825614472335,0.10436825614472335]
[null,13,12,1299.5333994799716,null,252,18,11,1450.724911870773,1,0.23788916990382711,0.23788916990382711,2.922300087716055E+20,0,false,0,5.9815129030651644E-19,5.9815129030651644E-19,9.2218476806869952E+16,0,false,0,1.9403260875337649E-15,1.9403260875337649E-15,29184885947316.242,0,false,0,5.594485283798639E-12,5.594485283798639E-12,10115543126.267126,0,false,0,1.768549895427151E-8,1.768549895427151E-8,3199867.7167015215,0,false,0,5.5926458252023844E-5,5.5926458252023844E-5,1011.8870196019219,0,false,0,0.17685498954271492,0.17685498954271492]
[null,13,13,1467.3094815623831,null,253,20,10,1459.6088648628577,1,0.91403940732340616,0.91403940732340616,1.2054313844360736E+21,0,false,0,2.1407889717086767E-18,2.1407889717086767E-18,3.8039572539168307E+17,0,false,0,6.9444449205857462E-15,6.9444449205857462E-15,120385916627671.91,0,false,0,2.0022714306618303E-11,2.0022714306618303E-11,41726013034.305153,0,false,0,6.3296563484913542E-8,6.3296563484913542E-8,13199263.785296237,0,false,0,2.0016130867377247E-4,2.0016130867377247E-4,4173.9736998911649,0,false,0,0.63296563484913804,0.63296563484913804]
[null,13,14,1648.5076502113873,null,254,13,13,1467.3094815623831,1,0.4104457388959375,0.4104457388959375,5.7544409489166624E+20,0,false,0,9.0426324382377773E-19,9.0426324382377773E-19,1.8159181578060304E+17,0,false,0,2.9333140133996615E-15,2.9333140133996615E-15,57469355556826.023,0,false,0,8.4575382386281468E-12,8.4575382386281468E-12,19919000047.602203,0,false,0,2.6736290487372307E-8,2.6736290487372307E-8,6301012.6501056226,0,false,0,8.4547574123989956E-5,8.4547574123989956E-5,1992.5551539867363,0,false,0,0.26736290487372355,0.26736290487372355]
[null,13,15,1843.1279054269846,null,255,16,12,1471.0331361759454,1,0.21533694216192487,0.21533694216192487,3.1093088231273352E+20,0,false,0,4.6063797395733158E-19,4.6063797395733158E-19,9.811987646178552E+16,0,false,0,1.4942505220043968E-15,1.4942505220043968E-15,31052534186822.102,0,false,0,4.3083286924659797E-12,4.3083286924659797E-12,10762873951.733507,0,false,0,1.3619651982269382E-8,1.3619651982269382E-8,3404639.026020234,0,false,0,4.3069121202798466E-5,4.3069121202798466E-5,1076.6413932921212,0,false,0,0.13619651982269398,0.13619651982269398]
[null,13,16,2051.1702472091747,null,256,9,14,1475.0366521740807,1,5.3175322009070929E-2,5.3175322009070929E-2,7.9246328679690387E+19,0,false,0,1.1021167906404166E-19,1.1021167906404166E-19,2.5007615590530524E+16,0,false,0,3.5751255494120127E-16,3.5751255494120127E-16,7914296940215.6162,0,false,0,1.030805461124323E-12,1.030805461124323E-12,2743112039.4766335,0,false,0,3.2586212993652403E-9,3.2586212993652403E-9,867733.50168649084,0,false,0,1.0304665337931523E-5,1.0304665337931523E-5,274.40142673628748,0,false,0,3.2586212993652372E-2,3.2586212993652372E-2]
[null,13,17,{"$f":"3.1416/2*SQRT($H$2/$I$2)*(B266^2/$C$2^2+C266^2/$D$2^2)","v":2272.634675557958},null,257,1,15,1511.9560000830359,1,{"$f":"ABS(SIN(G266*3.1416*$J$2/$C$2)*SIN(H266*3.1416*$K$2/$D$2))*(1/F266^$M$2)+(1-1/F266^$M$2)","v":0.69943231344013757},{"$f":"$J266*$K266","v":0.69943231344013757},{"$f":"10^(LOG10($I266/22.27)/LOG10(2)*70/20)*$L266","v":1.3894516819953079E+21},{"$f":"IF($I266<22.27,M266,0)","v":0},{"$f":"AND($I266>22.27,$I266<44.45)","v":false},{"$f":"IF($O266=TRUE,$L266,0)","v":0},{"$f":"10^(LOG10(44.45/$I266)/LOG10(2)*70/20)*$L266","v":1.0875129812701874E-18},{"$f":"IF($I266>44.45,Q266,0)","v":1.0875129812701874E-18},{"$f":"10^(LOG10($I266/44.548)/LOG10(2)*70/20)*$L266","v":4.3846666620229261E+17},{"$f":"IF($I266<44.528,S266,0)","v":0},{"$f":"AND($I266>44.548,$I266<89.095)","v":false},{"$f":"IF($U266=TRUE,$L266,0)","v":0},{"$f":"10^(LOG10(89.095/$I266)/LOG10(2)*70/20)*$L266","v":3.5277526643950463E-15},{"$f":"IF($I266>89.095,W266,0)","v":3.5277526643950463E-15},{"$f":"10^(LOG10($I266/89.09)/LOG10(2)*70/20)*$L266","v":138763945013029.09},{"$f":"IF($I266<89.09,Y266,0)","v":0},{"$f":"AND($I266>89.09,$I266<176.78)","v":false},{"$f":"IF($AA266=TRUE,$L266,0)","v":0},{"$f":"10^(LOG10(176.78/$I266)/LOG10(2)*70/20)*$L266","v":1.0171465761677629E-11},{"$f":"IF($I266>176.78,AC266,0)","v":1.0171465761677629E-11},{"$f":"10^(LOG10($I266/176.78)/LOG10(2)*70/20)*$L266","v":48095876498.682304},{"$f":"IF($I266<176.78,AE266,0)","v":0},{"$f":"AND($I266>176.78,$I266<353.55)","v":false},{"$f":"IF($AG266=TRUE,$L266,0)","v":0},{"$f":"10^(LOG10(353.55/$I266)/LOG10(2)*70/20)*$L266","v":3.2154423144610445E-8},{"$f":"IF($I266>353.55,AI266,0)","v":3.2154423144610445E-8},{"$f":"10^(LOG10($I266/353.55)/LOG10(2)*70/20)*$L266","v":15214254.004311718},{"$f":"IF($I266<353.55,AK266,0)","v":0},{"$f":"AND($I266>353.55,$I266<707.1)","v":false},{"$f":"IF($AM266=TRUE,$L266,0)","v":0},{"$f":"10^(LOG10(707.1/$I266)/LOG10(2)*70/20)*$L266","v":1.0168121398580257E-4},{"$f":"IF($I266>707.1,AO266,0)","v":1.0168121398580257E-4},{"$f":"10^(LOG10($I266/707.1)/LOG10(2)*70/20)*$L266","v":4811.1695553962318},{"$f":"IF($I266<707.1,AQ266,0)","v":0},{"$f":"AND($I266>707.1,$I266<1414.2)","v":false},{"$f":"IF($AS266=TRUE,$L266,0)","v":0},{"$f":"10^(LOG10(1414.2/$I266)/LOG10(2)*70/20)*$L266","v":0.32154423144610428},{"$f":"IF($I266>1414.2,AU266,0)","v":0.32154423144610428}]
[null,13,18,2507.5211904733342,null,258,10,14,1512.4906176594084,{"$f":"IF(ABS(I267-I266)>0.0001,1,$L$2)","v":1},7.3015768158009045E-2,7.3015768158009045E-2,1.4564632972763962E+20,0,false,0,1.1306294288457733E-19,1.1306294288457733E-19,4.5961339618928328E+16,0,false,0,3.66761689170422E-16,3.66761689170422E-16,14545636636066.662,0,false,0,1.0574732185006218E-12,1.0574732185006218E-12,5041548387.639863,0,false,0,3.3429244249015598E-9,3.3429244249015598E-9,1594801.9524435166,0,false,0,1.0571255228497414E-5,1.0571255228497414E-5,504.32065866050544,0,false,0,3.3429244249015604E-2,3.3429244249015604E-2]
[null,13,19,2755.8297919553029,null,259,2,15,1517.8697841070348,1,0.75449924784882583,0.75449924784882583,1.5684407761054516E+21,0,false,0,1.1210784672720581E-18,1.1210784672720581E-18,4.9494991955899565E+17,0,false,0,3.6366347970354694E-15,3.6366347970354694E-15,156639509262490.06,0,false,0,1.0485402420386144E-11,1.0485402420386144E-11,54291584832.037331,0,false,0,3.3146851610796167E-8,3.3146851610796167E-8,17174153.421528302,0,false,0,1.0481954835373663E-4,1.0481954835373663E-4,5430.9441697203365,0,false,0,0.33146851610796113,0.33146851610796113]
[null,13,20,3017.5604800038645,null,260,14,13,1520.5335377783749,1,0.94036656651330708,0.94036656651330708,1.9950791157136871E+21,0,false,0,1.369054542849939E-18,1.369054542849939E-18,6.2958338171255117E+17,0,false,0,4.4410373893653209E-15,4.4410373893653209E-15,199247697704736.47,0,false,0,1.280471281566036E-11,1.280471281566036E-11,69059672961.546371,0,false,0,4.0478743552497849E-8,4.0478743552497849E-8,21845768.959433489,0,false,0,1.2800502644774836E-4,1.2800502644774836E-4,6908.238714961657,0,false,0,0.40478743552497781,0.40478743552497781]
[null,14,1,393.0782661845704,null,261,19,11,1523.6615815000951,1,5.5069079096489136E-2,5.5069079096489136E-2,1.196596659871918E+20,0,false,0,7.8280637707730335E-20,7.8280637707730335E-20,3.7760776789977664E+16,0,false,0,2.5393235115359019E-16,2.5393235115359019E-16,11950359646532.984,0,false,0,7.3215569833151978E-13,7.3215569833151978E-13,4142019900.2019038,0,false,0,2.3145183480425481E-9,2.3145183480425481E-9,1310252.5089507813,0,false,0,7.3191496660648E-6,7.3191496660648E-6,414.33822382346233,0,false,0,2.3145183480425553E-2,2.3145183480425553E-2]
[null,14,2,413.21139603445977,null,262,3,15,1527.7260908137,1,0.11446933803562867,0.11446933803562867,2.5655533008319175E+20,0,false,0,1.5775524743133569E-19,1.5775524743133569E-19,8.0960685236973152E+16,0,false,0,5.1173779442907554E-16,5.1173779442907554E-16,25622071049883.051,0,false,0,1.4754785695511231E-12,1.4754785695511231E-12,8880663955.8996429,0,false,0,4.6643387863428569E-9,4.6643387863428569E-9,2809236.1962817032,0,false,0,1.4749934343508912E-5,1.4749934343508912E-5,888.3584865638021,0,false,0,4.6643387863428587E-2,4.6643387863428587E-2]
[null,14,3,446.76661245094209,null,263,17,12,1536.0847604399353,1,0.68252358335452235,0.68252358335452235,1.6299011351731823E+21,0,false,0,8.8279644474620794E-19,8.8279644474620794E-19,5.1434485001480646E+17,0,false,0,2.8636784697820759E-15,2.8636784697820759E-15,162777529027170.37,0,false,0,8.2567601186509257E-12,8.2567601186509257E-12,56419035449.852829,0,false,0,2.6101583083425625E-8,2.6101583083425625E-8,17847133.652629014,0,false,0,8.2540453079745616E-5,8.2540453079745616E-5,5643.7592047748294,0,false,0,0.26101583083425561,0.26101583083425561]
[null,14,4,493.74391543401725,null,264,4,15,1541.5249202030311,1,0.63101763599014393,0.63101763599014393,1.5701330333064385E+21,0,false,0,7.8330889308494209E-19,7.8330889308494209E-19,4.9548394199596378E+17,0,false,0,2.5409536090293573E-15,2.5409536090293573E-15,156808514265132.53,0,false,0,7.3262569955950304E-12,7.3262569955950304E-12,54350162322.998032,0,false,0,2.3160041337412114E-8,2.3160041337412114E-8,17192683.343244951,0,false,0,7.3238481329874428E-5,7.3238481329874428E-5,5436.8038454692587,0,false,0,0.23160041337412116,0.23160041337412116]
[null,14,5,554.14330498368531,null,265,11,14,1553.8871058274019,1,0.13193968719168861,0.13193968719168861,3.6024883259736726E+20,0,false,0,1.4925704229776402E-19,1.4925704229776402E-19,1.1368304970878907E+17,0,false,0,4.8417070666198153E-16,4.8417070666198153E-16,35977896781384.766,0,false,0,1.3959951941426949E-12,1.3959951941426949E-12,12470015032.488165,0,false,0,4.4130729269547602E-9,4.4130729269547602E-9,3944661.9950268888,0,false,0,1.3955361929602925E-5,1.3955361929602925E-5,1247.41165037888,0,false,0,4.4130729269547753E-2,4.4130729269547753E-2]
[null,14,6,627.96478109994632,null,266,5,15,1559.2662722750285,1,0.79516755941492467,0.79516755941492467,2.2601406487109781E+21,0,false,0,8.6410865405384846E-19,8.6410865405384846E-19,7.1322835347931302E+17,0,false,0,2.8030576730264817E-15,2.8030576730264817E-15,225719279600322.75,0,false,0,8.0819739538303891E-12,8.0819739538303891E-12,78234779171.271683,0,false,0,2.5549042433420217E-8,2.5549042433420217E-8,24748146.596633278,0,false,0,8.0793166125898896E-5,8.0793166125898896E-5,7826.0511113105349,0,false,0,0.25549042433420294,0.25549042433420294]
[null,14,7,715.20834378280017,null,267,15,13,1577.7001166770331,1,0.60395673222637658,0.60395673222637658,1.9680112201686529E+21,0,false,0,5.7249354784674826E-19,5.7249354784674826E-19,6.2104161658711731E+17,0,false,0,1.8570956609699448E-15,1.8570956609699448E-15,196544438557475.09,0,false,0,5.3545094366628185E-12,5.3545094366628185E-12,68122717630.11422,0,false,0,1.692687820932809E-8,1.692687820932809E-8,21549380.215930849,0,false,0,5.3527488817748897E-5,5.3527488817748897E-5,6814.5123647312412,0,false,0,0.16926878209328047,0.16926878209328047]
[null,14,8,815.87399303224709,null,268,6,15,1580.9501470296918,1,0.22675417975782144,0.22675417975782144,7.5677726197055934E+20,0,false,0,2.09859696632246E-19,2.09859696632246E-19,2.3881478385590288E+17,0,false,0,6.8075794652019424E-16,6.8075794652019424E-16,75579021370782.203,0,false,0,1.9628094154405554E-12,1.9628094154405554E-12,26195848477.780857,0,false,0,6.2049075300521444E-9,6.2049075300521444E-9,8286579.2582102334,0,false,0,1.9621640465694494E-5,1.9621640465694494E-5,2620.4464467452731,0,false,0,6.204907530052161E-2,6.204907530052161E-2]
[null,14,9,929.96172884828684,null,269,12,14,1599.2261166780618,1,6.931164914118948E-2,6.931164914118948E-2,2.6439681865504005E+20,0,false,0,5.6123242260159211E-20,5.6123242260159211E-20,8.3435209106147376E+16,0,false,0,1.8205660146375258E-16,1.8205660146375258E-16,26405197158623.594,0,false,0,5.2491845790824456E-13,5.2491845790824456E-13,9152097119.6466141,0,false,0,1.6593921276901885E-9,1.6593921276901885E-9,2895099.1308838413,0,false,0,5.2474586548539408E-6,5.2474586548539408E-6,915.51073055668917,0,false,0,1.6593921276901839E-2,1.6593921276901839E-2]
[null,14,10,1057.4715512309194,null,270,20,11,1600.5407738120832,1,0.29729388707176602,0.29729388707176602,1.1449465038174245E+21,0,false,0,2.3843679564955628E-19,2.3843679564955628E-19,3.6130862484391245E+17,0,false,0,7.7345839142086219E-16,7.7345839142086219E-16,114345317478348.44,0,false,0,2.2300898886199547E-12,2.2300898886199547E-12,39632328607.585587,0,false,0,7.0498446939053982E-9,7.0498446939053982E-9,12536964.873374838,0,false,0,2.2293566383193551E-5,2.2293566383193551E-5,3964.5363945389081,0,false,0,7.0498446939053827E-2,7.0498446939053827E-2]
[null,14,11,1198.4034601801452,null,271,18,12,1605.0789073865917,1,0.52092233609080463,0.52092233609080463,2.0733325818814642E+21,0,false,0,4.0426253936434131E-19,4.0426253936434131E-19,6.5427768153884941E+17,0,false,0,1.3113758409504129E-15,1.3113758409504129E-15,207062837890671.28,0,false,0,3.7810514896756793E-12,3.7810514896756793E-12,71768417060.50853,0,false,0,1.1952803300842999E-8,1.1952803300842999E-8,22702630.789478727,0,false,0,3.7798082854642763E-5,3.7798082854642763E-5,7179.2022172619236,0,false,0,0.11952803300843011,0.11952803300843011]
[null,14,12,1352.7574556959635,null,272,7,15,1606.576544467021,1,0.55056081936830958,0.55056081936830958,2.2151876853818972E+21,0,false,0,4.2265556155296695E-19,4.2265556155296695E-19,6.9904263099452378E+17,0,false,0,1.3710404464766806E-15,1.3710404464766806E-15,221229846385479.72,0,false,0,3.9530806963770511E-12,3.9530806963770511E-12,76678732134.486282,0,false,0,1.2496628550331406E-8,1.2496628550331406E-8,24255919.474814337,0,false,0,3.9517809292135518E-5,3.9517809292135518E-5,7670.3952282048213,0,false,0,0.12496628550331468,0.12496628550331468]
[null,14,13,1520.5335377783749,null,273,8,15,1636.1454645870167,1,0.82066114706006366,0.82066114706006366,4.0818651387827947E+21,0,false,0,5.0963072965178832E-19,5.0963072965178832E-19,1.2881065405018299E+18,0,false,0,1.6531767393588659E-15,1.6531767393588659E-15,407654125010844.94,0,false,0,4.7665559924604272E-12,4.7665559924604272E-12,141293780951.95654,0,false,0,1.5068217493441461E-8,1.5068217493441461E-8,44695712.587575667,0,false,0,4.7649887558068406E-5,4.7649887558068406E-5,14134.025342099689,0,false,0,0.15068217493441491,0.15068217493441491]
[null,14,14,1701.7317064273791,null,274,16,13,1638.8092182583569,1,0.28885977816267472,0.28885977816267472,1.4641850895254904E+21,0,false,0,1.7602107950105577E-19,1.7602107950105577E-19,4.6205014771396019E+17,0,false,0,5.7098981151864704E-16,5.7098981151864704E-16,146227538448865.19,0,false,0,1.6463181721172582E-12,1.6463181721172582E-12,50682773751.370995,0,false,0,5.2044034141436141E-9,5.2044034141436141E-9,16032571.805143148,0,false,0,1.6457768651050427E-5,1.6457768651050427E-5,5069.9443654449506,0,false,0,5.2044034141436261E-2,5.2044034141436261E-2]
[null,14,15,1896.3519616429767,null,275,13,14,1648.5076502113873,1,5.7171069643873466E-2,5.7171069643873466E-2,3.1036987830748368E+20,0,false,0,3.2528166386904126E-20,3.2528166386904126E-20,9.7942841478063104E+16,0,false,0,1.0551720082022361E-16,1.0551720082022361E-16,30996506956839.484,0,false,0,3.0423464951021761E-13,3.0423464951021761E-13,10743454795.456682,0,false,0,9.6175810692502871E-10,9.6175810692502871E-10,3398496.1298375824,0,false,0,3.0413461760148508E-6,3.0413461760148508E-6,1074.6988389554081,0,false,0,9.6175810692502792E-3,9.6175810692502792E-3]
[null,14,16,2104.3943034251665,null,276,9,15,1669.6569073896781,1,0.3347117170835926,0.3347117170835926,2.1073807096892524E+21,0,false,0,1.6420460953263886E-19,1.6420460953263886E-19,6.6502218549229709E+17,0,false,0,5.3265869811332141E-16,5.3265869811332141E-16,210463209847568.53,0,false,0,1.5357991973761281E-12,1.5357991973761281E-12,72946993164.50386,0,false,0,4.855026641650944E-9,4.855026641650944E-9,23075451.860950172,0,false,0,1.5352942288415123E-5,1.5352942288415123E-5,7297.0985918173565,0,false,0,4.8550266416509481E-2,4.8550266416509481E-2]
[null,14,17,2325.8587317739498,null,277,19,12,1678.0155770159135,1,0.12058856374550288,0.12058856374550288,8.0462535300176688E+20,0,false,0,5.5821955442336405E-20,5.5821955442336405E-20,2.5391411636990912E+17,0,false,0,1.8107926565937815E-16,1.8107926565937815E-16,80357589750574.531,0,false,0,5.2210053425610922E-13,5.2210053425610922E-13,27852110373.5742,0,false,0,1.6504840006195212E-9,1.6504840006195212E-9,8810507.5243049413,0,false,0,5.2192886836244749E-6,5.2192886836244749E-6,2786.127111885482,0,false,0,1.6504840006195291E-2,1.6504840006195291E-2]
[null,14,18,2560.7452466893255,null,278,14,14,1701.7317064273791,1,0.13098384846074124,0.13098384846074124,1.028896192803754E+21,0,false,0,5.150512502994852E-20,5.150512502994852E-20,3.2468684544613786E+17,0,false,0,1.6707602132912874E-16,1.6707602132912874E-16,102755422568782.2,0,false,0,4.8172539069939685E-13,4.8172539069939685E-13,35615246546.745842,0,false,0,1.5228485662715754E-9,1.5228485662715754E-9,11266234.172969494,0,false,0,4.8156700009400761E-6,4.8156700009400761E-6,3562.6960639406811,0,false,0,1.5228485662715818E-2,1.5228485662715818E-2]
[null,14,19,2809.0538481712947,null,279,17,13,1703.8608425223467,1,0.91555870023606745,0.91555870023606745,7.297157154354788E+21,0,false,0,3.548176389379798E-19,3.548176389379798E-19,2.3027502227565294E+18,0,false,0,1.1509829240620766E-15,1.1509829240620766E-15,728763962964289.37,0,false,0,3.3185952979445989E-12,3.3185952979445989E-12,252591129173.57935,0,false,0,1.0490869256804752E-8,1.0490869256804752E-8,79902600.352610424,0,false,0,3.3175041486540806E-5,3.3175041486540806E-5,25267.420808442283,0,false,0,0.10490869256804748,0.10490869256804748]
[null,14,20,3070.7845362198564,null,280,10,15,1707.1108728750057,1,0.45959727578472848,0.45959727578472848,3.7451336474082604E+21,0,false,0,1.742104026169468E-19,1.742104026169468E-19,1.1818448141377441E+18,0,false,0,5.6511620788146256E-16,5.6511620788146256E-16,374024895035649.12,0,false,0,1.6293829830672192E-12,1.6293829830672192E-12,129637818796.36189,0,false,0,5.1508672525413834E-9,5.1508672525413834E-9,41008561.384400904,0,false,0,1.6288472443204587E-5,1.6288472443204587E-5,12968.045754153391,0,false,0,5.1508672525414072E-2,5.1508672525414072E-2]
[null,15,1,450.24484508322826,null,281,1,16,1719.9983418652257,1,0.72994955748145607,0.72994955748145607,6.4917108848150058E+21,0,false,0,2.5352047662796238E-19,2.5352047662796238E-19,2.0485770512915054E+18,0,false,0,8.2238791840297488E-16,8.2238791840297488E-16,648324388630296.62,0,false,0,2.3711669582956774E-12,2.3711669582956774E-12,224710602770.18741,0,false,0,7.4958228744982214E-9,7.4958228744982214E-9,71083103.935142219,0,false,0,2.3703873220604813E-5,2.3703873220604813E-5,22478.451158952757,0,false,0,7.4958228744982161E-2,7.4958228744982161E-2]
[null,15,2,470.37797493311763,null,282,2,16,1725.9121258892249,1,0.78741914193027718,0.78741914193027718,7.287922093764387E+21,0,false,0,2.6278146415022896E-19,2.6278146415022896E-19,2.2998359319742748E+18,0,false,0,8.5242937443088088E-16,8.5242937443088088E-16,727841661414296.62,0,false,0,2.4577846071186338E-12,2.4577846071186338E-12,252271457507.86536,0,false,0,7.7696418694495427E-9,7.7696418694495427E-9,79801478.047036588,0,false,0,2.4569764911269264E-5,2.4569764911269264E-5,25235.443127656064,0,false,0,7.7696418694495645E-2,7.7696418694495645E-2]
[null,15,3,503.93319134959995,null,283,3,16,1735.7684325958901,1,0.11946380091210033,0.11946380091210033,1.1813763180677699E+21,0,false,0,3.7313922845261505E-20,3.7313922845261505E-20,3.7280471312946304E+17,0,false,0,1.2104158111534258E-16,1.2104158111534258E-16,117983547441271.91,0,false,0,3.4899563976805894E-13,3.4899563976805894E-13,40893346798.976608,0,false,0,1.1032582461227677E-9,1.1032582461227677E-9,12935864.996723384,0,false,0,3.4888089051105653E-6,3.4888089051105653E-6,4090.6796894092595,0,false,0,1.1032582461227677E-2,1.1032582461227677E-2]
[null,15,4,550.91049433267517,null,284,11,15,1748.5073610429993,1,0.83049349929406791,0.83049349929406791,8.9415125800116793E+21,0,false,0,2.3825827659237095E-19,2.3825827659237095E-19,2.821656386160532E+18,0,false,0,7.7287929849005108E-16,7.7287929849005108E-16,892985035797911.5,0,false,0,2.228420206961691E-12,2.228420206961691E-12,309510499956.42181,0,false,0,7.0445664329531893E-9,7.0445664329531893E-9,97908005.969441205,0,false,0,2.2276875056499922E-5,2.2276875056499922E-5,30961.23000287962,0,false,0,7.044566432953199E-2,7.044566432953199E-2]
[null,15,5,611.30988388234323,null,285,4,16,1749.5672619852212,1,0.65854984864582256,0.65854984864582256,7.1404128004572489E+21,0,false,0,1.8760331228954375E-19,1.8760331228954375E-19,2.2532867004260575E+18,0,false,0,6.0856108954744369E-16,6.0856108954744369E-16,713109971402602.12,0,false,0,1.7546463358089517E-12,1.7546463358089517E-12,247165422627.17056,0,false,0,5.5468545116978409E-9,5.5468545116978409E-9,78186276.96775265,0,false,0,1.7540694106546211E-5,1.7540694106546211E-5,24724.671698686252,0,false,0,5.5468545116978352E-2,5.5468545116978352E-2]
[null,15,6,685.13135999860435,null,286,20,12,1754.8947693279017,1,0.65100494579702495,0.65100494579702495,7.3125917819324533E+21,0,false,0,1.7901266546920454E-19,1.7901266546920454E-19,2.3076208992872248E+18,0,false,0,5.8069413280184956E-16,5.8069413280184956E-16,730305412616871.12,0,false,0,1.6742983569722415E-12,1.6742983569722415E-12,253125398879.67755,0,false,0,5.2928554351769293E-9,5.2928554351769293E-9,80071606.83730641,0,false,0,1.6737478501160826E-5,1.6737478501160826E-5,25320.865351539869,0,false,0,5.2928554351769443E-2,5.2928554351769443E-2]
[null,15,7,772.3749226814582,null,287,15,14,1758.898285326037,1,8.4125254882362652E-2,8.4125254882362652E-2,9.7033076308792862E+20,0,false,0,2.2527837201407103E-20,2.2527837201407103E-20,3.0620546242652602E+17,0,false,0,7.3077415239218328E-17,7.3077415239218328E-17,96906518159901.422,0,false,0,2.1070196744789872E-13,2.1070196744789872E-13,33588003922.044342,0,false,0,6.6607904676310004E-10,6.6607904676310004E-10,10624952.914244026,0,false,0,2.1063268894851899E-6,2.1063268894851899E-6,3359.9051241054967,0,false,0,6.6607904676309806E-3,6.6607904676309806E-3]
[null,15,8,873.040571930905,null,288,5,16,1767.3086140572186,1,0.82986187078445761,0.82986187078445761,1.0117797637651039E+22,0,false,0,2.1023844987431173E-19,2.1023844987431173E-19,3.1928544597676017E+18,0,false,0,6.8198657347164431E-16,6.8198657347164431E-16,1010460121238462.4,0,false,0,1.9663518794847756E-12,1.9663518794847756E-12,350227612751.75507,0,false,0,6.2161061016760904E-9,6.2161061016760904E-9,110788122.55089869,0,false,0,1.9657053458566731E-5,1.9657053458566731E-5,35034.280495470222,0,false,0,6.216106101676111E-2,6.216106101676111E-2]
[null,15,9,987.12830774694487,null,289,18,13,1772.8549894690029,1,0.69878168108295136,0.69878168108295136,8.8357536291884232E+21,0,false,0,1.7069701943700748E-19,1.7069701943700748E-19,2.7882822320324239E+18,0,false,0,5.5371924335088765E-16,5.5371924335088765E-16,882422934627464.25,0,false,0,1.5965224495950763E-12,1.5965224495950763E-12,305849653376.91394,0,false,0,5.0469872884557877E-9,5.0469872884557877E-9,96749963.871321335,0,false,0,1.5959975153437587E-5,1.5959975153437587E-5,30595.024937237606,0,false,0,5.0469872884558092E-2,5.0469872884558092E-2]
[null,15,10,1114.6381301295773,null,290,6,16,1788.9924888118819,1,0.23664779277524561,0.23664779277524561,3.3247525247438275E+21,0,false,0,5.202739783102172E-20,5.202739783102172E-20,1.0491859302214824E+18,0,false,0,1.6877020732714331E-16,1.6877020732714331E-16,332041612172474.81,0,false,0,4.866101874842252E-13,4.866101874842252E-13,115086324260.75349,0,false,0,1.5382905710401148E-9,1.5382905710401148E-9,36405461.282603666,0,false,0,4.8645019076478252E-6,4.8645019076478252E-6,11512.417692210303,0,false,0,1.5382905710401185E-2,1.5382905710401185E-2]
[null,15,11,1255.5700390788031,null,291,12,15,1793.8463718936591,1,0.43628172282596744,0.43628172282596744,6.3256538434938203E+21,0,false,0,9.2942666830265898E-20,9.2942666830265898E-20,1.9961747416243011E+18,0,false,0,3.0149409358175692E-16,3.0149409358175692E-16,631740342959967.87,0,false,0,8.6928907493029387E-13,8.6928907493029387E-13,218962537504.86548,0,false,0,2.7480295765834511E-9,2.7480295765834511E-9,69264808.244400665,0,false,0,8.690032539511775E-6,8.690032539511775E-6,21903.455574711588,0,false,0,2.7480295765834446E-2,2.7480295765834446E-2]
[null,15,12,1409.9240345946214,null,292,7,16,1814.6188862492111,1,0.5745825846791125,0.5745825846791125,9.5241603098596858E+21,0,false,0,1.070692433716824E-19,1.070692433716824E-19,3.0055214395389409E+18,0,false,0,3.4731889649543025E-16,3.4731889649543025E-16,951173815295786.37,0,false,0,1.0014143847844549E-12,1.0014143847844549E-12,329678853861.87073,0,false,0,3.1657091146859779E-9,3.1657091146859779E-9,104287897.16811305,0,false,0,1.0010851211962906E-5,1.0010851211962906E-5,32978.72874406616,0,false,0,3.1657091146859842E-2,3.1657091146859842E-2]
[null,15,13,1577.7001166770331,null,293,16,14,1820.007386907361,1,4.0235336683173861E-2,4.0235336683173861E-2,6.9032550827792702E+20,0,false,0,7.2434901100816159E-21,7.2434901100816159E-21,2.1784472834230595E+17,0,false,0,2.3496953117299269E-17,2.3496953117299269E-17,68942513160449.07,0,false,0,6.7748075580388193E-14,6.7748075580388193E-14,23895620711.579189,0,false,0,2.1416778471125268E-10,2.1416778471125268E-10,7558944.1250045206,0,false,0,6.7725800112014905E-7,6.7725800112014905E-7,2390.3480140962679,0,false,0,2.1416778471125392E-3,2.1416778471125392E-3]
[null,15,14,1758.898285326037,null,294,13,15,1843.1279054269846,1,0.35986292447354157,0.35986292447354157,7.1503118938973814E+21,0,false,0,5.5941709961417128E-20,5.5941709961417128E-20,2.2564105388116334E+18,0,false,0,1.8146773396369722E-16,1.8146773396369722E-16,714098589629205.62,0,false,0,5.2322059352125478E-13,5.2322059352125478E-13,247508079793.09622,0,false,0,1.6540247744275816E-9,1.6540247744275816E-9,78294670.317418426,0,false,0,5.2304855935373677E-6,5.2304855935373677E-6,24758.948685502099,0,false,0,1.6540247744275802E-2,1.6540247744275802E-2]
[null,15,15,1953.5185405416344,null,295,8,16,1844.1878063692066,1,0.85646778055241779,0.85646778055241779,1.7131752066937612E+22,0,false,0,1.3225338375206324E-19,1.3225338375206324E-19,5.4062349287361751E+18,0,false,0,4.2901301864156268E-16,4.2901301864156268E-16,1710940749216619.5,0,false,0,1.2369606504641049E-12,1.2369606504641049E-12,593015678266.85767,0,false,0,3.9103268988141844E-9,3.9103268988141844E-9,187589702.37164345,0,false,0,1.2365539396075556E-5,1.2365539396075556E-5,59321.072508748526,0,false,0,3.9103268988141766E-2,3.9103268988141766E-2]
[null,15,16,2161.5608823238244,null,296,19,13,1845.7916590983248,1,0.1617613096144383,0.1617613096144383,3.268548139724148E+21,0,false,0,2.4727541313534977E-20,2.4727541313534977E-20,1.0314496176567168E+18,0,false,0,8.0212973320903913E-17,8.0212973320903913E-17,326428504287236.81,0,false,0,2.3127571272512676E-13,2.3127571272512676E-13,113140809209.2988,0,false,0,7.3111755024071617E-10,7.3111755024071617E-10,35790033.052226596,0,false,0,2.3119966960832582E-6,2.3119966960832582E-6,11317.802197774345,0,false,0,7.3111755024072014E-3,7.3111755024072014E-3]
[null,15,17,2383.0253106726077,null,297,9,16,1877.6992491718681,1,0.34931567368875588,0.34931567368875588,8.614702850955876E+21,0,false,0,4.3750433130776887E-20,4.3750433130776887E-20,2.7185256517575956E+18,0,false,0,1.4192079515710392E-16,1.4192079515710392E-16,860346687980508,0,false,0,4.0919606506996465E-13,4.0919606506996465E-13,298197979650.08795,0,false,0,1.2935661126581932E-9,1.2935661126581932E-9,94329496.336204529,0,false,0,4.0906152200098374E-6,4.0906152200098374E-6,29829.605895891604,0,false,0,1.2935661126581887E-2,1.2935661126581887E-2]
[null,15,18,2617.9118255879835,null,298,17,14,1885.0590111713509,1,0.12752835577011898,0.12752835577011898,3.2914091846092435E+21,0,false,0,1.5262235735476959E-20,1.5262235735476959E-20,1.0386638347947058E+18,0,false,0,4.9508735718786467E-17,4.9508735718786467E-17,328711627058964.56,0,false,0,1.427470852336335E-13,1.427470852336335E-13,113932144385.37692,0,false,0,4.5125749708122691E-10,4.5125749708122691E-10,36040357.513445571,0,false,0,1.4270015020034618E-6,1.4270015020034618E-6,11396.96174292511,0,false,0,4.5125749708122614E-3,4.5125749708122614E-3]
[null,15,19,2866.2204270699526,null,299,14,15,1896.3519616429767,1,0.82447697864496272,0.82447697864496272,2.280937458779441E+22,0,false,0,9.2051358663208657E-20,9.2051358663208657E-20,7.1979116390052413E+18,0,false,0,2.986028041762216E-16,2.986028041762216E-16,2277962481240788.5,0,false,0,8.6095270501061337E-13,8.6095270501061337E-13,789546608494.76807,0,false,0,2.7216763279791709E-9,2.7216763279791709E-9,249758680.46008465,0,false,0,8.6066962501775956E-6,8.6066962501775956E-6,78980.62956520624,0,false,0,2.7216763279791629E-2,2.7216763279791629E-2]
[null,15,20,3127.9511151185143,null,300,10,16,1915.1532146571956,1,0.47965017004816762,0.47965017004816762,1.4882475050934156E+22,0,false,0,4.7748590450069946E-20,4.7748590450069946E-20,4.6964347914934436E+18,0,false,0,1.5489030483535231E-16,1.5489030483535231E-16,1486306415966883.7,0,false,0,4.4659067183179733E-13,4.4659067183179733E-13,515156943792.7868,0,false,0,1.4117793611042972E-9,1.4117793611042972E-9,162960510.66172215,0,false,0,4.4644383347069078E-6,4.4644383347069078E-6,51532.638235519582,0,false,0,1.4117793611042966E-2,1.4117793611042966E-2]
[null,16,1,511.35394666455221,null,301,20,13,1922.6708514103129,1,0.87327860393005485,0.87327860393005485,2.8358636391225774E+22,0,false,0,8.3062846209523294E-20,8.3062846209523294E-20,8.9490817979704904E+18,0,false,0,2.6944522233255357E-16,2.6944522233255357E-16,2832164883334049,0,false,0,7.7688350469239449E-13,7.7688350469239449E-13,981634331886.06799,0,false,0,2.4559135850472727E-9,2.4559135850472727E-9,310522131.04124606,0,false,0,7.766280665299029E-6,7.766280665299029E-6,98195.719797960992,0,false,0,2.4559135850472733E-2,2.4559135850472733E-2]
[null,16,2,531.48707651444158,null,302,1,17,1941.462770214009,1,5.3600370224955791E-2,5.3600370224955791E-2,1.9490058730589693E+21,0,false,0,4.5531184041664087E-21,4.5531184041664087E-21,6.1504413477814963E+17,0,false,0,1.4769732277442755E-17,1.4769732277442755E-17,194646382672943.44,0,false,0,4.2585135767990079E-14,4.2585135767990079E-14,67464847450.64196,0,false,0,1.3462174550237172E-10,1.3462174550237172E-10,21341274.974047281,0,false,0,4.2571133837502236E-7,4.2571133837502236E-7,6748.7037089940322,0,false,0,1.3462174550237136E-3,1.3462174550237136E-3]
[null,16,3,565.04229293092385,null,303,2,17,1947.3765542380081,1,5.7820375527458397E-2,5.7820375527458397E-2,2.1781294662649952E+21,0,false,0,4.7409419632077576E-21,4.7409419632077576E-21,6.8734823816163226E+17,0,false,0,1.5379007819211927E-17,1.5379007819211927E-17,217528857897393.72,0,false,0,4.4341842062929814E-14,4.4341842062929814E-14,75395961705.687744,0,false,0,1.4017511203496099E-10,1.4017511203496099E-10,23850138.427586813,0,false,0,4.4327262529975704E-7,4.4327262529975704E-7,7542.0759941481147,0,false,0,1.4017511203496108E-3,1.4017511203496108E-3]
[null,16,4,612.01959591399907,null,304,15,15,1953.5185405416344,1,0.52952586741208996,0.52952586741208996,2.0691439666889574E+22,0,false,0,4.1857199192353047E-20,4.1857199192353047E-20,6.5295588808373688E+18,0,false,0,1.3577938702163669E-16,1.3577938702163669E-16,2066445226834702.5,0,false,0,3.9148872316675754E-13,3.9148872316675754E-13,716234281259.45996,0,false,0,1.2375889921858276E-9,1.2375889921858276E-9,226567661.82388905,0,false,0,3.9136000224595293E-6,3.9136000224595293E-6,71646.98555022708,0,false,0,1.2375889921858247E-2,1.2375889921858247E-2]
[null,16,5,672.41898546366713,null,305,18,14,1954.0531581180073,1,9.7333441108485103E-2,9.7333441108485103E-2,3.8154633895822209E+21,0,false,0,7.6694351179516413E-21,7.6694351179516413E-21,1.204038639216713E+18,0,false,0,2.4878664105837584E-17,2.4878664105837584E-17,381048696296440.87,0,false,0,7.173192233764434E-14,7.173192233764434E-14,132072283152.05995,0,false,0,2.2676167209951229E-10,2.2676167209951229E-10,41778659.816291384,0,false,0,7.1708336986271661E-7,7.1708336986271661E-7,13211.572260883231,0,false,0,2.2676167209951265E-3,2.2676167209951265E-3]
[null,16,6,746.24046157992825,null,306,11,16,1956.5497028251893,1,0.86672913254359574,0.86672913254359574,3.4483851392544282E+22,0,false,0,6.7287987158592024E-20,6.7287987158592024E-20,1.0882004429395571E+19,0,false,0,2.182736023097913E-16,2.182736023097913E-16,3443887484882404,0,false,0,6.2934187393004086E-13,6.2934187393004086E-13,1193658677927.5413,0,false,0,1.9894993888895491E-9,1.9894993888895491E-9,377592168.86167097,0,false,0,6.2913494724040552E-6,6.2913494724040552E-6,119405.12802457903,0,false,0,1.9894993888895509E-2,1.9894993888895509E-2]
[null,16,7,833.4840242627821,null,307,3,17,1957.2328609446733,1,8.7722554137333823E-3,8.7722554137333823E-3,3.5043414421748626E+20,0,false,0,6.7827004114512543E-22,6.7827004114512543E-22,1.1058584687006944E+17,0,false,0,2.2002210419910211E-18,2.2002210419910211E-18,34997708052036.238,0,false,0,6.343832781307551E-15,6.343832781307551E-15,12130279548.117861,0,false,0,2.0054364669578521E-11,2.0054364669578521E-11,3837192.8660750976,0,false,0,6.3417469383478085E-8,6.3417469383478085E-8,1213.4269278146687,0,false,0,2.0054364669578497E-4,2.0054364669578497E-4]
[null,16,8,934.14967351222901,null,308,4,17,1971.0316903340045,1,4.8357472563987994E-2,4.8357472563987994E-2,2.0962023708559428E+21,0,false,0,3.4457240456189342E-21,3.4457240456189342E-21,6.6149465803277274E+17,0,false,0,1.1177486974458785E-17,1.1177486974458785E-17,209346833930866.78,0,false,0,3.2227720273524404E-14,3.2227720273524404E-14,72560054913.282898,0,false,0,1.0187949101350878E-10,1.0187949101350878E-10,22953050.996954665,0,false,0,3.2217123846134298E-7,3.2217123846134298E-7,7258.3920400375255,0,false,0,1.0187949101350866E-3,1.0187949101350866E-3]
[null,16,9,1048.2374093282688,null,309,5,17,1988.7730424060017,1,6.0936955237145089E-2,6.0936955237145089E-2,2.9315494379589085E+21,0,false,0,3.9124679398814902E-21,3.9124679398814902E-21,9.2510356820985075E+17,0,false,0,1.2691544318998829E-17,1.2691544318998829E-17,292772588124640,0,false,0,3.6593157396324424E-14,3.6593157396324424E-14,101475597564.77328,0,false,0,1.1567967633061016E-10,1.1567967633061016E-10,32099955.941796143,0,false,0,3.6581125619579746E-7,3.6581125619579746E-7,10150.897356713114,0,false,0,1.1567967633061009E-3,1.1567967633061009E-3]
[null,16,10,1175.7472317109014,null,310,12,16,2001.888713675849,1,0.45531732577196493,0.45531732577196493,2.3644035530184196E+22,0,false,0,2.7082781306365585E-20,2.7082781306365585E-20,7.4613040300910275E+18,0,false,0,8.7853069855929768E-17,8.7853069855929768E-17,2361319712453047,0,false,0,2.5330417892295654E-13,2.5330417892295654E-13,818438400936.08948,0,false,0,8.0075477263795549E-10,8.0075477263795549E-10,258898072.45877886,0,false,0,2.5322089287862078E-6,2.5322089287862078E-6,81870.759079705051,0,false,0,8.0075477263795367E-3,8.0075477263795367E-3]
[null,16,11,1316.6791406601271,null,311,6,17,2010.4569171606649,1,1.7377103904873622E-2,1.7377103904873622E-2,9.4831054571273493E+20,0,false,0,9.8353706013990918E-22,9.8353706013990918E-22,2.9925658365177894E+17,0,false,0,3.1904681086080867E-18,3.1904681086080867E-18,94707368471845.234,0,false,0,9.1989830970750581E-15,9.1989830970750581E-15,32825773994.169807,0,false,0,2.9080174080503788E-11,2.9080174080503788E-11,10383835.367863929,0,false,0,9.1959584848584855E-8,9.1959584848584855E-8,3283.6570610662225,0,false,0,2.9080174080503882E-4,2.9080174080503882E-4]
[null,16,12,1471.0331361759454,null,312,16,15,2014.6276421229584,1,0.25326106396430043,0.25326106396430043,1.4158129731181675E+22,0,false,0,1.3993214127789426E-20,1.3993214127789426E-20,4.4678544949299395E+18,0,false,0,4.539219234431911E-17,4.539219234431911E-17,1413966358789625.2,0,false,0,1.308779764912735E-13,1.308779764912735E-13,490083727147.21942,0,false,0,4.1373642059201997E-10,4.1373642059201997E-10,155029055.5241648,0,false,0,1.3083494400361762E-6,1.3083494400361762E-6,49024.491896106949,0,false,0,4.1373642059202064E-3,4.1373642059202064E-3]
[null,16,13,1638.8092182583569,null,313,19,14,2026.9898277473292,1,2.2531765398582787E-2,2.2531765398582787E-2,1.3524536872257842E+21,0,false,0,1.159456747720437E-21,1.159456747720437E-21,4.2679127825395373E+17,0,false,0,3.7611290177375618E-18,3.7611290177375618E-18,135068971104745.66,0,false,0,1.0844352954582815E-14,1.0844352954582815E-14,46815190735.951401,0,false,0,3.4281579646555222E-11,3.4281579646555222E-11,14809132.403202625,0,false,0,1.08407873471585E-7,1.08407873471585E-7,4683.0588565123144,0,false,0,3.4281579646555362E-4,3.4281579646555362E-4]
[null,16,14,1820.007386907361,null,314,7,17,2036.0833145979943,1,4.2191736330211893E-2,4.2191736330211893E-2,2.6678210585641358E+21,0,false,0,2.0610314255209903E-21,2.0610314255209903E-21,8.418792972297385E+17,0,false,0,6.6857216677005349E-18,6.6857216677005349E-18,266434147708951.91,0,false,0,1.9276745141877189E-14,1.9276745141877189E-14,92346638473.260956,0,false,0,6.0938377483217845E-11,6.0938377483217845E-11,29212176.10443214,0,false,0,1.9270406976208763E-7,1.9270406976208763E-7,9237.7011899950612,0,false,0,6.0938377483217836E-4,6.0938377483217836E-4]
[null,16,15,2014.6276421229584,null,315,13,16,2051.1702472091747,1,0.37556426465550552,0.37556426465550552,2.5875622977787369E+22,0,false,0,1.6836981030463457E-20,1.6836981030463457E-20,8.1655219033490514E+18,0,false,0,5.4617007533291671E-17,5.4617007533291671E-17,2584187396075053.5,0,false,0,1.5747561549228592E-13,1.5747561549228592E-13,895684810916.90015,0,false,0,4.9781788526236932E-10,4.9781788526236932E-10,283333566.47460055,0,false,0,1.5742383773974563E-6,1.5742383773974563E-6,89597.940763846156,0,false,0,4.9781788526237006E-3,4.9781788526237006E-3]
[null,16,16,2222.6699839051485,null,316,8,17,2065.6522347179898,1,6.2890633541512933E-2,6.2890633541512933E-2,4.7023834327087417E+21,0,false,0,2.5980075810570482E-21,2.5980075810570482E-21,1.4839223368917714E+18,0,false,0,8.4276034622482359E-18,8.4276034622482359E-18,469625021540531.87,0,false,0,2.4299061817575852E-14,2.4299061817575852E-14,162773024610.85132,0,false,0,7.6815115343859411E-11,7.6815115343859411E-11,51490279.869364962,0,false,0,2.4291072321514443E-7,2.4291072321514443E-7,16282.656174671039,0,false,0,7.6815115343859517E-4,7.6815115343859517E-4]
[null,16,17,2444.1344122539317,null,317,17,15,2079.6792663869483,1,0.80272640247260429,0.80272640247260429,6.4934040999240023E+22,0,false,0,3.0651319674196874E-20,3.0651319674196874E-20,2.0491113760136856E+19,0,false,0,9.9428950743722567E-17,9.9428950743722567E-17,6484934892987919,0,false,0,2.866805766789001E-13,2.866805766789001E-13,2247692134191.3696,0,false,0,9.0626550645282327E-10,9.0626550645282327E-10,711016443.45784545,0,false,0,2.8658631652369512E-6,2.8658631652369512E-6,224843.14151591138,0,false,0,9.0626550645282553E-3,9.0626550645282553E-3]
[null,16,18,2679.0209271693075,null,318,9,17,2099.1636775206512,1,2.5650333291109398E-2,2.5650333291109398E-2,2.3125202261140119E+21,0,false,0,8.7879382868070652E-22,8.7879382868070652E-22,7.2975767866464E+17,0,false,0,2.8506944965028103E-18,2.8506944965028103E-18,230950405585306.25,0,false,0,8.2193238094126084E-15,8.2193238094126084E-15,80047898489.111176,0,false,0,2.5983238003529995E-11,2.5983238003529995E-11,25321693.849535212,0,false,0,8.2166213077400826E-8,8.2166213077400826E-8,8007.4226778008215,0,false,0,2.5983238003529993E-4,2.5983238003529993E-4]
[null,16,19,2927.3295286512766,null,319,20,14,2103.8690200593173,1,0.12163915263948648,0.12163915263948648,1.125567933368754E+22,0,false,0,4.0603322594063803E-21,4.0603322594063803E-21,3.5519336564455276E+18,0,false,0,1.3171197211568297E-17,1.3171197211568297E-17,1124099879386355.5,0,false,0,3.7976126509635462E-14,3.7976126509635462E-14,389615393004.81757,0,false,0,1.2005157071704782E-10,1.2005157071704782E-10,123247729.00910646,0,false,0,3.7963640014664686E-7,3.7963640014664686E-7,38974.354011198149,0,false,0,1.2005157071704844E-3,1.2005157071704844E-3]
[null,16,20,3189.0602166998383,null,320,14,16,2104.3943034251665,1,0.86045010239156916,0.86045010239156916,7.9851775257300338E+22,0,false,0,2.863870122526675E-20,2.863870122526675E-20,2.5198675233617031E+19,0,false,0,9.2900274564308316E-17,9.2900274564308316E-17,7974762630885093,0,false,0,2.6785663618606899E-13,2.6785663618606899E-13,2764069575604.4443,0,false,0,8.4675855219103863E-10,8.4675855219103863E-10,874363036.29871666,0,false,0,2.6776856531502524E-6,2.6776856531502524E-6,276497.8696564415,0,false,0,8.4675855219104208E-3,8.4675855219104208E-3]
[null,17,1,{"$f":"3.1416/2*SQRT($H$2/$I$2)*(B330^2/$C$2^2+C330^2/$D$2^2)","v":576.40557092854215},null,321,10,17,2136.6176430059791,1,{"$f":"ABS(SIN(G330*3.1416*$J$2/$C$2)*SIN(H330*3.1416*$K$2/$D$2))*(1/F330^$M$2)+(1-1/F330^$M$2)","v":3.5220826466077992E-2},{"$f":"$J330*$K330","v":3.5220826466077992E-2},{"$f":"10^(LOG10($I330/22.27)/LOG10(2)*70/20)*$L330","v":3.9002405595264472E+21},{"$f":"IF($I330<22.27,M330,0)","v":0},{"$f":"AND($I330>22.27,$I330<44.45)","v":false},{"$f":"IF($O330=TRUE,$L330,0)","v":0},{"$f":"10^(LOG10(44.45/$I330)/LOG10(2)*70/20)*$L330","v":9.824132338313293E-22},{"$f":"IF($I330>44.45,Q330,0)","v":9.824132338313293E-22},{"$f":"10^(LOG10($I330/44.548)/LOG10(2)*70/20)*$L330","v":1.230791612031242E+18},{"$f":"IF($I330<44.528,S330,0)","v":0},{"$f":"AND($I330>44.548,$I330<89.095)","v":false},{"$f":"IF($U330=TRUE,$L330,0)","v":0},{"$f":"10^(LOG10(89.095/$I330)/LOG10(2)*70/20)*$L330","v":3.186822560166236E-18},{"$f":"IF($I330>89.095,W330,0)","v":3.186822560166236E-18},{"$f":"10^(LOG10($I330/89.09)/LOG10(2)*70/20)*$L330","v":389515355987408.62},{"$f":"IF($I330<89.09,Y330,0)","v":0},{"$f":"AND($I330>89.09,$I330<176.78)","v":false},{"$f":"IF($AA330=TRUE,$L330,0)","v":0},{"$f":"10^(LOG10(176.78/$I330)/LOG10(2)*70/20)*$L330","v":9.1884719942038859E-15},{"$f":"IF($I330>176.78,AC330,0)","v":9.1884719942038859E-15},{"$f":"10^(LOG10($I330/176.78)/LOG10(2)*70/20)*$L330","v":135006845287.88846},{"$f":"IF($I330<176.78,AE330,0)","v":0},{"$f":"AND($I330>176.78,$I330<353.55)","v":false},{"$f":"IF($AG330=TRUE,$L330,0)","v":0},{"$f":"10^(LOG10(353.55/$I330)/LOG10(2)*70/20)*$L330","v":2.9046945983653923E-11},{"$f":"IF($I330>353.55,AI330,0)","v":2.9046945983653923E-11},{"$f":"10^(LOG10($I330/353.55)/LOG10(2)*70/20)*$L330","v":42706955.066865586},{"$f":"IF($I330<353.55,AK330,0)","v":0},{"$f":"AND($I330>353.55,$I330<707.1)","v":false},{"$f":"IF($AM330=TRUE,$L330,0)","v":0},{"$f":"10^(LOG10(707.1/$I330)/LOG10(2)*70/20)*$L330","v":9.1854508380226962E-8},{"$f":"IF($I330>707.1,AO330,0)","v":9.1854508380226962E-8},{"$f":"10^(LOG10($I330/707.1)/LOG10(2)*70/20)*$L330","v":13505.124994176305},{"$f":"IF($I330<707.1,AQ330,0)","v":0},{"$f":"AND($I330>707.1,$I330<1414.2)","v":false},{"$f":"IF($AS330=TRUE,$L330,0)","v":0},{"$f":"10^(LOG10(1414.2/$I330)/LOG10(2)*70/20)*$L330","v":2.9046945983654066E-4},{"$f":"IF($I330>1414.2,AU330,0)","v":2.9046945983654066E-4}]
[null,17,2,596.53870077843146,null,322,18,15,2148.6734133336045,{"$f":"IF(ABS(I331-I330)>0.0001,1,$L$2)","v":1},0.6126647093461578,0.6126647093461578,7.2431226174433804E+22,0,false,0,1.6006869550384652E-20,1.6006869550384652E-20,2.2856986450972713E+19,0,false,0,5.1924232333337576E-17,5.1924232333337576E-17,7233675568812766,0,false,0,1.497116157576496E-13,1.497116157576496E-13,2507207234245.8364,0,false,0,4.7327403498439673E-10,4.7327403498439673E-10,793109315.81232238,0,false,0,1.4966239079689007E-6,1.4966239079689007E-6,250803.18714647435,0,false,0,4.7327403498439577E-3,4.7327403498439577E-3]
[null,17,3,630.09391719491384,null,323,15,16,2161.5608823238244,1,0.55262984732763709,0.55262984732763709,7.0037832737724834E+22,0,false,0,1.3468601053718509E-20,1.3468601053718509E-20,2.2101707764636942E+19,0,false,0,4.3690414800781856E-17,4.3690414800781856E-17,6994648390286419,0,false,0,1.2597129122595429E-13,1.2597129122595429E-13,2424359909192.1108,0,false,0,3.9822522112921536E-10,3.9822522112921536E-10,766902074.3873806,0,false,0,1.2592987204925265E-6,1.2592987204925265E-6,242515.72973720013,0,false,0,3.9822522112921517E-3,3.9822522112921517E-3]
[null,17,4,677.07122017798895,null,324,1,18,2176.349285129385,1,0.77737315121425188,0.77737315121425188,1.066488436291274E+23,0,false,0,1.7502070799946237E-20,1.7502070799946237E-20,3.3654975934996935E+19,0,false,0,5.6774473464056772E-17,5.6774473464056772E-17,1.0650974384228526E+16,0,false,0,1.6369617371572532E-13,1.6369617371572532E-13,3691650223164.1577,0,false,0,5.1748254972653496E-10,5.1748254972653496E-10,1167786269.4077797,0,false,0,1.6364235065271974E-6,1.6364235065271974E-6,369286.44315995864,0,false,0,5.1748254972653618E-3,5.1748254972653618E-3]
[null,17,5,737.47060972765712,null,325,11,17,2178.0141311739726,1,6.364412706733058E-2,6.364412706733058E-2,8.8093962558303403E+21,0,false,0,1.4202246170906739E-21,1.4202246170906739E-21,2.7799646850633533E+18,0,false,0,4.6070265488962455E-18,4.6070265488962455E-18,879790635027016.5,0,false,0,1.3283304489622896E-14,1.3283304489622896E-14,304937292774.31586,0,false,0,4.1991685694628272E-11,4.1991685694628272E-11,96461355.222057328,0,false,0,1.3278936958493515E-7,1.3278936958493515E-7,30503.758868827823,0,false,0,4.1991685694628303E-4,4.1991685694628303E-4]
[null,17,6,811.29208584391813,null,326,2,18,2182.2630691533841,1,0.83857643780311819,0.83857643780311819,1.1873300562219651E+23,0,false,0,1.8293649863208134E-20,1.8293649863208134E-20,3.7468352313324724E+19,0,false,0,5.9342254444693415E-17,5.9342254444693415E-17,1.1857814472346248E+16,0,false,0,1.7109978128482784E-13,1.7109978128482784E-13,4109943547314.8882,0,false,0,5.4088711462911191E-10,5.4088711462911191E-10,1300105739.2923117,0,false,0,1.7104352392645807E-6,1.7104352392645807E-6,411129.53352207562,0,false,0,5.4088711462911476E-3,5.4088711462911476E-3]
[null,17,7,898.53564852677198,null,327,3,18,2192.1193758600493,1,0.12722516291604261,0.12722516291604261,1.8982635300914314E+22,0,false,0,2.6337590477870474E-21,2.6337590477870474E-21,5.9903146859869727E+18,0,false,0,8.5435766360723721E-18,8.5435766360723721E-18,1895787665905547,0,false,0,2.4633443867295758E-14,2.4633443867295758E-14,657084010104.77991,0,false,0,7.7872176555151335E-11,7.7872176555151335E-11,207856551.53159893,0,false,0,2.4625344426904342E-7,2.4625344426904342E-7,65730.012942801375,0,false,0,7.7872176555151521E-4,7.7872176555151521E-4]
[null,17,8,999.20129777621889,null,328,4,18,2205.9182052493802,1,0.70133472351132597,0.70133472351132597,1.1256259397525515E+23,0,false,0,1.3497181989501221E-20,1.3497181989501221E-20,3.5521167061049852E+19,0,false,0,4.378312769165752E-17,4.378312769165752E-17,1.1241578101136856E+16,0,false,0,1.2623860758424826E-13,1.2623860758424826E-13,3896354719172.9512,0,false,0,3.9907027173445171E-10,3.9907027173445171E-10,1232540806.0713856,0,false,0,1.2619710051431838E-6,1.2619710051431838E-6,389763.62562854687,0,false,0,3.9907027173445263E-3,3.9907027173445263E-3]
[null,17,9,1113.2890335922586,null,329,19,15,2221.6100829629268,1,0.14182605014028554,0.14182605014028554,2.4718204673175669E+22,0,false,0,2.5135157167116279E-21,2.5135157167116279E-21,7.8002775756758067E+18,0,false,0,8.1535226883193324E-18,8.1535226883193324E-18,2468596525187323,0,false,0,2.3508812762961455E-14,2.3508812762961455E-14,855620770866.22339,0,false,0,7.4316950075738898E-11,7.4316950075738898E-11,270660037.55395365,0,false,0,2.3501083099635877E-7,2.3501083099635877E-7,85590.219025720042,0,false,0,7.431695007573914E-4,7.431695007573914E-4]
[null,17,10,1240.7988559748912,null,330,16,16,2222.6699839051485,1,0.26431121069994168,0.26431121069994168,4.6321748414131356E+22,0,false,0,4.6583566735222191E-21,4.6583566735222191E-21,1.4617667431686773E+19,0,false,0,1.5111111729008064E-17,1.5111111729008064E-17,4626133195661211,0,false,0,4.356942512545681E-14,4.356942512545681E-14,1603427538933.7375,0,false,0,1.377333183315263E-10,1.377333183315263E-10,507215080.18498349,0,false,0,4.3555099562064562E-7,4.3555099562064562E-7,160395.49169694862,0,false,0,1.377333183315265E-3,1.377333183315265E-3]
[null,17,11,1381.730764924117,null,331,12,17,2223.3531420246322,1,3.3434059903288765E-2,3.3434059903288765E-2,5.8804454680595561E+21,0,false,0,5.8715737310745342E-22,5.8715737310745342E-22,1.85568116802867E+18,0,false,0,1.9046632298400388E-18,1.9046632298400388E-18,587277572984853.12,0,false,0,5.4916596124706499E-15,5.4916596124706499E-15,203551647498.01178,0,false,0,1.7360442544165456E-11,1.7360442544165456E-11,64389854.047377788,0,false,0,5.4898539628051038E-8,5.4898539628051038E-8,20361.859699552559,0,false,0,1.7360442544165421E-4,1.7360442544165421E-4]
[null,17,12,1536.0847604399353,null,332,5,18,2223.6595573213776,1,0.88377659929009122,0.88377659929009122,1.5568954778891263E+23,0,false,0,1.5495730416430893E-20,1.5495730416430893E-20,4.9130659141392925E+19,0,false,0,5.026616252383928E-17,5.026616252383928E-17,1.5548648526920624E+16,0,false,0,1.4493095171960677E-13,1.4493095171960677E-13,5389194428004.9443,0,false,0,4.581612186024523E-10,4.581612186024523E-10,1704773441.6179106,0,false,0,1.448832986342059E-6,1.448832986342059E-6,539096.69700766797,0,false,0,4.5816121860245383E-3,4.5816121860245383E-3]
[null,17,13,1703.8608425223467,null,333,6,18,2245.3434320760412,1,0.2520224014277363,0.2520224014277363,4.9700046917784201E+22,0,false,0,3.947371539164391E-21,3.947371539164391E-21,1.568375076623352E+19,0,false,0,1.2804767119542884E-17,1.2804767119542884E-17,4963522421838029,0,false,0,3.6919609375454798E-14,3.6919609375454798E-14,1720367357505.9497,0,false,0,1.1671166870214248E-10,1.1671166870214248E-10,544206860.61390448,0,false,0,3.6907470261775835E-7,3.6907470261775835E-7,172093.31978297167,0,false,0,1.1671166870214234E-3,1.1671166870214234E-3]
[null,17,14,1885.0590111713509,null,334,7,18,2270.9698295133703,1,0.61191224778046216,0.61191224778046216,1.3769248729345318E+23,0,false,0,8.3995217688487956E-21,8.3995217688487956E-21,4.3451360451745325E+19,0,false,0,2.7246971585656102E-17,2.7246971585656102E-17,1.3751289795164098E+16,0,false,0,7.85603938138973E-14,7.85603938138973E-14,4766226094420.3672,0,false,0,2.4834809498318292E-10,2.4834809498318292E-10,1507708762.6103714,0,false,0,7.8534563271069438E-7,7.8534563271069438E-7,476779.3738042895,0,false,0,2.4834809498318284E-3,2.4834809498318284E-3]
[null,17,15,2079.6792663869483,null,335,13,17,2272.634675557958,1,2.7577773590622082E-2,2.7577773590622082E-2,6.2586502045891455E+21,0,false,0,3.7533947073980866E-22,3.7533947073980866E-22,1.9750305287274801E+18,0,false,0,1.2175531150060247E-18,1.2175531150060247E-18,625048718209628.12,0,false,0,3.5105351764878632E-15,3.5105351764878632E-15,216643206229.45398,0,false,0,1.1097636876891256E-11,1.1097636876891256E-11,68531130.06421043,0,false,0,3.5093809176454074E-8,3.5093809176454074E-8,21671.44616281458,0,false,0,1.1097636876891311E-4,1.1097636876891311E-4]
[null,17,16,2287.7216081691381,null,336,17,16,2287.7216081691381,1,0.83775051710376625,0.83775051710376625,2.0532705206397244E+23,0,false,0,1.0557710532350044E-20,1.0557710532350044E-20,6.479467344294305E+19,0,false,0,3.4247859199720369E-17,3.4247859199720369E-17,2.050592484178838E+16,0,false,0,9.8745847682733547E-14,9.8745847682733547E-14,7107396871639.2646,0,false,0,3.1215911694129221E-10,3.1215911694129221E-10,2248295471.1831155,0,false,0,9.8713380192134246E-7,9.8713380192134246E-7,710973.45419800794,0,false,0,3.1215911694129376E-3,3.1215911694129376E-3]
[null,17,17,2509.1860365179218,null,337,20,15,2298.4892752749147,1,0.76565685183082699,0.76565685183082699,1.9818745243020019E+23,0,false,0,9.1364757285936091E-21,9.1364757285936091E-21,6.2541643352005501E+19,0,false,0,2.9637555734812244E-17,2.9637555734812244E-17,1.9792896080994696E+16,0,false,0,8.545309495730904E-14,8.545309495730904E-14,6860259596780.7139,0,false,0,2.7013756312548612E-10,2.7013756312548612E-10,2170118098.2489848,0,false,0,8.5424998104405212E-7,8.5424998104405212E-7,686251.59820198128,0,false,0,2.7013756312548654E-3,2.7013756312548654E-3]
[null,17,18,2744.0725514332976,null,338,8,18,2300.5387496333656,1,0.91211105021927974,0.91211105021927974,2.3855585355032376E+23,0,false,0,1.0771889017028284E-20,1.0771889017028284E-20,7.5280624122923106E+19,0,false,0,3.4942626740883701E-17,3.4942626740883701E-17,2.3824471029504208E+16,0,false,0,1.0074905055140025E-13,1.0074905055140025E-13,8257611991168.8311,0,false,0,3.1849171778691458E-10,3.1849171778691458E-10,2612145062.085186,0,false,0,1.007159244106212E-6,1.007159244106212E-6,826032.79749511264,0,false,0,3.1849171778691497E-3,3.1849171778691497E-3]
[null,17,19,2992.3811529152667,null,339,14,17,2325.8587317739498,1,6.318305638463366E-2,6.318305638463366E-2,1.8767827212585472E+22,0,false,0,6.5701271987994301E-22,6.5701271987994301E-22,5.9225280996786801E+18,0,false,0,2.1312650175364485E-18,2.1312650175364485E-18,1874334874028399,0,false,0,6.1450138989975015E-15,6.1450138989975015E-15,649648427118.3009,0,false,0,1.9425850882015798E-11,1.9425850882015798E-11,205504440.36403212,0,false,0,6.1429934273960671E-8,6.1429934273960671E-8,64986.210082858466,0,false,0,1.9425850882015758E-4,1.9425850882015758E-4]
[null,17,20,3254.1118409638284,null,340,9,18,2334.0501924360274,1,0.37201012486517748,0.37201012486517748,1.151119791406167E+23,0,false,0,3.7134323160216341E-21,3.7134323160216341E-21,3.6325671765176312E+19,0,false,0,1.2045898276630799E-17,1.2045898276630799E-17,1.1496184106863612E+16,0,false,0,3.4731585104028785E-14,3.4731585104028785E-14,3984601698646.6836,0,false,0,1.0979480343192894E-10,1.0979480343192894E-10,1260456129.7657909,0,false,0,3.4720165409536871E-7,3.4720165409536871E-7,398591.22607806412,0,false,0,1.097948034319292E-3,1.097948034319292E-3]
[null,18,1,645.39971787519823,null,341,18,16,2356.7157551157948,1,0.63939615725233234,0.63939615725233234,2.2137746465315336E+23,0,false,0,5.7041790285825821E-21,5.7041790285825821E-21,6.9859672096976019E+19,0,false,0,1.8503625347778031E-17,1.8503625347778031E-17,2.2108872680005492E+16,0,false,0,5.3350960114464095E-14,5.3350960114464095E-14,7662981978804.374,0,false,0,1.6865507753611769E-10,1.6865507753611769E-10,2424044694.5423174,0,false,0,5.3333418396643204E-7,5.3333418396643204E-7,766550.23848008516,0,false,0,1.6865507753611795E-3,1.6865507753611795E-3]
[null,18,2,665.53284772508766,null,342,10,18,2371.5041579213548,1,0.51081223400874298,0.51081223400874298,1.9020016679260005E+23,0,false,0,4.2373876846081105E-21,4.2373876846081105E-21,6.0021110575727788E+19,0,false,0,1.3745542307910396E-17,1.3745542307910396E-17,1.8995209281675656E+16,0,false,0,3.9632118876048098E-14,3.9632118876048098E-14,6583779666918.0078,0,false,0,1.2528655656092714E-10,1.2528655656092714E-10,2082658711.16118,0,false,0,3.9619087893204351E-7,3.9619087893204351E-7,658594.51160600432,0,false,0,1.2528655656092722E-3,1.2528655656092722E-3]
[null,18,3,699.08806414156993,null,343,15,17,2383.0253106726077,1,4.0579741586972133E-2,4.0579741586972133E-2,1.5985655510391855E+22,0,false,0,3.1818127496503927E-22,3.1818127496503927E-22,5.0445633839057418E+18,0,false,0,1.0321392570482497E-18,1.0321392570482497E-18,1596480576464358,0,false,0,2.9759368394240441E-15,2.9759368394240441E-15,553343540578.68286,0,false,0,9.4076443482707872E-12,9.4076443482707872E-12,175040144.62112582,0,false,0,2.9749583557345927E-8,2.9749583557345927E-8,55352.553896803031,0,false,0,9.40764434827076E-5,9.40764434827076E-5]
[null,18,4,746.06536712464515,null,344,11,18,2412.9006460893484,1,0.92303906497227639,0.92303906497227639,4.2029196275933023E+23,0,false,0,6.2614597261794248E-21,6.2614597261794248E-21,1.3263074789190304E+20,0,false,0,2.0311372473212052E-17,2.0311372473212052E-17,4.1974378501597928E+16,0,false,0,5.8563184366380288E-14,5.8563184366380288E-14,14548408265073.912,0,false,0,1.8513215842569488E-10,1.8513215842569488E-10,4602123816.3593044,0,false,0,5.8543928876832627E-7,5.8543928876832627E-7,1455319.3333801921,0,false,0,1.8513215842569481E-3,1.8513215842569481E-3]
[null,18,5,806.46475667431321,null,345,1,19,2424.6578866113541,1,0.63419018695306018,0.63419018695306018,3.0555889551870208E+23,0,false,0,4.065655883248963E-21,4.065655883248963E-21,9.6424648645674467E+19,0,false,0,1.3188466364689463E-17,1.3188466364689463E-17,3.0516036164071272E+16,0,false,0,3.8025918152195168E-14,3.8025918152195168E-14,10576922603625.268,0,false,0,1.202089739450049E-10,1.202089739450049E-10,3345816705.9271374,0,false,0,3.8013415285805055E-7,3.8013415285805055E-7,1058040.1424171522,0,false,0,1.2020897394500497E-3,1.2020897394500497E-3]
[null,18,6,880.28623279057422,null,346,19,16,2429.6524247451166,1,0.1480141259560275,0.1480141259560275,7.3041414735163166E+22,0,false,0,9.2645358604829424E-22,9.2645358604829424E-22,2.3049542512795292E+19,0,false,0,3.0052966382092733E-18,3.0052966382092733E-18,7294614839307713,0,false,0,8.6650836289489053E-15,8.6650836289489053E-15,2528328914141.627,0,false,0,2.7392390842861716E-11,2.7392390842861716E-11,799790774.31409788,0,false,0,8.6622345620982367E-8,8.6622345620982367E-8,252916.04984222318,0,false,0,2.7392390842861735E-4,2.7392390842861735E-4]
[null,18,7,967.52979547342807,null,347,2,19,2430.5716706353528,1,0.68412055012974926,0.68412055012974926,3.3908510433574319E+23,0,false,0,4.2632723130852995E-21,4.2632723130852995E-21,1.0700445160024785E+20,0,false,0,1.3829508723622266E-17,1.3829508723622266E-17,3.3864284294659524E+16,0,false,0,3.9874216779102484E-14,3.9874216779102484E-14,11737432479303.617,0,false,0,1.2605188562948312E-10,1.2605188562948312E-10,3712922855.3195262,0,false,0,3.9861106194821551E-7,3.9861106194821551E-7,1174129.2999305546,0,false,0,1.2605188562948306E-3,1.2605188562948306E-3]
[null,18,8,1068.195444722875,null,348,3,19,2440.427977342018,1,0.10379178870382805,0.10379178870382805,5.3922971935361523E+22,0,false,0,6.1707604320131201E-22,6.1707604320131201E-22,1.7016371308619397E+19,0,false,0,2.0017155592894703E-18,2.0017155592894703E-18,5385264136592576,0,false,0,5.771487746695994E-15,5.771487746695994E-15,1866543926824.9612,0,false,0,1.8245045849772215E-11,1.8245045849772215E-11,590447154.31474686,0,false,0,5.7695900899482608E-8,5.7695900899482608E-8,186715.78455995116,0,false,0,1.8245045849772277E-4,1.8245045849772277E-4]
[null,18,9,1182.2831805389146,null,349,16,17,2444.1344122539317,1,1.9408435285589002E-2,1.9408435285589002E-2,1.0262766025669203E+22,0,false,0,1.1337130169772629E-22,1.1337130169772629E-22,3.2386018625903478E+18,0,false,0,3.6776196562082853E-19,3.6776196562082853E-19,1024938052126035,0,false,0,1.0603572862444394E-15,1.0603572862444394E-15,355245694183.93207,0,false,0,3.3520416491822246E-12,3.3520416491822246E-12,112375501.1596572,0,false,0,1.0600086423162961E-8,1.0600086423162961E-8,35536.253686740834,0,false,0,3.3520416491822419E-5,3.3520416491822419E-5]
[null,18,10,1309.7930029215474,null,350,4,19,2454.2268067313494,1,0.57215714065449474,0.57215714065449474,3.1739243284205947E+23,0,false,0,3.1858152718802992E-21,3.1858152718802992E-21,1.0015893586615832E+20,0,false,0,1.0334376239371011E-17,1.0334376239371011E-17,3.1697846473653624E+16,0,false,0,2.9796803825837938E-14,2.9796803825837938E-14,10986540553656.891,0,false,0,9.4194785788171411E-11,9.4194785788171411E-11,3475391879.3139429,0,false,0,2.9787006680228148E-7,2.9787006680228148E-7,1099015.410028504,0,false,0,9.4194785788171548E-4,9.4194785788171548E-4]
[null,18,11,1450.724911870773,null,351,12,18,2458.239656940008,1,0.48489852580914872,0.48489852580914872,2.741457889269278E+23,0,false,0,2.6491506832572087E-21,2.6491506832572087E-21,8.651167340455356E+19,0,false,0,8.5935051279380105E-18,8.5935051279380105E-18,2.7378822648643644E+16,0,false,0,2.4777401223112918E-14,2.4777401223112918E-14,9489557771399.9434,0,false,0,7.8327260005480263E-11,7.8327260005480263E-11,3001848657.9950976,0,false,0,2.4769254449753088E-7,2.4769254449753088E-7,949267.89503843733,0,false,0,7.8327260005480446E-4,7.8327260005480446E-4]
[null,18,12,1605.0789073865917,null,352,5,19,2471.9681588033468,1,0.72099537506929923,0.72099537506929923,4.3489483531366411E+23,0,false,0,3.6920469990859331E-21,3.6920469990859331E-21,1.3723894904696652E+20,0,false,0,1.1976527050633182E-17,1.1976527050633182E-17,4.3432761135856352E+16,0,false,0,3.4531569083290977E-14,3.4531569083290977E-14,15053886767133.871,0,false,0,1.0916250520498747E-10,1.0916250520498747E-10,4762022728.3641272,0,false,0,3.452021515377464E-7,3.452021515377464E-7,1505883.809112,0,false,0,1.0916250520498754E-3,1.0916250520498754E-3]
[null,18,13,1772.8549894690029,null,353,6,19,2493.6520335580099,1,0.20560284803785875,0.20560284803785875,1.3727166833444235E+23,0,false,0,9.5118250525892174E-22,9.5118250525892174E-22,4.3318563400632893E+19,0,false,0,3.0855140812516856E-18,3.0855140812516856E-18,1.3709262785772338E+16,0,false,0,8.8963722290908633E-15,8.8963722290908633E-15,4751659444177.5898,0,false,0,2.8123549133293159E-11,2.8123549133293159E-11,1503100868.276823,0,false,0,8.8934471148860451E-8,8.8934471148860451E-8,475322.22967315064,0,false,0,2.8123549133293149E-4,2.8123549133293149E-4]
[null,18,14,1954.0531581180073,null,354,20,16,2506.531617057105,1,0.79906356832109793,0.79906356832109793,5.664297480874213E+23,0,false,0,3.4817943814411472E-21,3.4817943814411472E-21,1.787471752346511E+20,0,false,0,1.1294494518730866E-17,1.1294494518730866E-17,5.6569096598215608E+16,0,false,0,3.2565084693211346E-14,3.2565084693211346E-14,19606968390631.914,0,false,0,1.0294598020579573E-10,1.0294598020579573E-10,6202307122.0618572,0,false,0,3.2554377340892529E-7,3.2554377340892529E-7,1961341.7253599337,0,false,0,1.0294598020579616E-3,1.0294598020579616E-3]
[null,18,15,2148.6734133336045,null,355,13,18,2507.5211904733342,1,0.39996404259225887,0.39996404259225887,2.8482544512505022E+23,0,false,0,1.7348008533744681E-21,1.7348008533744681E-21,8.9881832518437126E+19,0,false,0,5.6274715227202883E-18,5.6274715227202883E-18,2.8445395343928848E+16,0,false,0,1.622552354530801E-14,1.622552354530801E-14,9859234120861.4941,0,false,0,5.1292740106773672E-11,5.1292740106773672E-11,3118789033.9595375,0,false,0,1.6220188616847249E-7,1.6220188616847249E-7,986247.68888683978,0,false,0,5.1292740106773614E-4,5.1292740106773614E-4]
[null,18,16,2356.7157551157948,null,356,17,17,2509.1860365179218,1,6.1516220419177085E-2,6.1516220419177085E-2,4.4146765800158687E+22,0,false,0,2.6476886239063776E-22,2.6476886239063776E-22,1.3931312239812162E+19,0,false,0,8.58876239487726E-19,8.58876239487726E-19,4408918612555893.5,0,false,0,2.476372664001887E-15,2.476372664001887E-15,1528140505534.9521,0,false,0,7.8284031395028787E-12,7.8284031395028787E-12,483399399.24211341,0,false,0,2.4755584362842097E-8,2.4755584362842097E-8,152864.31211621474,0,false,0,7.8284031395029329E-5,7.8284031395029329E-5]
[null,18,17,2578.1801834645776,null,357,7,19,2519.2784309953395,1,0.49920523009136303,0.49920523009136303,3.7536809782243672E+23,0,false,0,2.0506304744114858E-21,2.0506304744114858E-21,1.1845420793225865E+20,0,false,0,6.6519823159678818E-18,6.6519823159678818E-18,3.74878513307334E+16,0,false,0,1.9179465458855961E-14,1.9179465458855961E-14,12993368469270.969,0,false,0,6.0630853261583729E-11,6.0630853261583729E-11,4110215316.868547,0,false,0,1.9173159278605403E-7,1.9173159278605403E-7,1299764.2075015253,0,false,0,6.0630853261583757E-4,6.0630853261583757E-4]
[null,18,18,2813.0666983799538,null,358,8,19,2548.8473511153347,1,0.74411095438140473,0.74411095438140473,6.4082038305328522E+23,0,false,0,2.6688587673209669E-21,2.6688587673209669E-21,2.0222248864987516E+20,0,false,0,8.6574356255628811E-18,8.6574356255628811E-18,6.3998457484708224E+16,0,false,0,2.4961730151351575E-14,2.4961730151351575E-14,22182000569396.602,0,false,0,7.8909967600948591E-11,7.8909967600948591E-11,7016871622.9931498,0,false,0,2.495352277090913E-7,2.495352277090913E-7,2218929.637766059,0,false,0,7.8909967600948919E-4,7.8909967600948919E-4]
[null,18,19,3061.3752998619225,null,359,14,18,2560.7452466893255,1,0.91635209680328167,0.91635209680328167,8.330607269286109E+23,0,false,0,3.1133977568766554E-21,3.1133977568766554E-21,2.6288741408834388E+20,0,false,0,1.0099463106467979E-17,1.0099463106467979E-17,8.3197418378759072E+16,0,false,0,2.9119485681511253E-14,2.9119485681511253E-14,28836400975616.129,0,false,0,9.2053621994624817E-11,9.2053621994624817E-11,9121869918.0006466,0,false,0,2.9109911237118679E-7,2.9109911237118679E-7,2884588.5460655349,0,false,0,9.205362199462471E-4,9.205362199462471E-4]
[null,18,20,3323.1059879104841,null,360,18,17,2578.1801834645776,1,4.6951012433499174E-2,4.6951012433499174E-2,4.6187239011507558E+22,0,false,0,1.4741933061788394E-22,1.4741933061788394E-22,1.4575220551305736E+19,0,false,0,4.7820940561386444E-19,4.7820940561386444E-19,4612699799170241,0,false,0,1.3788071497205266E-15,1.3788071497205266E-15,1598771495330.1541,0,false,0,4.3587374293649527E-12,4.3587374293649527E-12,505742225.64531869,0,false,0,1.3783537999420593E-8,1.3783537999420593E-8,159929.73419620263,0,false,0,4.3587374293649712E-5,4.3587374293649712E-5]
[null,19,1,718.33638750452042,null,361,9,19,2582.3587939179965,1,0.303490248239426,0.303490248239426,3.0422792319326099E+23,0,false,0,9.3514062054570859E-22,9.3514062054570859E-22,9.6004636200546025E+19,0,false,0,3.0334762642199459E-18,3.0334762642199459E-18,3.038311252737774E+16,0,false,0,8.74633311790467E-15,8.74633311790467E-15,10530850990328.395,0,false,0,2.7649239807345286E-11,2.7649239807345286E-11,3331242790.6954417,0,false,0,8.7434573363406133E-8,8.7434573363406133E-8,1053431.4657613179,0,false,0,2.7649239807345303E-4,2.7649239807345303E-4]
[null,19,2,738.46951735440985,null,362,15,18,2617.9118255879835,1,0.58853327804510647,0.58853327804510647,6.9162392439088775E+23,0,false,0,1.5468868754766162E-21,1.5468868754766162E-21,2.1825446708440554E+20,0,false,0,5.0179026737746933E-18,5.0179026737746933E-18,6.9072185422130608E+16,0,false,0,1.4467971566391701E-14,1.4467971566391701E-14,23940565391427.797,0,false,0,4.5736700165937578E-11,4.5736700165937578E-11,7573161555.3777714,0,false,0,1.4463214518456434E-7,1.4463214518456434E-7,2394843.9603417055,0,false,0,4.5736700165937682E-4,4.5736700165937682E-4]
[null,19,3,772.024733770892,null,363,10,19,2619.812759403324,1,0.41672664624177441,0.41672664624177441,4.9387318633631536E+23,0,false,0,1.0861094870865906E-21,1.0861094870865906E-21,1.5585063687037885E+20,0,false,0,3.5231999092271622E-18,3.5231999092271622E-18,4.93229038189846E+16,0,false,0,1.0158338936268579E-14,1.0158338936268579E-14,17095422664810.906,0,false,0,3.2112926126517121E-11,3.2112926126517121E-11,5407825403.5067949,0,false,0,1.0154998889252299E-7,1.0154998889252299E-7,1710104.5463600587,0,false,0,3.2112926126517201E-4,3.2112926126517201E-4]
[null,19,4,819.00203675396722,null,364,19,17,2651.1168530939003,1,1.0868712595894493E-2,1.0868712595894493E-2,1.4788367333690318E+22,0,false,0,2.4673030358562719E-23,2.4673030358562719E-23,4.6667373953345464E+18,0,false,0,8.0036146772665267E-20,8.0036146772665267E-20,1476907918509104.2,0,false,0,2.3076587392624479E-16,2.3076587392624479E-16,511899404718.35461,0,false,0,7.2950582850278819E-13,7.2950582850278819E-13,161930047.54273063,0,false,0,2.3068999844369806E-9,2.3068999844369806E-9,51206.777185438325,0,false,0,7.2950582850278428E-6,7.2950582850278428E-6]
[null,19,5,879.40142630363528,null,365,11,19,2661.2092475713175,1,0.75302615772796155,0.75302615772796155,1.0708733375872081E+24,0,false,0,1.6355677270014039E-21,1.6355677270014039E-21,3.379334944432881E+20,0,false,0,5.305571984978682E-18,5.305571984978682E-18,1.0694766205865802E+17,0,false,0,1.5297400051877137E-14,1.5297400051877137E-14,37068285610596.594,0,false,0,4.835872093613743E-11,4.835872093613743E-11,11725876599.825323,0,false,0,1.5292370289066486E-7,1.5292370289066486E-7,3708047.7617518636,0,false,0,4.8358720936137541E-4,4.8358720936137541E-4]
[null,19,6,953.2229024198964,null,366,16,18,2679.0209271693075,1,0.28148306503807635,0.28148306503807635,4.3257753354367227E+23,0,false,0,5.6575330010409182E-22,5.6575330010409182E-22,1.3650768246545056E+20,0,false,0,1.8352311615640786E-18,1.8352311615640786E-18,4.3201333199529104E+16,0,false,0,5.2914681669764156E-15,5.2914681669764156E-15,14973673355480.863,0,false,0,1.672758975783404E-11,1.672758975783404E-11,4736648677.4415798,0,false,0,5.2897283399659699E-8,5.2897283399659699E-8,1497859.8296739685,0,false,0,1.672758975783396E-4,1.672758975783396E-4]
[null,19,7,1040.4664651027504,null,367,1,20,2686.3885746599153,1,0.2162655012266689,0.2162655012266689,3.4313613510027879E+23,0,false,0,4.2101207325532578E-22,4.2101207325532578E-22,1.0828282779499035E+20,0,false,0,1.3657091811761557E-18,1.3657091811761557E-18,3.4268859003906344E+16,0,false,0,3.9377092155422377E-15,3.9377092155422377E-15,11877658928246.133,0,false,0,1.2448035642416093E-11,1.2448035642416093E-11,3757280936.8775544,0,false,0,3.9364145024992029E-8,3.9364145024992029E-8,1188156.5569664387,0,false,0,1.2448035642416091E-4,1.2448035642416091E-4]
[null,19,8,1141.1321143521973,null,368,2,20,2692.302358683914,1,0.2332922784316519,0.2332922784316519,3.7973717743611046E+23,0,false,0,4.4269449813922136E-22,4.4269449813922136E-22,1.1983295020693065E+20,0,false,0,1.4360441872607851E-18,1.4360441872607851E-18,3.792418944246876E+16,0,false,0,4.1405040751301662E-15,4.1405040751301662E-15,13144604180620.307,0,false,0,1.3089118440070392E-11,1.3089118440070392E-11,4158055977.9500856,0,false,0,4.1391426834332601E-8,4.1391426834332601E-8,1314892.7528801134,0,false,0,1.3089118440070437E-4,1.3089118440070437E-4]
[null,19,9,1255.2198501682369,null,369,3,20,2702.1586653905797,1,3.5394087876208777E-2,3.5394087876208777E-2,6.0112570341011541E+22,0,false,0,6.4369874828307437E-23,6.4369874828307437E-23,1.8969611290421944E+19,0,false,0,2.0880762008662558E-19,2.0880762008662558E-19,6003416681185562,0,false,0,6.0204888509458422E-16,6.0204888509458422E-16,2080796904709.7871,0,false,0,1.9032197579633121E-12,1.9032197579633121E-12,658222179.20298505,0,false,0,6.0185093229984549E-9,6.0185093229984549E-9,208148.12927209464,0,false,0,1.9032197579633135E-5,1.9032197579633135E-5]
[null,19,10,1382.7296725508697,null,370,12,19,2706.5482584219772,1,0.39558593740448367,0.39558593740448367,6.8465446843442521E+23,0,false,0,7.0598708351558636E-22,7.0598708351558636E-22,2.1605512891520536E+20,0,false,0,2.2901315734104632E-18,2.2901315734104632E-18,6.8376148837595472E+16,0,false,0,6.6030691787957521E-15,6.6030691787957521E-15,23699317640758.676,0,false,0,2.0873872596422513E-11,2.0873872596422513E-11,7496847226.0870237,0,false,0,6.6008980992868568E-8,6.6008980992868568E-8,2370711.2504750015,0,false,0,2.0873872596422638E-4,2.0873872596422638E-4]
[null,19,11,1523.6615815000951,null,371,4,20,2715.957494779911,1,0.19511158221882186,0.19511158221882186,3.5159073013837278E+23,0,false,0,3.3443767733838919E-22,3.3443767733838919E-22,1.1095082852396858E+20,0,false,0,1.0848729418628192E-18,1.0848729418628192E-18,3.5113215793117672E+16,0,false,0,3.1279823257735096E-15,3.1279823257735096E-15,12170314775202.008,0,false,0,9.8882963034421082E-12,9.8882963034421082E-12,3849857280.5388718,0,false,0,3.12695384975005E-8,3.12695384975005E-8,1217431.7673084638,0,false,0,9.8882963034421149E-5,9.8882963034421149E-5]
[null,19,12,1678.0155770159135,null,372,20,17,2727.9960454058878,1,5.8675428536544019E-2,5.8675428536544019E-2,1.1131223845664948E+23,0,false,0,9.5533598588677811E-23,9.5533598588677811E-23,3.5126594710737269E+19,0,false,0,3.0989874398264698E-19,3.0989874398264698E-19,1.1116705630450006E+16,0,false,0,8.935219568594422E-16,8.935219568594422E-16,3853073657023.3652,0,false,0,2.8246354815552543E-12,2.8246354815552543E-12,1218849630.8385475,0,false,0,8.9322816814411349E-9,8.9322816814411349E-9,385434.09587052139,0,false,0,2.8246354815552634E-5,2.8246354815552634E-5]
[null,19,13,1845.7916590983248,null,373,5,20,2733.698846851908,1,0.24586698025179804,0.24586698025179804,4.7789395498411888E+23,0,false,0,3.9071077711005734E-22,3.9071077711005734E-22,1.5080810074604539E+20,0,false,0,1.2674156618783876E-18,1.2674156618783876E-18,4.7727064820451056E+16,0,false,0,3.6543023950406427E-15,3.6543023950406427E-15,16542301496498.273,0,false,0,1.1552119258092109E-11,1.1552119258092109E-11,5232855602.2993975,0,false,0,3.6531008657465664E-8,3.6531008657465664E-8,1654774.2370038328,0,false,0,1.1552119258092147E-4,1.1552119258092147E-4]
[null,19,14,2026.9898277473292,null,374,17,18,2744.0725514332976,1,0.89217775767864382,0.89217775767864382,1.8122069571382751E+24,0,false,0,1.3566927486032997E-21,1.3566927486032997E-21,5.7187475697172041E+20,0,false,0,4.4009373139259291E-18,4.4009373139259291E-18,1.80984333468468E+17,0,false,0,1.2689093444583348E-14,1.2689093444583348E-14,62729552333486.828,0,false,0,4.0113243213762769E-11,4.0113243213762769E-11,19843350662.391483,0,false,0,1.2684921289178355E-7,1.2684921289178355E-7,6275018.4502567872,0,false,0,4.0113243213762826E-4,4.0113243213762826E-4]
[null,19,15,2221.6100829629268,null,375,6,20,2755.3827216065711,1,7.0112726275642051E-2,7.0112726275642051E-2,1.4939036699487193E+23,0,false,0,1.016383552080087E-22,1.016383552080087E-22,4.7142838450426061E+19,0,false,0,3.2970179167057138E-19,3.2970179167057138E-19,1.4919552036083216E+16,0,false,0,9.5061950328540623E-16,9.5061950328540623E-16,5171148255231.2295,0,false,0,3.005134409764434E-12,3.005134409764434E-12,1635798508.6558728,0,false,0,9.5030694098013952E-9,9.5030694098013952E-9,517284.90804591979,0,false,0,3.0051344097644493E-5,3.0051344097644493E-5]
[null,19,16,2429.6524247451166,null,376,13,19,2755.8297919553029,1,0.32629538407633657,0.32629538407633657,6.9655576508784594E+23,0,false,0,4.7212009127921736E-22,4.7212009127921736E-22,2.1981079882062738E+20,0,false,0,1.5314970382968701E-18,1.5314970382968701E-18,6.9564726242481432E+16,0,false,0,4.4157204801710501E-15,4.4157204801710501E-15,24111281080318.687,0,false,0,1.395914297255867E-11,1.395914297255867E-11,7627164352.3405342,0,false,0,4.4142685977218724E-8,4.4142685977218724E-8,2411921.1441839007,0,false,0,1.3959142972558679E-4,1.3959142972558679E-4]
[null,19,17,2651.1168530939003,null,377,7,20,2781.0091190439011,1,0.17023421604704517,0.17023421604704517,4.039408077399639E+23,0,false,0,2.215962944662693E-22,2.215962944662693E-22,1.2747084451217451E+20,0,false,0,7.1882996496318371E-19,7.1882996496318371E-19,4.0341395645548904E+16,0,false,0,2.0725813492779876E-15,2.0725813492779876E-15,13982412957275.49,0,false,0,6.5519227285213428E-12,6.5519227285213428E-12,4423081515.7510681,0,false,0,2.0718998875552425E-8,2.0718998875552425E-8,1398701.1866363341,0,false,0,6.5519227285213417E-5,6.5519227285213417E-5]
[null,19,18,2886.0033680092756,null,378,14,19,2809.0538481712947,1,0.74757085021364911,0.74757085021364911,1.9933729067513793E+24,0,false,0,8.6596966626026216E-22,8.6596966626026216E-22,6.2904495654436864E+20,0,false,0,2.8090945579949529E-18,2.8090945579949529E-18,1.9907729934565834E+17,0,false,0,8.0993799271526771E-15,8.0993799271526771E-15,69000612530300.844,0,false,0,2.5604066856110349E-11,2.5604066856110349E-11,21827086268.359245,0,false,0,8.0967168628535253E-8,8.0967168628535253E-8,6902330.7293000538,0,false,0,2.5604066856110385E-4,2.5604066856110385E-4]
[null,19,19,3134.3119694912443,null,379,8,20,2810.5780391638964,1,0.25374963509086967,0.25374963509086967,6.8089586224747152E+23,0,false,0,2.9208998808396927E-22,2.9208998808396927E-22,2.1486903259698266E+20,0,false,0,9.4750246797314945E-19,9.4750246797314945E-19,6.8000778445799088E+16,0,false,0,2.7319060685187095E-15,2.7319060685187095E-15,23569213469942.754,0,false,0,8.636205024593429E-12,8.636205024593429E-12,7455691142.7401867,0,false,0,2.7310078217905667E-8,2.7310078217905667E-8,2357696.554180258,0,false,0,8.6362050245934418E-5,8.6362050245934418E-5]
[null,19,20,3396.042657539806,null,380,18,18,2813.0666983799538,1,0.68093664903708939,0.68093664903708939,1.8460823866171139E+24,0,false,0,7.7579835234146715E-22,7.7579835234146715E-22,5.8256476283679159E+20,0,false,0,2.516590377900001E-18,2.516590377900001E-18,1.8436745811713926E+17,0,false,0,7.2560112060369671E-15,7.2560112060369671E-15,63902150484013.18,0,false,0,2.2937977684591489E-11,2.2937977684591489E-11,20214280717.228714,0,false,0,7.2536254401424627E-8,7.2536254401424627E-8,6392316.8328464665,0,false,0,2.2937977684591527E-4,2.2937977684591527E-4]
[null,20,1,795.21557981650847,null,381,9,20,2844.0894819665582,1,0.10349335578376521,0.10349335578376521,3.1874081389701368E+23,0,false,0,1.0379436455623734E-22,1.0379436455623734E-22,1.0058444195146824E+20,0,false,0,3.3669560954094829E-19,3.3669560954094829E-19,3.1832508712715404E+16,0,false,0,9.7078457316966297E-16,9.7078457316966297E-16,11033214770207.396,0,false,0,3.068880993097809E-12,3.068880993097809E-12,3490156417.1027594,0,false,0,9.7046538061885058E-9,9.7046538061885058E-9,1103684.3668297422,0,false,0,3.0688809930978E-5,3.0688809930978E-5]
[null,20,2,815.34870966639789,null,382,15,19,2866.2204270699526,1,0.48013239079394721,0.48013239079394721,1.618175762992591E+24,0,false,0,4.4003055281336849E-22,4.4003055281336849E-22,5.106446962659501E+20,0,false,0,1.4274026902092857E-18,1.4274026902092857E-18,1.616065211241199E+17,0,false,0,4.1155883002018874E-15,4.1155883002018874E-15,56013161636746.633,0,false,0,1.3010353747862639E-11,1.3010353747862639E-11,17718742868.723534,0,false,0,4.1142351007754059E-8,4.1142351007754059E-8,5603158.4740031892,0,false,0,1.3010353747862696E-4,1.3010353747862696E-4]
[null,20,3,848.90392608288005,null,383,10,20,2881.5434474518852,1,0.14210815442758754,0.14210815442758754,5.095730065359828E+23,0,false,0,1.2241033813488932E-22,1.2241033813488932E-22,1.6080499974036836E+20,0,false,0,3.970834407884373E-19,3.970834407884373E-19,5.0890838145260024E+16,0,false,0,1.1448990353753411E-15,1.1448990353753411E-15,17638872014766.324,0,false,0,3.6192982313341242E-12,3.6192982313341242E-12,5579735701.2414742,0,false,0,1.1445225942434812E-8,1.1445225942434812E-8,1764467.3557679825,0,false,0,3.6192982313341199E-5,3.6192982313341199E-5]
[null,20,4,895.88122906595538,null,384,19,18,2886.0033680092756,1,0.15763035450786392,0.15763035450786392,5.7548830876265844E+23,0,false,0,1.3336126691734772E-22,1.3336126691734772E-22,1.8160576826910527E+20,0,false,0,4.3260684957092098E-19,4.3260684957092098E-19,5.7473771177205816E+16,0,false,0,1.2473226377485817E-15,1.2473226377485817E-15,19920530510954.492,0,false,0,3.9430836058189509E-12,3.9430836058189509E-12,6301496784.2951012,0,false,0,1.2469125198857474E-8,1.2469125198857474E-8,1992708.250659924,0,false,0,3.9430836058189531E-5,3.9430836058189531E-5]
[null,20,5,{"$f":"3.1416/2*SQRT($H$2/$I$2)*(B394^2/$C$2^2+C394^2/$D$2^2)","v":956.28061861562344},null,385,11,20,2922.9399356198787,1,{"$f":"ABS(SIN(G394*3.1416*$J$2/$C$2)*SIN(H394*3.1416*$K$2/$D$2))*(1/F394^$M$2)+(1-1/F394^$M$2)","v":0.25678981287971886},{"$f":"$J394*$K394","v":0.25678981287971886},{"$f":"10^(LOG10($I394/22.27)/LOG10(2)*70/20)*$L394","v":1.0869001341074127E+24},{"$f":"IF($I394<22.27,M394,0)","v":0},{"$f":"AND($I394>22.27,$I394<44.45)","v":false},{"$f":"IF($O394=TRUE,$L394,0)","v":0},{"$f":"10^(LOG10(44.45/$I394)/LOG10(2)*70/20)*$L394","v":1.8739260675135279E-22},{"$f":"IF($I394>44.45,Q394,0)","v":1.8739260675135279E-22},{"$f":"10^(LOG10($I394/44.548)/LOG10(2)*70/20)*$L394","v":3.4299104061864837E+20},{"$f":"IF($I394<44.528,S394,0)","v":0},{"$f":"AND($I394>44.548,$I394<89.095)","v":false},{"$f":"IF($U394=TRUE,$L394,0)","v":0},{"$f":"10^(LOG10(89.095/$I394)/LOG10(2)*70/20)*$L394","v":6.078775877993741E-19},{"$f":"IF($I394>89.095,W394,0)","v":6.078775877993741E-19},{"$f":"10^(LOG10($I394/89.09)/LOG10(2)*70/20)*$L394","v":1.0854825137017122E+17},{"$f":"IF($I394<89.09,Y394,0)","v":0},{"$f":"AND($I394>89.09,$I394<176.78)","v":false},{"$f":"IF($AA394=TRUE,$L394,0)","v":0},{"$f":"10^(LOG10(176.78/$I394)/LOG10(2)*70/20)*$L394","v":1.7526756152709811E-15},{"$f":"IF($I394>176.78,AC394,0)","v":1.7526756152709811E-15},{"$f":"10^(LOG10($I394/176.78)/LOG10(2)*70/20)*$L394","v":37623053247423.594},{"$f":"IF($I394<176.78,AE394,0)","v":0},{"$f":"AND($I394>176.78,$I394<353.55)","v":false},{"$f":"IF($AG394=TRUE,$L394,0)","v":0},{"$f":"10^(LOG10(353.55/$I394)/LOG10(2)*70/20)*$L394","v":5.5406245952272936E-12},{"$f":"IF($I394>353.55,AI394,0)","v":5.5406245952272936E-12},{"$f":"10^(LOG10($I394/353.55)/LOG10(2)*70/20)*$L394","v":11901367231.341166},{"$f":"IF($I394<353.55,AK394,0)","v":0},{"$f":"AND($I394>353.55,$I394<707.1)","v":false},{"$f":"IF($AM394=TRUE,$L394,0)","v":0},{"$f":"10^(LOG10(707.1/$I394)/LOG10(2)*70/20)*$L394","v":1.7520993380866779E-8},{"$f":"IF($I394>707.1,AO394,0)","v":1.7520993380866779E-8},{"$f":"10^(LOG10($I394/707.1)/LOG10(2)*70/20)*$L394","v":3763542.7721130084},{"$f":"IF($I394<707.1,AQ394,0)","v":0},{"$f":"AND($I394>707.1,$I394<1414.2)","v":false},{"$f":"IF($AS394=TRUE,$L394,0)","v":0},{"$f":"10^(LOG10(1414.2/$I394)/LOG10(2)*70/20)*$L394","v":5.5406245952273174E-5},{"$f":"IF($I394>1414.2,AU394,0)","v":5.5406245952273174E-5}]
[null,20,6,1030.1020947318843,null,386,16,19,2927.3295286512766,{"$f":"IF(ABS(I395-I394)>0.0001,1,$L$2)","v":1},0.22963720494048531,0.22963720494048531,9.8908022333764496E+23,0,false,0,1.6467948468488653E-22,1.6467948468488653E-22,3.121221944981154E+20,0,false,0,5.3419913221613485E-19,5.3419913221613485E-19,9.877901873320488E+16,0,false,0,1.540240685832212E-15,1.540240685832212E-15,34237016576656.652,0,false,0,4.8690672433258015E-12,4.8690672433258015E-12,10830256239.56246,0,false,0,1.5397342569426795E-8,1.5397342569426795E-8,3424827.7360267616,0,false,0,4.8690672433258045E-5,4.8690672433258045E-5]
[null,20,7,1117.3456574147383,null,387,20,18,2962.882560321264,1,0.8509773829708186,0.8509773829708186,4.2175892368601219E+24,0,false,0,5.3034474306030828E-22,5.3034474306030828E-22,1.3309367400535297E+21,0,false,0,1.7203703427923613E-18,1.7203703427923613E-18,4.2120883261715987E+17,0,false,0,4.9602933379454293E-15,4.9602933379454293E-15,145991871244415.94,0,false,0,1.5680667334162438E-11,1.5680667334162438E-11,46181867830.980507,0,false,0,4.9586624007353687E-8,4.9586624007353687E-8,14603988.894675912,0,false,0,1.5680667334162448E-4,1.5680667334162448E-4]
[null,20,8,1218.0113066641852,null,388,12,20,2968.2789464705384,1,0.13489895112069034,0.13489895112069034,6.8287804873897603E+23,0,false,0,8.2311498204313659E-23,8.2311498204313659E-23,2.1549454747741032E+20,0,false,0,2.6700794574559243E-19,2.6700794574559243E-19,6.8198738562640064E+16,0,false,0,7.6985617661290298E-16,7.6985617661290298E-16,23637826864656.738,0,false,0,2.4336985291312199E-12,2.4336985291312199E-12,7477395739.7092285,0,false,0,7.6960304902562902E-9,7.6960304902562902E-9,2364560.1503920737,0,false,0,2.4336985291312086E-5,2.4336985291312086E-5]
[null,20,9,1332.0990424802249,null,389,17,19,2992.3811529152667,1,0.72784913918597383,0.72784913918597383,4.0477287964228621E+24,0,false,0,4.0425728245755973E-22,4.0425728245755973E-22,1.2773341988473201E+21,0,false,0,1.3113587882188733E-18,1.3113587882188733E-18,4.0424494310437869E+17,0,false,0,3.7810023220351437E-15,3.7810023220351437E-15,140112151300826.17,0,false,0,1.1952647870233812E-11,1.1952647870233812E-11,44321925582.117912,0,false,0,3.7797591339899615E-8,3.7797591339899615E-8,14015823.512397707,0,false,0,1.195264787023384E-4,1.195264787023384E-4]
[null,20,10,1459.6088648628577,null,390,13,20,3017.5604800038645,1,0.11127014614377873,0.11127014614377873,6.8211762748863519E+23,0,false,0,5.6064061598975991E-23,5.6064061598975991E-23,2.1525458276696451E+20,0,false,0,1.8186462698734393E-19,1.8186462698734393E-19,6.81227956177098E+16,0,false,0,5.2436494353247358E-16,5.2436494353247358E-16,23611504879504.07,0,false,0,1.6576423370629337E-12,1.6576423370629337E-12,7469069259.412755,0,false,0,5.2419253310434102E-9,5.2419253310434102E-9,2361927.0861291373,0,false,0,1.6576423370629348E-5,1.6576423370629348E-5]
[null,20,11,1600.5407738120832,null,391,18,19,3061.3752998619225,1,0.55551615087488615,0.55551615087488615,4.026870054709716E+24,0,false,0,2.3670764129714433E-22,2.3670764129714433E-22,1.2707518447729388E+21,0,false,0,7.6784923642323929E-19,7.6784923642323929E-19,4.0216178949376333E+17,0,false,0,2.2139171765740824E-15,2.2139171765740824E-15,139390125858450.66,0,false,0,6.9987189035126876E-12,6.9987189035126876E-12,44093525992.015839,0,false,0,2.2131892438376199E-8,2.2131892438376199E-8,13943597.220260615,0,false,0,6.9987189035126805E-5,6.9987189035126805E-5]
[null,20,12,1754.8947693279017,null,392,14,20,3070.7845362198564,1,0.25492949583571556,0.25492949583571556,1.9150794954477155E+24,0,false,0,1.0481896837450985E-22,1.0481896837450985E-22,6.0433805130630811E+20,0,false,0,3.4001929294713243E-19,3.4001929294713243E-19,1.9125816985608835E+17,0,false,0,9.803676520260372E-16,9.803676520260372E-16,66290485730271.82,0,false,0,3.0991753852528583E-12,3.0991753852528583E-12,20969787046.030544,0,false,0,9.8004530857288669E-9,9.8004530857288669E-9,6631228.9114150759,0,false,0,3.0991753852528607E-5,3.0991753852528607E-5]
[null,20,13,1922.6708514103129,null,393,15,20,3127.9511151185143,1,0.16373017792830863,0.16373017792830863,1.5241679491413411E+24,0,false,0,5.4326428643326367E-23,5.4326428643326367E-23,4.8097882643366458E+20,0,false,0,1.7622796848799059E-19,1.7622796848799059E-19,1.5221800097542477E+17,0,false,0,5.0811293144696274E-16,5.0811293144696274E-16,52759080718719.711,0,false,0,1.6062658603787468E-12,1.6062658603787468E-12,16689373674.489077,0,false,0,5.0794586465668805E-9,5.0794586465668805E-9,5277643.3533038767,0,false,0,1.6062658603787507E-5,1.6062658603787507E-5]
[null,20,14,2103.8690200593173,null,394,19,19,3134.3119694912443,1,0.12859670267576204,0.12859670267576204,1.2257214509760761E+24,0,false,0,4.1672964183006017E-23,4.1672964183006017E-23,3.8679862370624281E+20,0,false,0,1.3518175227493259E-19,1.3518175227493259E-19,1.224122768920484E+17,0,false,0,3.8976558043471677E-16,3.8976558043471677E-16,42428353782891.531,0,false,0,1.232141728060597E-12,1.232141728060597E-12,13421436481.262524,0,false,0,3.8963742608072966E-9,3.8963742608072966E-9,4244230.8752065282,0,false,0,1.2321417280605978E-5,1.2321417280605978E-5]
[null,20,15,2298.4892752749147,null,395,16,20,3189.0602166998383,1,7.8308693903554744E-2,7.8308693903554744E-2,9.1287408533484512E+23,0,false,0,2.0748924756174321E-23,2.0748924756174321E-23,2.8807396618818555E+20,0,false,0,6.730685136873954E-20,6.730685136873954E-20,9.1168344335165904E+16,0,false,0,1.9406386993427421E-16,1.9406386993427421E-16,31599140751740.703,0,false,0,6.134820621878716E-13,6.134820621878716E-13,9995812296.4689121,0,false,0,1.9400006201707315E-9,1.9400006201707315E-9,3160953.3920360073,0,false,0,6.13482062187873E-6,6.13482062187873E-6]
[null,20,16,2506.531617057105,null,396,20,19,3211.1911618032327,1,0.69423738748387465,0.69423738748387465,8.7705966349757567E+24,0,false,0,1.6973576895072759E-22,1.6973576895072759E-22,2.7677207613440404E+21,0,false,0,5.5060107003017533E-19,5.5060107003017533E-19,8.7591573349243405E+17,0,false,0,1.5875319119390073E-15,1.5875319119390073E-15,303594243716187.12,0,false,0,5.0185660600051019E-12,5.0185660600051019E-12,96036506128.992859,0,false,0,1.5870099337633352E-8,1.5870099337633352E-8,30369409.789233819,0,false,0,5.0185660600051232E-5,5.0185660600051232E-5]
[null,20,17,2727.9960454058878,null,397,17,20,3254.1118409638284,1,0.24820418565559543,0.24820418565559543,3.6590954450477068E+24,0,false,0,5.2003308825719299E-23,5.2003308825719299E-23,1.1546938996842763E+21,0,false,0,1.6869206568276586E-19,1.6869206568276586E-19,3.6543229657678195E+17,0,false,0,4.8638488397347861E-16,4.8638488397347861E-16,126659606017518.58,0,false,0,1.5375783330411567E-12,1.5375783330411567E-12,40066458048.422752,0,false,0,4.8622496133349796E-9,4.8622496133349796E-9,12670126.520860055,0,false,0,1.5375783330411574E-5,1.5375783330411574E-5]
[null,20,18,2962.882560321264,null,398,18,20,3323.1059879104841,1,0.18943683027589828,0.18943683027589828,3.5642544873867289E+24,0,false,0,3.1099015791110257E-23,3.1099015791110257E-23,1.1247651162196195E+21,0,false,0,1.0088121954095257E-19,1.0088121954095257E-19,3.559605707122656E+17,0,false,0,2.9086786069596447E-16,2.9086786069596447E-16,123376685822605.83,0,false,0,9.1950250741866818E-13,9.1950250741866818E-13,39027966074.528297,0,false,0,2.9077222376788597E-9,2.9077222376788597E-9,12341726.523929041,0,false,0,9.1950250741866871E-6,9.1950250741866871E-6]
[null,20,19,3211.1911618032327,null,399,19,20,3396.042657539806,1,4.3852823541605884E-2,4.3852823541605884E-2,1.0620129302357639E+24,0,false,0,5.5930903084075925E-24,5.5930903084075925E-24,3.3513743228227342E+20,0,false,0,1.8143267783931774E-20,1.8143267783931774E-20,1.0606277696733605E+17,0,false,0,5.2311951722629007E-17,5.2311951722629007E-17,36761582568507.859,0,false,0,1.6537052482123501E-13,1.6537052482123501E-13,11628856681.98765,0,false,0,5.2294751629251296E-10,5.2294751629251296E-10,3677367.3698749254,0,false,0,1.653705248212357E-6,1.653705248212357E-6]
[null,20,20,3472.9218498517944,null,400,20,20,16116.754532482057,1,0.23674222601240905,0.23674222601240905,4.1843659545352122E+32,0,false,0,4.1372170618693218E-31,4.1372170618693218E-31,1.3204525310449656E+29,0,false,0,1.3420601652169406E-27,1.3420601652169406E-27,4.1789083762573594E+25,0,false,0,3.8695227016308471E-24,3.8695227016308471E-24,1.4484184717068356E+22,0,false,0,1.2232481849832559E-20,1.2232481849832559E-20,4.5818078673934638E+18,0,false,0,3.868250408214075E-17,3.868250408214075E-17,1448894866224204.5,0,false,0,1.2232481849832523E-13,1.2232481849832523E-13]

{"sheet":"計算表s-3","index":9,"n_rows":409,"n_cols":48,"rows_kept":409,"cut":false,"hidden":true,"merged":[[8,24,8,25],[8,26,8,27],[7,12,7,17],[7,18,7,23],[7,24,7,29],[7,30,7,35],[8,12,8,13],[8,14,8,15],[8,16,8,17],[8,18,8,19],[8,20,8,21],[8,22,8,23],[8,28,8,29],[8,30,8,31],[8,32,8,33],[8,34,8,35],[7,36,7,41],[7,42,7,47],[8,44,8,45],[8,46,8,47],[8,36,8,37],[8,38,8,39],[8,40,8,41],[8,42,8,43]]}
[null,"ヤング率","辺長ｘ","辺長ｙ","板厚","ポアソン比","密度","曲げ剛性","面密度","加振点ｘ","加振点ｙ","縮退重み","周波数重み"]
[null,24000000000,{"$f":"床衝撃音計算シート!E17","v":12.27},{"$f":"床衝撃音計算シート!G17","v":6.65},{"$f":"(床衝撃音計算シート!N17)/1000","v":0.2},0.16,2300,{"$f":"B2*E2^3/12/(1-F2^2)","v":16420361.24794746},{"$f":"G2*E2","v":460},{"$f":"'計算表（参考）'!D32","v":4.82},{"$f":"'計算表（参考）'!F32","v":5.59},1,0]
[]
[null,"周波数","31.5Hz","63Hz","125Hz","250Hz","500Hz","1000Hz","(2000Hz)","(4000Hz)"]
[null,"モード数１",{"$f":"M8","v":2.5409349889615007},{"$f":"S8","v":5.2111957327026071},{"$f":"Y8","v":11.584914026472552},{"$f":"AE8","v":17.845064721386038},{"$f":"AK8","v":40.030405992990438},{"$f":"AQ8","v":55.617055088669474},{"$f":"H6*I7/H7","v":72.822076641295226},{"$f":"H6*J7/H7","v":146.87226134021853}]
[null,"モード数２",{"$f":"C5*($D$7^2+$C$7^2)/2/$D$7^2","v":1.6436469468504822},{"$f":"D5*($D$7^2+$C$7^2)/2/$D$7^2","v":3.370950454343435},7.4938983688517524,11.543383153475801,25.894347898469938,35.976836552858273,47.106196913639437,95.006816379643297]
[null,null,{"$f":"MIN(C2,D2)","v":6.65},{"$f":"MAX(C2,D2)","v":12.27},null,null,null,{"$f":"0.354*SQRT(I2/H2)*C2*D2*1000-0.139*SQRT(SQRT(I2/H2*1000^2))*(C2+D2)","v":146.83189914920305},{"$f":"0.354*SQRT(I2/H2)*C2*D2*2000-0.139*SQRT(SQRT(I2/H2*2000^2))*(C2+D2)","v":297.20800486502736},{"$f":"0.354*SQRT(I2/H2)*C2*D2*4000-0.139*SQRT(SQRT(I2/H2*4000^2))*(C2+D2)","v":599.42827472442218}]
[null,null,null,null,null,null,null,null,null,null,null,null,{"$f":"M9+O9+Q9","v":2.5409349889615007},null,null,null,null,null,{"$f":"S9+U9+W9","v":5.2111957327026071},null,null,null,null,null,{"$f":"Y9+AA9+AC9","v":11.584914026472552},null,null,null,null,null,{"$f":"AE9+AG9+AI9","v":17.845064721386038},null,null,null,null,null,{"$f":"AK9+AM9+AO9","v":40.030405992990438},null,null,null,null,null,{"$f":"AQ9+AS9+AU9","v":55.617055088669474}]
[null,"m","n","fi",null,"No.","m","n","fi","縮退ﾁｪｯｸ","周波数重み","重み",{"$f":"SUM(N10:N409)","v":2.2105162920406109E-3},null,{"$f":"SUM(P10:P409)","v":2.0436833816925253},null,{"$f":"SUM(R10:R409)","v":0.49504109097693488},null,{"$f":"SUM(T10:T409)","v":0.11389471054581002},null,{"$f":"SUM(V10:V409)","v":3.9446161280578926},null,{"$f":"SUM(X10:X409)","v":1.1526848940989038},null,{"$f":"SUM(Z10:Z409)","v":0.26815654370037789},null,{"$f":"SUM(AB10:AB409)","v":9.2606688746791548},null,{"$f":"SUM(AD10:AD409)","v":2.0560886080930185},null,{"$f":"SUM(AF10:AF409)","v":1.3190159358733082},null,{"$f":"SUM(AH10:AH409)","v":14.616417002197473},null,{"$f":"SUM(AJ10:AJ409)","v":1.9096317833152581},null,{"$f":"SUM(AL10:AL409)","v":2.5166112572894805},null,{"$f":"SUM(AN10:AN409)","v":31.7365084819738},null,{"$f":"SUM(AP10:AP409)","v":5.7772862537271523},null,{"$f":"SUM(AR10:AR409)","v":6.3639477906143567},null,{"$f":"SUM(AT10:AT409)","v":43.893804625325068},null,{"$f":"SUM(AV10:AV409)","v":5.3593026727300535}]
[null,1,1,{"$f":"3.1416/2*SQRT($H$2/$I$2)*(B10^2/$C$2^2+C10^2/$D$2^2)","v":8.6823046246294862},null,1,1,1,8.6823046246294862,{"$f":"1","v":1},{"$f":"ABS(SIN(G10*3.1416*$J$2/$C$2)*SIN(H10*3.1416*$K$2/$D$2))*(1/F10^$M$2)+(1-1/F10^$M$2)","v":0.45313628128112277},{"$f":"$J10*$K10","v":0.45313628128112277},{"$f":"10^(LOG10($I10/22.27)/LOG10(2)*70/20)*$L10","v":7.9414205561821141E-6},{"$f":"IF($I10<22.27,M10,0)","v":7.9414205561821141E-6},{"$f":"AND($I10>22.27,$I10<44.45)","v":false},{"$f":"IF($O10=TRUE,$L10,0)","v":0},{"$f":"10^(LOG10(44.45/$I10)/LOG10(2)*70/20)*$L10","v":79863068.022390097},{"$f":"IF($I10>44.45,Q10,0)","v":0},{"$f":"10^(LOG10($I10/44.548)/LOG10(2)*70/20)*$L10","v":2.5060592183955254E-9},{"$f":"IF($I10<44.528,S10,0)","v":2.5060592183955254E-9},{"$f":"AND($I10>44.548,$I10<89.095)","v":false},{"$f":"IF($U10=TRUE,$L10,0)","v":0},{"$f":"10^(LOG10(89.095/$I10)/LOG10(2)*70/20)*$L10","v":259065552186.50241},{"$f":"IF($I10>89.095,W10,0)","v":0},{"$f":"10^(LOG10($I10/89.09)/LOG10(2)*70/20)*$L10","v":7.931062732608971E-13},{"$f":"IF($I10<89.09,Y10,0)","v":7.931062732608971E-13},{"$f":"AND($I10>89.09,$I10<176.78)","v":false},{"$f":"IF($AA10=TRUE,$L10,0)","v":0},{"$f":"10^(LOG10(176.78/$I10)/LOG10(2)*70/20)*$L10","v":746956106274239.87},{"$f":"IF($I10>176.78,AC10,0)","v":0},{"$f":"10^(LOG10($I10/176.78)/LOG10(2)*70/20)*$L10","v":2.7489230985401221E-16},{"$f":"IF($I10<176.78,AE10,0)","v":2.7489230985401221E-16},{"$f":"AND($I10>176.78,$I10<353.55)","v":false},{"$f":"IF($AG10=TRUE,$L10,0)","v":0},{"$f":"10^(LOG10(353.55/$I10)/LOG10(2)*70/20)*$L10","v":2.361305958683305E+18},{"$f":"IF($I10>353.55,AI10,0)","v":0},{"$f":"10^(LOG10($I10/353.55)/LOG10(2)*70/20)*$L10","v":8.6957172431725402E-20},{"$f":"IF($I10<353.55,AK10,0)","v":8.6957172431725402E-20},{"$f":"AND($I10>353.55,$I10<707.1)","v":false},{"$f":"IF($AM10=TRUE,$L10,0)","v":0},{"$f":"10^(LOG10(707.1/$I10)/LOG10(2)*70/20)*$L10","v":7.4671050819667084E+21},{"$f":"IF($I10>707.1,AO10,0)","v":0},{"$f":"10^(LOG10($I10/707.1)/LOG10(2)*70/20)*$L10","v":2.7498272377225434E-23},{"$f":"IF($I10<707.1,AQ10,0)","v":2.7498272377225434E-23},{"$f":"AND($I10>707.1,$I10<1414.2)","v":false},{"$f":"IF($AS10=TRUE,$L10,0)","v":0},{"$f":"10^(LOG10(1414.2/$I10)/LOG10(2)*70/20)*$L10","v":2.3613059586833313E+25},{"$f":"IF($I10>1414.2,AU10,0)","v":0}]
[null,1,2,28.815434474518852,null,2,2,1,14.596088648628578,{"$f":"IF(ABS(I11-I10)>0.0001,1,$L$2)","v":1},0.299398603233272,0.299398603233272,2.202574871484429E-3,2.202574871484429E-3,false,0,125705.81639714407,0,6.9506242892437394E-7,6.9506242892437394E-7,false,0,407773549.7069943,0,2.1997021005785094E-10,2.1997021005785094E-10,false,0,1175721512798.7681,0,7.6242139522181716E-14,7.6242139522181716E-14,false,0,3716735415380075.5,0,2.4117811358618767E-17,2.4117811358618767E-17,false,0,1.1753349372813076E+19,0,7.6267216071515174E-21,7.6267216071515174E-21,false,0,3.7167354153800907E+22,0]
[null,1,3,62.370650891001134,null,3,3,1,24.452395355293728,1,0.25531605076547675,0.25531605076547675,0.75707335083938232,0,true,0.25531605076547675,265.95293675665334,0,2.3890822006595103E-4,2.3890822006595103E-4,false,0,862717.22490260925,0,7.5608591639431721E-8,7.5608591639431721E-8,false,0,2487447264.5635872,0,2.6206097595365978E-11,2.6206097595365978E-11,false,0,7863412586613.2275,0,8.2898213797726259E-15,8.2898213797726259E-15,false,0,2.4866293955334E+16,0,2.6214716956041042E-18,2.6214716956041042E-18,false,0,7.8634125866132881E+19,0]
[null,1,4,109.34795387407632,null,4,1,2,28.815434474518852,1,0.79499900342145502,0.79499900342145502,15.902204530442608,0,true,0.79499900342145502,122.76154534872352,0,5.0182289143852771E-3,5.0182289143852771E-3,false,0,398222.71195641148,0,1.5881463628007694E-6,1.5881463628007694E-6,false,0,1148183862.5105579,0,5.5045488451575848E-10,5.5045488451575848E-10,false,0,3629682351394.8066,0,1.7412637092009828E-13,1.7412637092009828E-13,false,0,1.1478063413323256E+16,0,5.5063593280681855E-17,5.5063593280681855E-17,false,0,3.6296823513948226E+19,0]
[null,1,5,169.74734342374444,null,5,2,2,34.729218498517945,1,0.52527595125087734,0.52527595125087734,92.057012630685946,0,true,0.52527595125087734,9.257733436543969,0,2.9050259143056135E-2,2.9050259143056135E-2,false,0,30030.900191078512,0,9.1936944654338963E-6,9.1936944654338963E-6,false,0,86587213.488305718,0,3.1865539246135974E-9,3.1865539246135974E-9,false,0,273722781617.70938,0,1.008008260517629E-12,1.008008260517629E-12,false,0,865587437388829.12,0,3.1876020035000904E-16,3.1876020035000904E-16,false,0,2.7372278161770957E+18,0]
[null,1,6,243.56881954000545,null,6,4,1,38.251224744624942,1,0.46809237625471606,0.46809237625471606,252.20106101943759,0,true,0.46809237625471606,2.6835070446516061,0,7.9586616699814511E-2,7.9586616699814511E-2,false,0,8704.9527589415247,0,2.5187212061431489E-5,2.5187212061431489E-5,false,0,25098734.907986496,0,8.7299409118052806E-9,8.7299409118052806E-9,false,0,79343072231.18428,0,2.7615577081431724E-12,2.7615577081431724E-12,false,0,250904824805800.66,0,8.7328122477269559E-16,8.7328122477269559E-16,false,0,7.9343072231184051E+17,0]
[null,1,7,330.81238222285936,null,7,3,2,44.585525205183096,1,0.44793589544892487,0.44793589544892487,1433.4229521008224,0,false,0,0.43235839039514601,0.43235839039514601,0.45234259759427542,0,true,0.44793589544892487,1402.5151790910897,0,1.4315533694564433E-4,1.4315533694564433E-4,false,0,4043830.8695330229,0,4.9617942219922909E-8,4.9617942219922909E-8,false,0,12783511437.859558,0,1.5695731756252566E-11,1.5695731756252566E-11,false,0,40425012638450.609,0,4.9634261892792432E-15,4.9634261892792432E-15,false,0,1.278351143785961E+17,0]
[null,1,8,431.47803147230621,null,8,5,1,55.992576816622211,1,5.3964422734854495E-2,5.3964422734854495E-2,2441.0495558387502,0,false,0,3.6848939076886446E-3,3.6848939076886446E-3,0.77031743863606583,0,true,5.3964422734854495E-2,11.953323339348833,0,2.4378657475447845E-4,2.4378657475447845E-4,false,0,34464.666503284323,0,8.4496941841249793E-8,8.4496941841249793E-8,false,0,108951010.23293506,0,2.6729067632139837E-11,2.6729067632139837E-11,false,0,344533345712.38776,0,8.4524733450245352E-15,8.4524733450245352E-15,false,0,1089510102329351.2,0]
[null,1,9,545.56576728834602,null,9,4,2,58.384354594514313,1,0.82123852801981045,0.82123852801981045,60415.757648073239,0,false,0,3.4480608294984359E-2,3.4480608294984359E-2,19.065287541337938,0,true,0.82123852801981045,111.85067201728705,0,6.0336958678250422E-3,6.0336958678250422E-3,false,0,322495.76120426663,0,2.0912917347678337E-6,2.0912917347678337E-6,false,0,1019485825.4524575,0,6.6154202742821402E-10,6.6154202742821402E-10,false,0,3223897250686.6216,0,2.0919795745987409E-13,2.0919795745987409E-13,false,0,1.019485825452451E+16,0]
[null,1,10,673.0755896709785,null,10,1,3,62.370650891001134,1,0.94163928966682231,0.94163928966682231,149301.68846716173,0,false,0,1.8343868823650803E-2,1.8343868823650803E-2,47.114854333445095,0,true,0.94163928966682231,59.5051583130209,0,1.4910695749461396E-2,1.4910695749461396E-2,false,0,171569.47722917737,0,5.1680786475780355E-6,5.1680786475780355E-6,false,0,542371935.25357711,0,1.6348274942170133E-9,1.6348274942170133E-9,false,0,1715130654354.6816,0,5.1697784631914993E-13,5.1697784631914993E-13,false,0,5423719352535737,0]
[null,1,11,814.00749862020416,null,11,2,3,68.284434915000219,1,0.62216489767437599,0.62216489767437599,282812.5743768845,0,false,0,4.227647877656367E-3,4.227647877656367E-3,89.24663466457875,0,true,0.62216489767437599,13.713947623050096,0,2.8244370803503303E-2,2.8244370803503303E-2,false,0,39541.022848100845,0,9.7895585904591395E-6,9.7895585904591395E-6,false,0,124998580.34412219,0,3.0967484497224441E-9,3.0967484497224441E-9,false,0,395280218174.98071,0,9.7927784417183264E-13,9.7927784417183264E-13,false,0,1249985803441218.2,0]
[null,1,12,968.36149413602266,null,12,5,2,76.125706666511576,1,9.4677173439148041E-2,9.4677173439148041E-2,152311.54881756939,0,false,0,1.8177922448894314E-4,1.8177922448894314E-4,48.064670329696646,0,true,9.4677173439148041E-2,0.58966849551859923,0,1.5211289214907482E-2,1.5211289214907482E-2,false,0,1700.1738737077499,0,5.2722649777450576E-6,5.2722649777450576E-6,false,0,5374654.099567445,0,1.6677849410156325E-9,1.6677849410156325E-9,false,0,16996148590.194502,0,5.2739990609389813E-13,5.2739990609389813E-13,false,0,53746540995674.484,0]
[null,1,13,1136.1375762184339,null,13,6,1,77.676451571285526,1,0.43243671711079101,0.43243671711079101,879503.65201455541,0,false,0,6.5674078766773643E-4,6.5674078766773643E-4,277.54332101550801,0,true,0.43243671711079101,2.1303829043086817,0,8.7835653436790187E-2,8.7835653436790187E-2,false,0,6142.4705278069105,0,3.0444023045613986E-5,3.0444023045613986E-5,false,0,19417810.680594336,0,9.6304118616442602E-9,9.6304118616442602E-9,false,0,61404508924.622124,0,3.0454036288298365E-12,3.0454036288298365E-12,false,0,194178106805942.78,0]
[null,1,14,1317.3357448674385,null,14,3,3,78.140741621665384,1,0.53055920396316614,0.53055920396316614,1156486.8992622991,0,false,0,7.5181935429945493E-4,7.5181935429945493E-4,364.95040583057573,0,true,0.53055920396316614,2.4388055829696329,0,0.11549785183394573,0.11549785183394573,false,0,7031.7365888284467,0,4.003179945011676E-5,4.003179945011676E-5,false,0,22228992.262894578,0,1.266333019423043E-8,1.266333019423043E-8,false,0,70294245641.00766,0,4.0044966176550516E-12,4.0044966176550516E-12,false,0,222289922628948.28,0]
[null,1,15,1511.9560000830359,null,15,4,3,91.939571010996588,1,0.97271878435505887,0.97271878435505887,14045351.755494813,0,false,0,2.0807911803568936E-4,2.0807911803568936E-4,4432.2653602653891,0,false,0,0.67498197786846348,0.67498197786846348,1.4027032706090874,0,true,0.97271878435505887,1946.1557344797009,0,4.861799169890898E-4,4.861799169890898E-4,false,0,6152261.2824928295,0,1.537941563258511E-7,1.537941563258511E-7,false,0,19455158413.145943,0,4.8633982481368234E-11,4.8633982481368234E-11,false,0,61522612824928.437,0]
[null,1,16,1719.9983418652257,null,16,6,2,97.809581421174911,1,0.75868292464677201,0.75868292464677201,22496769.093242601,0,false,0,7.9029090130442611E-5,7.9029090130442611E-5,7099.2633082941074,0,false,0,0.25636023484221931,0.25636023484221931,2.2467427042461581,0,true,0.75868292464677201,739.15594414281531,0,7.7872576783251249E-4,7.7872576783251249E-4,false,0,2336647.790465767,0,2.4633570472161172E-7,2.4633570472161172E-7,false,0,7389129107.4716759,0,7.789818959429867E-11,7.789818959429867E-11,false,0,23366477904657.645,0]
[null,1,17,1941.462770214009,null,17,7,1,103.30284900861494,1,0.33968630032035257,0.33968630032035257,19013018.094106093,0,false,0,1.8745262034162151E-5,1.8745262034162151E-5,5999.9025271572482,0,false,0,6.080722641909312E-2,6.080722641909312E-2,1.898821982462545,0,true,0.33968630032035257,175.32369199994412,0,6.5813571063382318E-4,6.5813571063382318E-4,false,0,554239.90130128246,0,2.0818923782718596E-7,2.0818923782718596E-7,false,0,1752660458.2589703,0,6.5835217586839279E-11,6.5835217586839279E-11,false,0,5542399013012.8076,0]
[null,1,18,2176.349285129385,null,18,1,4,109.34795387407632,1,0.85704769376892642,0.85704769376892642,92926516.280793279,0,false,0,2.4415006164193626E-5,2.4415006164193626E-5,29324.646782190117,0,false,0,7.9199149371401892E-2,7.9199149371401892E-2,9.2805314229586688,0,true,0.85704769376892642,228.35258387462454,0,3.2166517975462244E-3,3.2166517975462244E-3,false,0,721876.84450886899,0,1.0175291740994626E-6,1.0175291740994626E-6,false,0,2282775018.7832398,0,3.2177097758243106E-10,3.2177097758243106E-10,false,0,7218768445088.7334,0]
[null,1,19,2424.6578866113541,null,19,5,3,109.68092308299386,1,0.11214070201499314,0.11214070201499314,12596512.227276471,0,false,0,3.083633404768436E-6,3.083633404768436E-6,3975.0577826059089,0,false,0,1.0002911364776464E-2,1.0002911364776464E-2,1.258008286802472,0,true,0.11214070201499314,28.841100877282312,0,4.3602832991444617E-4,4.3602832991444617E-4,false,0,91173.581398516209,0,1.379296157452486E-7,1.379296157452486E-7,false,0,288316179.6540702,0,4.3617174254680985E-11,4.3617174254680985E-11,false,0,911735813985.16101,0]
[null,1,20,2686.3885746599153,null,20,2,4,115.26173789807541,1,0.56627309049994468,0.56627309049994468,113270462.81141248,0,false,0,8.7442323046935509E-6,8.7442323046935509E-6,35744.547904529361,0,false,0,2.8365168363271444E-2,2.8365168363271444E-2,11.312272658946673,0,true,0.56627309049994468,81.784457777657295,0,3.9208576022614541E-3,3.9208576022614541E-3,false,0,258540.12820287884,0,1.2402918465822435E-6,1.2402918465822435E-6,false,0,817575671.67302978,0,3.9221471985360285E-10,3.9221471985360285E-10,false,0,2585401282028.7939,0]
[null,2,1,14.596088648628578,null,21,7,2,123.43597885850431,1,0.59595817281967756,0.59595817281967756,264410715.77984628,0,false,0,4.148957836199685E-6,4.148957836199685E-6,83439.594595807052,0,false,0,1.3458687218630871E-2,1.3458687218630871E-2,26.406585058532382,0,true,0.59595817281967756,38.805038012750387,0,9.1525781686870086E-3,9.1525781686870086E-3,false,0,122671.95718298062,0,2.8952513019808856E-6,2.8952513019808856E-6,false,0,387922789.72887242,0,9.1555885128275637E-10,9.1555885128275637E-10,false,0,1226719571829.8113,0]
[null,2,2,34.729218498517945,null,22,3,4,125.11804460474056,1,0.48289673886207474,0.48289673886207474,250761985.20904109,0,false,0,2.8723235492928877E-6,2.8723235492928877E-6,79132.490240310319,0,false,0,9.3174492889159018E-3,9.3174492889159018E-3,25.043492175946447,0,true,0.48289673886207474,26.86472818372226,0,8.6801272958689259E-3,8.6801272958689259E-3,false,0,84925.797119517287,0,2.7458000785727828E-6,2.7458000785727828E-6,false,0,268558951.00304174,0,8.6829822477592891E-10,8.6829822477592891E-10,false,0,849257971195.17493,0]
[null,2,3,68.284434915000219,null,23,6,3,131.36479783765719,1,0.89862458590781868,0.89862458590781868,822236424.47385931,0,false,0,3.0335167299873819E-6,3.0335167299873819E-6,259471.60922603597,0,false,0,9.8403392980200895E-3,9.8403392980200895E-3,82.116399923710858,0,true,0.89862458590781868,28.372361606667635,0,2.8461717695301973E-2,2.8461717695301973E-2,false,0,89691.785047332567,0,9.0033456907101035E-6,9.0033456907101035E-6,false,0,283630328.15580565,0,2.847107894450575E-9,2.847107894450575E-9,false,0,896917850473.33264,0]
[null,2,4,115.26173789807541,null,24,8,1,132.8717691286104,1,0.20799738604275819,0.20799738604275819,217306090.14231226,0,false,0,6.1493663864798058E-7,6.1493663864798058E-7,68574.876064294571,0,false,0,1.9947756052445666E-3,1.9947756052445666E-3,21.702266249518757,0,true,0.20799738604275819,5.7514779807994714,0,7.5220513309879021E-3,7.5220513309879021E-3,false,0,18181.790219292248,0,2.3794638525041921E-6,2.3794638525041921E-6,false,0,57495869.032335728,0,7.5245253839522067E-10,7.5245253839522067E-10,false,0,181817902192.92261,0]
[null,2,5,175.66112744774352,null,25,4,4,138.91687399407178,1,0.88533518085485874,0.88533518085485874,1551590392.2930655,0,false,0,1.5603602424269634E-6,1.5603602424269634E-6,489632.4754836231,0,false,0,5.0616085485330571E-3,5.0616085485330571E-3,154.95666864047519,0,true,0.88533518085485874,14.593987432859636,0,5.3708308717223589E-2,5.3708308717223589E-2,false,0,46135.066300011735,0,1.6989644652555881E-5,1.6989644652555881E-5,false,0,145891889.51091447,0,5.3725973738976518E-9,5.3725973738976518E-9,false,0,461350663000.11768,0]
[null,2,6,249.48260356400453,null,26,8,2,153.00489897849977,1,0.36491828496000212,0.36491828496000212,1966124280.6105001,0,false,0,2.0920246474586342E-7,2.0920246474586342E-7,620446.15860314027,0,false,0,6.786259705546246E-4,6.786259705546246E-4,196.35599071111488,0,true,0.36491828496000212,1.956662351685942,0,6.8057401208444765E-2,6.8057401208444765E-2,false,0,6185.4751990888799,0,2.152871855629856E-5,2.152871855629856E-5,false,0,19560190.039604396,0,6.807978574263513E-9,6.807978574263513E-9,false,0,61854751990.888947,0]
[null,2,7,336.72616624685844,null,27,5,4,156.65822606606906,1,0.10206660989430952,0.10206660989430952,723516456.29448605,0,false,0,4.4473927100622384E-8,4.4473927100622384E-8,228318.73367368313,0,false,0,1.4426771682493882E-4,1.4426771682493882E-4,72.257278938331297,0,true,0.10206660989430952,0.41596287546193267,0,2.5044525533073802E-2,2.5044525533073802E-2,false,0,1314.9576101847772,0,7.922379227002829E-6,7.922379227002829E-6,false,0,4158261.0747557147,0,2.5052762844933024E-9,2.5052762844933024E-9,false,0,13149576101.84778,0]
[null,2,8,437.3918154963053,null,28,7,3,156.99119527498658,1,0.7058846968485567,0.7058846968485567,5128843140.5855894,0,false,0,3.0007832699959405E-7,3.0007832699959405E-7,1618499.4285642544,0,false,0,9.7341561510706559E-4,9.7341561510706559E-4,512.21537010818292,0,true,0.7058846968485567,2.8066206854220228,0,0.17753492940213789,0.17753492940213789,false,0,8872.395703821554,0,5.6159939420912048E-5,5.6159939420912048E-5,false,0,28056978.726368912,0,1.7759332182715899E-8,1.7759332182715899E-8,false,0,88723957038.215759,0]
[null,2,9,551.47955131234505,null,29,9,1,166.38321193127192,1,0.47711543462253142,0.47711543462253142,6812411915.0968294,0,false,0,1.0321255896113547E-7,1.0321255896113547E-7,2149780.0750579527,0,false,0,3.348083067927246E-4,3.348083067927246E-4,680.35266331469757,0,true,0.47711543462253142,0.96534296852452939,0,0.23581167043976131,0.23581167043976131,false,0,3051.6787862138558,0,7.4594724380370802E-5,7.4594724380370802E-5,false,0,9650255.6516538337,0,2.3588923047446404E-8,2.3588923047446404E-8,false,0,30516787862.13863,0]
[null,2,10,678.98937369497776,null,30,1,5,169.74734342374444,1,0.56199679196542207,0.56199679196542207,10127172368.524029,0,false,0,9.6330981297537384E-8,9.6330981297537384E-8,3195812.8260394377,0,false,0,3.1248535124542954E-4,3.1248535124542954E-4,1011.3963715998196,0,true,0.56199679196542207,0.90097984569553635,0,0.3505521191049551,0.3505521191049551,false,0,2848.2116424567271,0,1.1089077422174904E-4,1.1089077422174904E-4,false,0,9006836.048372414,0,3.5066741804021182E-8,3.5066741804021182E-8,false,0,28482116424.567291,0]
[null,2,11,819.9212826442033,null,31,2,5,175.66112744774352,1,0.37132549629509592,0.37132549629509592,9963915569.1308689,0,false,0,4.2743099807520259E-8,4.2743099807520259E-8,3144294.1834753696,0,false,0,1.3865313502223057E-4,1.3865313502223057E-4,995.09198489278378,0,true,0.37132549629509592,0.39977451646818202,0,0.34490098422712573,0.34490098422712573,false,0,1263.7823560672175,0,1.0910314069257778E-4,1.0910314069257778E-4,false,0,3996430.7119063307,0,3.4501442446634624E-8,3.4501442446634624E-8,false,0,12637823560.672184,0]
[null,2,12,974.2752781600218,null,32,6,4,178.34210082073238,1,0.81789718989832894,0.81789718989832894,26173222918.070614,0,false,0,7.8945383954717116E-8,7.8945383954717116E-8,8259434.9593904167,0,false,0,2.5608870274142806E-4,2.5608870274142806E-4,2613.9085747849335,0,false,0,0.73837304360268552,0.73837304360268552,0.90598623424766378,0,true,0.81789718989832894,2334.1728556002008,0,2.8659223400641007E-4,2.8659223400641007E-4,false,0,7381302.676235944,0,9.062842191762163E-8,9.062842191762163E-8,false,0,23341728556.001961,0]
[null,2,13,1142.0513602424332,null,33,3,5,185.51743415440865,1,0.3166526437958308,0.3166526437958308,16029415924.062794,0,false,0,1.9321242533511589E-8,1.9321242533511589E-8,5058372.7757273959,0,false,0,6.2675633303621667E-5,6.2675633303621667E-5,1600.850910255047,0,false,0,0.18071081475565071,0.18071081475565071,0.55485830750344689,0,true,0.3166526437958308,571.26987797107211,0,1.7551931353181996E-4,1.7551931353181996E-4,false,0,1806513.9730350412,0,5.5504080410976354E-8,5.5504080410976354E-8,false,0,5712698779.7107649,0]
[null,2,14,1323.2495288914374,null,34,9,2,186.51634178116129,1,0.83706891438822517,0.83706891438822517,45103602286.89711,0,false,0,4.7984139668090821E-8,4.7984139668090821E-8,14233259.338712765,0,false,0,1.5565439629520753E-4,1.5565439629520753E-4,4504.4774631102546,0,false,0,0.44879375432143342,0.44879375432143342,1.561261405017772,0,true,0.83706891438822517,1418.7438289847464,0,4.9387659217978272E-4,4.9387659217978272E-4,false,0,4486461.9159002127,0,1.5617749143302129E-7,1.5617749143302129E-7,false,0,14187438289.847448,0]
[null,2,15,1517.8697841070348,null,35,8,3,186.56011539498206,1,0.43222871117739808,0.43222871117739808,23353315231.472893,0,false,0,2.47095704340253E-8,2.47095704340253E-8,7369561.9696616484,0,false,0,8.0154678092098563E-5,8.0154678092098563E-5,2332.2856006035249,0,false,0,0.23110763180215063,0.23110763180215063,0.80837511643064663,0,true,0.43222871117739808,730.58620645541589,0,2.5571473580438513E-4,2.5571473580438513E-4,false,0,2310316.4395011193,0,8.0864099641006824E-8,8.0864099641006824E-8,false,0,7305862064.5541821,0]
[null,2,16,1725.9121258892249,null,36,4,5,199.31626354373989,1,0.58054590785551574,0.58054590785551574,67676433893.942802,0,false,0,1.5382332100232186E-8,1.5382332100232186E-8,21356525.55209684,0,false,0,4.9898312926640847E-5,4.9898312926640847E-5,6758.8164980670217,0,false,0,0.143870341767805,0.143870341767805,2.3426200771228447,0,true,0.58054590785551574,454.80837821733343,0,7.4104516818450318E-4,7.4104516818450318E-4,false,0,1438230.3740940888,0,2.3433905805255666E-7,2.3433905805255666E-7,false,0,4548083782.1733255,0]
[null,2,17,1947.3765542380081,null,37,10,1,203.83717741659947,1,0.10724485036161234,0.10724485036161234,16226675284.119486,0,false,0,2.1893231177978916E-9,2.1893231177978916E-9,5120621.5427065389,0,false,0,7.1018834671863083E-6,7.1018834671863083E-6,1620.5511181477862,0,false,0,2.0476652249172556E-2,2.0476652249172556E-2,0.56168644117836108,0,true,0.10724485036161234,64.731569316745095,0,1.776792691801675E-4,1.776792691801675E-4,false,0,204699.19555798397,0,5.6187118360348856E-8,5.6187118360348856E-8,false,0,647315693.167449,0]
[null,2,18,2182.2630691533841,null,38,7,4,203.96849825806177,1,0.64247197216557383,0.64247197216557383,97939820233.946762,0,false,0,1.30177397036585E-8,1.30177397036585E-8,30906685.725668401,0,false,0,4.2227878393088661E-5,4.2227878393088661E-5,9781.2079438507171,0,false,0,0.12175440290886735,0.12175440290886735,3.390187337432705,0,true,0.64247197216557383,384.89463392790435,0,1.0724239795341997E-3,1.0724239795341997E-3,false,0,1217143.7023888987,0,3.3913023927098671E-7,3.3913023927098671E-7,false,0,3848946339.2790461,0]
[null,2,19,2430.5716706353528,null,39,5,5,217.05761561573715,1,6.692872257218116E-2,6.692872257218116E-2,21027060274.880196,0,false,0,6.5801080570993764E-10,6.5801080570993764E-10,6635470.0478116013,0,false,0,2.1345026799889395E-6,2.1345026799889395E-6,2099.9635133616298,0,false,0,6.1543489561617414E-3,6.1543489561617414E-3,0.72785179018150359,0,true,6.692872257218116E-2,19.455361218595726,0,2.3024264904742401E-4,2.3024264904742401E-4,false,0,61523.254152071662,0,7.2809118550065835E-8,7.2809118550065835E-8,false,0,194553612.18595776,0]
[null,2,20,2692.302358683914,null,40,9,3,220.07155819764355,1,0.99146913965230066,0.99146913965230066,365659235607.2243,0,false,0,8.3036372430351992E-9,8.3036372430351992E-9,115390400.45821327,0,false,0,2.693593447875342E-5,2.693593447875342E-5,36518.231415173534,0,false,0,7.7663589648627643E-2,7.7663589648627643E-2,12.65729615808768,0,true,0.99146913965230066,245.51308365997883,0,4.0039049659947546E-3,4.0039049659947546E-3,false,0,776380.53973700374,0,1.2661459227402479E-6,1.2661459227402479E-6,false,0,2455130836.5997877,0]
[null,3,1,24.452395355293728,null,41,10,2,223.97030726648885,1,0.18815432063509921,0.18815432063509921,85110522366.211197,0,false,0,1.2847885230240109E-9,1.2847885230240109E-9,26858168.214282706,0,false,0,4.1676892260986391E-6,4.1676892260986391E-6,8499.9514547314302,0,false,0,1.2016576075875267E-2,1.2016576075875267E-2,2.9461011314803462,0,true,0.18815432063509921,37.987255814089082,0,9.319454015555772E-4,9.319454015555772E-4,false,0,120126.25043199555,0,2.9470701238358478E-7,2.9470701238358478E-7,false,0,379872558.14089108,0]
[null,3,2,44.585525205183096,null,42,8,4,233.53741837805725,1,0.39339970640602356,0.39339970640602356,289410938602.19098,0,false,0,1.6517321968144161E-9,1.6517321968144161E-9,91328868.110871255,0,false,0,5.3580074523556265E-6,5.3580074523556265E-6,28903.346615617502,0,false,0,1.5448585696637587E-2,1.5448585696637587E-2,10.01796099911139,0,true,0.39339970640602356,48.836654727482809,0,3.1689993891668533E-3,3.1689993891668533E-3,false,0,154435.06224207542,0,1.0021255973449558E-6,1.0021255973449558E-6,false,0,488366547.274831,0]
[null,3,3,78.140741621665384,null,43,6,5,238.74149037040047,1,0.53632440787399738,0.53632440787399738,509792015785.57196,0,false,0,1.7428042396869898E-9,1.7428042396869898E-9,160874112.07927093,0,false,0,5.6534334816802697E-6,5.6534334816802697E-6,50912.710505314637,0,false,0,1.6300378899917384E-2,1.6300378899917384E-2,17.646453020969432,0,true,0.53632440787399738,51.529375691373126,0,5.5821338143933743E-3,5.5821338143933743E-3,false,0,162950.19359125296,0,1.7652257057326651E-6,1.7652257057326651E-6,false,0,515293756.91373384,0]
[null,3,4,125.11804460474056,null,44,1,6,243.56881954000545,1,0.12894020434285633,0.12894020434285633,154680061994.50363,0,false,0,3.3199296733863039E-10,3.3199296733863039E-10,48812097.599031523,0,false,0,1.0769426160976525E-6,1.0769426160976525E-6,15447.83161253497,0,false,0,3.1051170501510202E-3,3.1051170501510202E-3,5.3542510724898218,0,true,0.12894020434285633,9.8160137273699206,0,1.6937197479278754E-3,1.6937197479278754E-3,false,0,31040.960921968082,0,5.3560121214583319E-7,5.3560121214583319E-7,false,0,98160137.273699358,0]
[null,3,5,185.51743415440865,null,45,11,1,245.23366558459313,1,0.4062560492044211,0.4062560492044211,527524188144.84302,0,false,0,9.663708404289203E-10,9.663708404289203E-10,166469820.51565784,0,false,0,3.1347830930119771E-6,3.1347830930119771E-6,52683.61497224051,0,false,0,9.0384281252679048E-3,9.0384281252679048E-3,18.260252250475602,0,true,0.4062560492044211,28.572621617327108,0,5.7762980144285565E-3,5.7762980144285565E-3,false,0,90354.563032917576,0,1.8266258169502399E-6,1.8266258169502399E-6,false,0,285726216.17327154,0]
[null,3,6,259.33891027066966,null,46,2,6,249.48260356400453,1,8.519405458269598E-2,8.519405458269598E-2,135079497384.40364,0,false,0,1.6596467235058569E-10,1.6596467235058569E-10,42626784.117722154,0,false,0,5.3836811620989049E-7,5.3836811620989049E-7,13490.33161089802,0,false,0,1.5522609950736968E-3,1.5522609950736968E-3,4.6757774364450819,0,true,8.519405458269598E-2,4.9070663005644848,0,1.4790969780466292E-3,1.4790969780466292E-3,false,0,15517.506139240169,0,4.6773153308993973E-7,4.6773153308993973E-7,false,0,49070663.005645134,0]
[null,3,7,346.58247295352362,null,47,10,3,257.52552368297108,1,0.22286002884037939,0.22286002884037939,511009594798.89435,0,false,0,3.002076973714788E-10,3.002076973714788E-10,161258341.20916963,0,false,0,9.7383527600487908E-7,9.7383527600487908E-7,51034.309600441993,0,false,0,2.8078306813768806E-3,2.8078306813768806E-3,17.688599524234718,0,true,0.22286002884037939,8.8762207889024332,0,5.595466092599994E-3,5.595466092599994E-3,false,0,28069.074707468284,0,1.7694417422858569E-6,1.7694417422858569E-6,false,0,88762207.889024585,0]
[null,3,8,447.24812220297048,null,48,3,6,259.33891027066966,1,7.2650337476040647E-2,7.2650337476040647E-2,180744833387.50595,0,false,0,9.0197789337029654E-11,9.0197789337029654E-11,57037308.713679574,0,false,0,2.9259006295686529E-7,2.9259006295686529E-7,18050.909179911629,0,false,0,8.4361634465186612E-4,8.4361634465186612E-4,6.2564832566878374,0,true,7.2650337476040647E-2,2.666871968428242,0,1.9791244566169765E-3,1.9791244566169765E-3,false,0,8433.3896482899145,0,6.2585410558527316E-7,6.2585410558527316E-7,false,0,26668719.68428247,0]
[null,3,9,561.33585801901029,null,49,7,5,264.36788780772986,1,0.42129182530896564,0.42129182530896564,1310358781430.9944,0,false,0,4.1837175241502521E-10,4.1837175241502521E-10,413507467.63490754,0,false,0,1.3571443189265703E-6,1.3571443189265703E-6,130864.97087305148,0,false,0,3.9130143994899396E-3,3.9130143994899396E-3,45.358075374140043,0,true,0.42129182530896564,12.369969453783172,0,1.4348200513775567E-2,1.4348200513775567E-2,false,0,39117.278060663739,0,4.5372993948329043E-6,4.5372993948329043E-6,false,0,123699694.53783163,0]
[null,3,10,688.84568040164277,null,50,11,2,265.36679543448247,1,0.71275059533598006,0.71275059533598006,2316263607802.2227,0,false,0,6.7744447777500812E-10,6.7744447777500812E-10,730938970.61629343,0,false,0,2.1975430202766176E-6,2.1975430202766176E-6,231324.25551292434,0,false,0,6.3361113198649203E-3,6.3361113198649203E-3,80.177475663831103,0,true,0.71275059533598006,20.029955292961688,0,2.5362683227271348E-2,2.5362683227271348E-2,false,0,63340.280157104142,0,8.0203846571527362E-6,8.0203846571527362E-6,false,0,200299552.92961696,0]
[null,3,11,829.77758935086842,null,51,9,4,267.04886118071875,1,0.90240110932788908,0.90240110932788908,3156134924106.8169,0,false,0,7.9694838221938446E-10,7.9694838221938446E-10,995975589.64443374,0,false,0,2.5851983628517836E-6,2.5851983628517836E-6,315201.84453879541,0,false,0,7.4538265962591447E-3,7.4538265962591447E-3,109.24962522268655,0,true,0.90240110932788908,23.563319194925732,0,3.4559127913166267E-2,3.4559127913166267E-2,false,0,74513.75788953036,0,1.0928555815470708E-5,1.0928555815470708E-5,false,0,235633191.9492577,0]
[null,3,12,984.13158486668692,null,52,4,6,273.13773966000088,1,0.13319597026081401,0.13319597026081401,605458382285.70654,0,false,0,9.0507462425214728E-11,9.0507462425214728E-11,191063368.26611555,0,false,0,2.9359460274696436E-7,2.9359460274696436E-7,60466.86959745174,0,false,0,8.4651270475793431E-4,8.4651270475793431E-4,20.957944746727456,0,true,0.13319597026081401,2.6760280517904498,0,6.6296638713669621E-3,6.6296638713669621E-3,false,0,8462.3437261608724,0,2.0964837954849161E-6,2.0964837954849161E-6,false,0,26760280.517904527,0]
[null,3,13,1151.9076669490983,null,53,12,1,290.57267643525279,1,0.3756684984151033,0.3756684984151033,3506261673550.3779,0,false,0,1.2432307591789613E-10,1.2432307591789613E-10,1106464432.521153,0,false,0,4.0328811689484288E-7,4.0328811689484288E-7,350168.85320627905,0,false,0,1.1627887959630356E-3,1.1627887959630356E-3,121.36926429926216,0,true,0.3756684984151033,3.6758520206669734,0,3.839295485998679E-2,3.839295485998679E-2,false,0,11624.06472703999,0,1.214091834615891E-5,1.214091834615891E-5,false,0,36758520.206669822,0]
[null,3,14,1333.1058355981027,null,54,5,6,290.87909173199813,1,1.5355609299268642E-2,1.5355609299268642E-2,145087010340.02493,0,false,0,5.0198655892335165E-12,5.0198655892335165E-12,45784836.246837132,0,false,0,1.6283800296930951E-8,1.6283800296930951E-8,14489.777648126788,0,false,0,4.695060366955481E-5,4.695060366955481E-5,5.0221875444103619,0,true,1.5355609299268642E-2,0.14842202811846944,0,1.5886775025306592E-3,1.5886775025306592E-3,false,0,469.35166379591845,0,5.0238393754647815E-7,5.0238393754647815E-7,false,0,1484220.2811846959,0]
[null,3,15,1527.7260908137,null,55,8,5,293.93680792772534,1,0.25796624221467579,0.25796624221467579,2752497048670.5728,0,false,0,7.4676749518784892E-11,7.4676749518784892E-11,868600340.91225243,0,false,0,2.4224179997885149E-7,2.4224179997885149E-7,274890.70261281187,0,false,0,6.9844867510136517E-4,6.9844867510136517E-4,95.277698268527729,0,true,0.25796624221467579,2.2079624284452914,0,3.0139363453398352E-2,3.0139363453398352E-2,false,0,6982.190261963673,0,9.5309035740376796E-6,9.5309035740376796E-6,false,0,22079624.284453012,0]
[null,3,16,1735.7684325958901,null,56,11,3,298.92201185096479,1,0.84421988129962,0.84421988129962,10953185295931.76,0,false,0,2.0098203052344939E-10,2.0098203052344939E-10,3456476179.2266397,0,false,0,6.5195993600601912E-7,6.5195993600601912E-7,1093889.9292557915,0,false,0,1.8797769565877126E-3,1.8797769565877126E-3,379.14456046705385,0,true,0.84421988129962,5.9424221735413294,0,0.11993547196206936,0.11993547196206936,false,0,18791.588886678997,0,3.7926926364740263E-5,3.7926926364740263E-5,false,0,59424221.735413387,0]
[null,3,17,1957.2328609446733,null,57,10,4,304.5028266660463,1,0.2028395329792422,0.2028395329792422,3263173403603.751,0,false,0,3.8944987119165164E-11,3.8944987119165164E-11,1029753522.2408342,0,false,0,1.2633254447593017E-7,1.2633254447593017E-7,325891.73169044085,0,false,0,3.6425091920180928E-4,3.6425091920180928E-4,112.95476269324598,0,true,0.2028395329792422,1.1514838137641781,0,3.5731180627488424E-2,3.5731180627488424E-2,false,0,3641.3115403119486,0,1.1299191426974774E-5,1.1299191426974774E-5,false,0,11514838.13764181,0]
[null,3,18,2192.1193758600493,null,58,12,2,310.7058062851421,1,0.6590866681707116,0.6590866681707116,13404715851215.16,0,false,0,1.0009536204226621E-10,1.0009536204226621E-10,4230101087.2367597,0,false,0,3.2469651969190216E-7,3.2469651969190216E-7,1338723.2369405762,0,false,0,9.3618794943164778E-4,9.3618794943164778E-4,464.00430215330965,0,true,0.6590866681707116,2.9595128346522128,0,0.14677930471331033,0.14677930471331033,false,0,9358.8013220022949,0,4.6415691626994786E-5,4.6415691626994786E-5,false,0,29595128.346522212,0]
[null,3,19,2440.427977342018,null,59,6,6,312.56296648666154,1,0.12305013077296971,0.12305013077296971,2682186325832.395,0,false,0,1.7436596928892375E-11,1.7436596928892375E-11,846412517.7294718,0,false,0,5.6562084621774965E-8,5.6562084621774965E-8,267868.80080494843,0,false,0,1.6308379919773922E-4,1.6308379919773922E-4,92.843892267226721,0,true,0.12305013077296971,0.51554668818645366,0,2.9369473279923189E-2,2.9369473279923189E-2,false,0,1630.3017748258178,0,9.2874429244013145E-6,9.2874429244013145E-6,false,0,5155466.8818645272,0]
[null,3,20,2702.1586653905797,null,60,9,5,327.44825073038686,1,0.59173664685812277,0.59173664685812277,22154174855120.535,0,false,0,4.8818886218485092E-11,4.8818886218485092E-11,6991151485.9140625,0,false,0,1.5836220706893084E-7,1.5836220706893084E-7,2212527.9642616068,0,false,0,4.5660110568481328E-4,4.5660110568481328E-4,766.86686667071183,0,true,0.59173664685812277,1.443424724074869,0,0.2425843574622964,0.2425843574622964,false,0,4564.5097590766663,0,7.6711909430932042E-5,7.6711909430932042E-5,false,0,14434247.240748724,0]
[null,4,1,38.251224744624942,null,61,1,7,330.81238222285936,1,0.33577934218691718,0.33577934218691718,14157715337322.102,0,false,0,2.4598084283775925E-11,2.4598084283775925E-11,4467723725.435461,0,false,0,7.9793031316051364E-8,7.9793031316051364E-8,1413924.9734521557,0,false,0,2.3006490626260019E-4,2.3006490626260019E-4,490.06938290182563,0,true,0.33577934218691718,0.72728990295226403,0,0.15502451798355166,0.15502451798355166,false,0,2299.8926125719777,0,4.9023056999775581E-5,4.9023056999775581E-5,false,0,7272899.0295226565,0]
[null,4,2,58.384354594514313,null,62,2,7,336.72616624685844,1,0.22185790500183009,0.22185790500183009,11494317941959.58,0,false,0,1.3226749319531794E-11,1.3226749319531794E-11,3627240395.321064,0,false,0,4.2905878786628812E-8,4.2905878786628812E-8,1147932.6150945055,0,false,0,1.2370926155270013E-4,1.2370926155270013E-4,397.87586955106798,0,true,0.22185790500183009,0.39107440717735381,0,0.12586078022098535,0.12586078022098535,false,0,1236.6858612805363,0,3.9800673358418488E-5,3.9800673358418488E-5,false,0,3910744.0717735398,0]
[null,4,3,91.939571010996588,null,63,7,6,338.18936392399087,1,9.6657943283518219E-2,9.6657943283518219E-2,5266716423004.5869,0,false,0,5.4792570839554315E-12,5.4792570839554315E-12,1662007842.1953061,0,false,0,1.7774007400125887E-8,1.7774007400125887E-8,525984.71583518223,0,false,0,5.1247274091191522E-5,5.1247274091191522E-5,182.3074137206778,0,true,9.6657943283518219E-2,0.16200482553305301,0,5.7669627858669345E-2,5.7669627858669345E-2,false,0,512.30424062264842,0,1.8236737584769387E-5,1.8236737584769387E-5,false,0,1620048.255330533,0]
[null,4,4,138.91687399407178,null,64,13,1,339.85420996857852,1,0.15804236967686355,0.15804236967686355,9117429040569.5996,0,false,0,8.4617694235145115E-12,8.4617694235145115E-12,2877170014.2991929,0,false,0,2.7448894995657735E-8,2.7448894995657735E-8,910553.73744910932,0,false,0,7.9142593658020213E-5,7.9142593658020213E-5,315.59984906493202,0,true,0.15804236967686355,0.25018856720039018,0,9.9834260584227938E-2,9.9834260584227938E-2,false,0,791.16571688732972,0,3.1570365196493215E-5,3.1570365196493215E-5,false,0,2501885.672003895,0]
[null,4,5,{"$f":"3.1416/2*SQRT($H$2/$I$2)*(B74^2/$C$2^2+C74^2/$D$2^2)","v":199.31626354373989},null,65,12,3,344.26102270162443,1,{"$f":"ABS(SIN(G74*3.1416*$J$2/$C$2)*SIN(H74*3.1416*$K$2/$D$2))*(1/F74^$M$2)+(1-1/F74^$M$2)","v":0.78065745915926565},{"$f":"$J74*$K74","v":0.78065745915926565},{"$f":"10^(LOG10($I74/22.27)/LOG10(2)*70/20)*$L74","v":52313449773953.977},{"$f":"IF($I74<22.27,M74,0)","v":0},{"$f":"AND($I74>22.27,$I74<44.45)","v":false},{"$f":"IF($O74=TRUE,$L74,0)","v":0},{"$f":"10^(LOG10(44.45/$I74)/LOG10(2)*70/20)*$L74","v":3.5982735836447992E-11},{"$f":"IF($I74>44.45,Q74,0)","v":3.5982735836447992E-11},{"$f":"10^(LOG10($I74/44.548)/LOG10(2)*70/20)*$L74","v":16508457413.205719},{"$f":"IF($I74<44.528,S74,0)","v":0},{"$f":"AND($I74>44.548,$I74<89.095)","v":false},{"$f":"IF($U74=TRUE,$L74,0)","v":0},{"$f":"10^(LOG10(89.095/$I74)/LOG10(2)*70/20)*$L74","v":1.1672338115080926E-7},{"$f":"IF($I74>89.095,W74,0)","v":1.1672338115080926E-7},{"$f":"10^(LOG10($I74/89.09)/LOG10(2)*70/20)*$L74","v":5224521.846956376},{"$f":"IF($I74<89.09,Y74,0)","v":0},{"$f":"AND($I74>89.09,$I74<176.78)","v":false},{"$f":"IF($AA74=TRUE,$L74,0)","v":0},{"$f":"10^(LOG10(176.78/$I74)/LOG10(2)*70/20)*$L74","v":3.3654510049567043E-4},{"$f":"IF($I74>176.78,AC74,0)","v":3.3654510049567043E-4},{"$f":"10^(LOG10($I74/176.78)/LOG10(2)*70/20)*$L74","v":1810.8303096477275},{"$f":"IF($I74<176.78,AE74,0)","v":0},{"$f":"AND($I74>176.78,$I74<353.55)","v":true},{"$f":"IF($AG74=TRUE,$L74,0)","v":0.78065745915926565},{"$f":"10^(LOG10(353.55/$I74)/LOG10(2)*70/20)*$L74","v":1.0638991294012312},{"$f":"IF($I74>353.55,AI74,0)","v":0},{"$f":"10^(LOG10($I74/353.55)/LOG10(2)*70/20)*$L74","v":0.57282316687672141},{"$f":"IF($I74<353.55,AK74,0)","v":0.57282316687672141},{"$f":"AND($I74>353.55,$I74<707.1)","v":false},{"$f":"IF($AM74=TRUE,$L74,0)","v":0},{"$f":"10^(LOG10(707.1/$I74)/LOG10(2)*70/20)*$L74","v":3364.3444495781068},{"$f":"IF($I74>707.1,AO74,0)","v":0},{"$f":"10^(LOG10($I74/707.1)/LOG10(2)*70/20)*$L74","v":1.811425903841158E-4},{"$f":"IF($I74<707.1,AQ74,0)","v":1.811425903841158E-4},{"$f":"AND($I74>707.1,$I74<1414.2)","v":false},{"$f":"IF($AS74=TRUE,$L74,0)","v":0},{"$f":"10^(LOG10(1414.2/$I74)/LOG10(2)*70/20)*$L74","v":10638991.294012332},{"$f":"IF($I74>1414.2,AU74,0)","v":0}]
[null,4,6,273.13773966000088,null,66,11,4,345.89931483403996,{"$f":"IF(ABS(I75-I74)>0.0001,1,$L$2)","v":1},0.7683798990139028,0.7683798990139028,54412843238468.109,0,false,0,3.351483485422023E-11,3.351483485422023E-11,17170959078.690403,0,false,0,1.087178268121859E-7,1.087178268121859E-7,5434187.3740455955,0,false,0,3.1346292053435889E-4,3.1346292053435889E-4,1883.5008242829808,0,true,0.7683798990139028,0.99093086711081801,0,0.59581115979364141,0.59581115979364141,false,0,3133.5985438358221,0,1.8841203202944412E-4,1.8841203202944412E-4,false,0,9909308.6711082049,0]
[null,4,7,360.38130234285478,null,67,3,7,346.58247295352362,1,0.18919221240333015,0.18919221240333015,13708551770555.729,0,false,0,8.0649457139310813E-12,8.0649457139310813E-12,4325982019.5153198,0,false,0,2.6161649764669326E-8,2.6161649764669326E-8,1369067.2002108914,0,false,0,7.5431117248115124E-5,7.5431117248115124E-5,474.52158392843148,0,true,0.18919221240333015,0.23845570727916232,0,0.15010625513006817,0.15010625513006817,false,0,754.06315606854548,0,4.7467765724934968E-5,4.7467765724934968E-5,false,0,2384557.0727916281,0]
[null,4,8,461.04695159230164,null,68,13,2,359.98733981846789,1,0.27727536192036517,0.27727536192036517,31233147707524.105,0,false,0,7.6031458201366683E-12,7.6031458201366683E-12,9856185952.9045296,0,false,0,2.4663630123701101E-8,2.4663630123701101E-8,3119241.0986517947,0,false,0,7.111192116551739E-5,7.111192116551739E-5,1081.1355546016366,0,false,0,0.22480170089124876,0.22480170089124876,0.34199752948160356,0,true,0.27727536192036517,710.88539669625072,0,1.0814911473124508E-4,1.0814911473124508E-4,false,0,2248017.0089124911,0]
[null,4,9,575.13468740834139,null,69,4,7,360.38130234285478,1,0.34686198539906521,0.34686198539906521,39571649204475.375,0,false,0,9.3910850559199496E-12,9.3910850559199496E-12,12487551260.434153,0,false,0,3.0463475745262159E-8,3.0463475745262159E-8,3952003.6755788256,0,false,0,8.7834445892981717E-5,8.7834445892981717E-5,1369.7728230855132,0,false,0,0.27766557997532065,0.27766557997532065,0.43330266908010323,0,true,0.34686198539906521,878.05566055365398,0,1.3702233505233412E-4,1.3702233505233412E-4,false,0,2776655.7997532133,0]
[null,4,10,702.6445097909741,null,70,10,5,364.90221621571442,1,0.13300912848478352,0.13300912848478352,17541188772326.023,0,false,0,3.1152319376538388E-12,3.1152319376538388E-12,5535440103.3808641,0,false,0,1.0105412953720535E-8,1.0105412953720535E-8,1751831.017808941,0,false,0,2.9136640701540525E-5,2.9136640701540525E-5,607.18833174705003,0,false,0,9.2107853094252123E-2,9.2107853094252123E-2,0.19207296300977042,0,true,0.13300912848478352,291.27060616602427,0,6.0738804004814467E-5,6.0738804004814467E-5,false,0,921078.53094252362,0]
[null,4,11,843.57641874019976,null,71,8,6,367.75828404398635,1,5.9185782659708815E-2,5.9185782659708815E-2,8545996538260.0439,0,false,0,1.2660725436951077E-12,1.2660725436951077E-12,2696844129.2799139,0,false,0,4.1069769890206093E-9,4.1069769890206093E-9,853485.01792712009,0,false,0,1.1841526263855618E-5,1.1841526263855618E-5,295.8197103133997,0,false,0,3.7433881712563809E-2,3.7433881712563809E-2,9.3577174174448635E-2,0,true,5.9185782659708815E-2,118.37632787302623,0,2.9591700739354399E-5,2.9591700739354399E-5,false,0,374338.81712563877,0]
[null,4,12,997.93041425601814,null,72,5,7,378.12265441485209,1,3.9988275306881788E-2,3.9988275306881788E-2,7976558594825.7998,0,false,0,6.1920763160235126E-13,6.1920763160235126E-13,2517147663.4711146,0,false,0,2.0086301587385374E-9,2.0086301587385374E-9,796615.49414666276,0,false,0,5.791424408430157E-6,5.791424408430157E-6,276.10861322671082,0,false,0,1.8308070380603132E-2,1.8308070380603132E-2,8.7341927837088218E-2,0,true,3.9988275306881788E-2,57.895201965371676,0,2.761994271952629E-5,2.761994271952629E-5,false,0,183080.7038060315,0]
[null,4,13,1165.7064963384296,null,73,12,4,391.23832568469965,1,0.71052756861142707,0.71052756861142707,210688472432361.56,0,false,0,7.4012931404908481E-12,7.4012931404908481E-12,66486566831.895424,0,false,0,2.4008845913581484E-8,2.4008845913581484E-8,21041367.600130573,0,false,0,6.9224001062235071E-5,6.9224001062235071E-5,7292.9824628742126,0,false,0,0.21883353629368715,0.21883353629368715,2.3070020907550921,0,true,0.71052756861142707,692.01240311717322,0,7.295381173556565E-4,7.295381173556565E-4,false,0,2188335.3629368762,0]
[null,4,14,1346.9046649874338,null,74,14,1,393.0782661845704,1,0.4800910897802233,0.4800910897802233,150340024106656.34,0,false,0,4.7354274713945434E-12,4.7354274713945434E-12,47442519967.412453,0,false,0,1.5361119514867914E-8,1.5361119514867914E-8,15014393.885532577,0,false,0,4.4290265239813658E-5,4.4290265239813658E-5,5204.0206406163334,0,false,0,0.14001206542655839,0.14001206542655839,1.6461970886877744,0,true,0.4800910897802233,442.75702665243915,0,5.2057322777915695E-4,5.2057322777915695E-4,false,0,1400120.6542655879,0]
[null,4,15,1541.5249202030311,null,75,13,3,393.54255623495021,1,0.32841975111557414,0.32841975111557414,104265571456824.73,0,false,0,3.1952446818808618E-12,3.1952446818808618E-12,32902891197.122662,0,false,0,1.0364964036322496E-8,1.0364964036322496E-8,10412958.012048082,0,false,0,2.9884996723417652E-5,2.9884996723417652E-5,3609.153245725397,0,false,0,9.4473584519206816E-2,9.4473584519206816E-2,1.1416898540659,0,true,0.32841975111557414,298.75170580111751,0,3.6103403203534946E-4,3.6103403203534946E-4,false,0,944735.84519206861,0]
[null,4,16,1749.5672619852212,null,76,6,7,399.80652916951544,1,0.32044072039080052,0.32044072039080052,122235595442655.44,0,false,0,2.5946824817107635E-12,2.5946824817107635E-12,38573658026.039726,0,false,0,8.4168172663313187E-9,8.4168172663313187E-9,12207616.619155385,0,false,0,2.4267962295328942E-5,2.4267962295328942E-5,4231.1857104022001,0,false,0,7.6716802355215233E-2,7.6716802355215233E-2,1.338458488000247,0,true,0.32044072039080052,242.59983024745006,0,4.2325773756659251E-4,4.2325773756659251E-4,false,0,767168.02355215407,0]
[null,4,17,1971.0316903340045,null,77,9,6,401.26972684664793,1,0.13576348700534466,0.13576348700534466,54035475451172.047,0,false,0,1.053594522776844E-12,1.053594522776844E-12,17051873832.494358,0,false,0,3.4177255342523822E-9,3.4177255342523822E-9,5396499.814582658,0,false,0,9.854227765262162E-6,9.854227765262162E-6,1870.4382365531844,0,false,0,3.1151558364519241E-2,3.1151558364519241E-2,0.59167904822519524,0,true,0.13576348700534466,98.509877095550692,0,1.8710534361922229E-4,1.8710534361922229E-4,false,0,311515.5836451936,0]
[null,4,18,2205.9182052493802,null,78,11,5,406.29870438370807,1,0.50385415117044319,0.50385415117044319,231787704191368.94,0,false,0,3.3830296283656026E-12,3.3830296283656026E-12,73144811899.84613,0,false,0,1.0974114323909074E-8,1.0974114323909074E-8,23148538.848733883,0,false,0,3.1641341876647161E-5,3.1641341876647161E-5,8023.3324693177883,0,false,0,0.1000258093969332,0.1000258093969332,2.5380350049881373,0,true,0.50385415117044319,316.30938249618248,0,8.0259713969993212E-4,8.0259713969993212E-4,false,0,1000258.0939693348,0]
[null,4,19,2454.2268067313494,null,79,14,2,413.21139603445977,1,0.84228951353822645,0.84228951353822645,471448679157072.87,0,false,0,4.648093733839338E-12,4.648093733839338E-12,148774177119.00766,0,false,0,1.5077820068647001E-8,1.5077820068647001E-8,47083377.881172866,0,false,0,4.3473436257832677E-5,4.3473436257832677E-5,16319.198243470786,0,false,0,0.13742987468445755,0.13742987468445755,5.1622809541621208,0,true,0.84228951353822645,434.59142255440048,0,1.632456573685956E-3,1.632456573685956E-3,false,0,1374298.7468445788,0]
[null,4,20,2715.957494779911,null,80,7,7,425.43292660684477,1,0.25171156489390384,0.25171156489390384,197722905417329.66,0,false,0,9.8977360748644175E-13,9.8977360748644175E-13,62395047120.796455,0,false,0,3.2106986685161473E-9,3.2106986685161473E-9,19746501.969572727,0,false,0,9.2573132769431303E-6,9.2573132769431303E-6,6844.179299748158,0,false,0,2.9264569656276877E-2,2.9264569656276877E-2,2.1650313893390285,0,true,0.25171156489390384,92.542694858485902,0,6.8464303960701165E-4,6.8464303960701165E-4,false,0,292645.69656276901,0]
[null,5,1,55.992576816622211,null,81,1,8,431.47803147230621,1,0.71804386572569234,0.71804386572569234,664582237674080.25,0,false,0,2.3962919912886104E-12,2.3962919912886104E-12,209720972629.83093,0,false,0,7.7732639541125254E-9,7.7732639541125254E-9,66371543.739332646,0,false,0,2.2412423910477391E-5,2.2412423910477391E-5,23004.517278707586,0,false,0,7.0851004073479246E-2,7.0851004073479246E-2,7.2770597939809507,0,true,0.71804386572569234,224.0505473820624,0,2.3012083618215457E-3,2.3012083618215457E-3,false,0,708510.04073479259,0]
[null,5,2,76.125706666511576,null,82,2,8,437.3918154963053,1,0.47442974517663572,0.47442974517663572,514406651575869.12,0,false,0,1.3515239860253774E-12,1.3515239860253774E-12,162330344056.91187,0,false,0,4.384170510890044E-9,4.384170510890044E-9,51373572.207349956,0,false,0,1.2640750213286676E-5,1.2640750213286676E-5,17806.188660526052,0,false,0,3.9960418758398106E-2,3.9960418758398106E-2,5.6326632728558135,0,true,0.47442974517663572,126.36593953065569,0,1.7812045235002856E-3,1.7812045235002856E-3,false,0,399604.18758398126,0]
[null,5,3,109.68092308299386,null,83,10,6,438.72369233197543,1,3.0516587374663201E-2,3.0516587374663201E-2,34278594577400.008,0,false,0,8.3914195771187999E-14,8.3914195771187999E-14,10817231920.485931,0,false,0,2.7220689114591112E-10,2.7220689114591112E-10,3423388.5745717357,0,false,0,7.8484614336138986E-7,7.8484614336138986E-7,1186.5537123072095,0,false,0,2.4810853802545163E-3,2.4810853802545163E-3,0.37534464247253035,0,true,3.0516587374663201E-2,7.8458808709492329,0,1.1869439777547692E-4,1.1869439777547692E-4,false,0,24810.853802545262,0]
[null,5,4,156.65822606606906,null,84,13,4,440.51985921802537,1,0.29891636146720246,0.29891636146720246,352101011842258.31,0,false,0,7.8382410375507841E-13,7.8382410375507841E-13,111111857166.00604,0,false,0,2.5426248863801577E-9,2.5426248863801577E-9,35164177.40856415,0,false,0,7.3310757405493827E-6,7.3310757405493827E-6,12187.9781787789,0,false,0,2.317527453663026E-2,2.317527453663026E-2,3.8554447763527189,0,true,0.29891636146720246,73.286652935454981,0,1.2191986886273061E-3,1.2191986886273061E-3,false,0,231752.74536630276,0]
[null,5,5,217.05761561573715,null,85,14,3,446.76661245094209,1,0.99765269617763674,0.99765269617763674,1384194349127514.7,0,false,0,2.2209981790665533E-12,2.2209981790665533E-12,436807619511.04291,0,false,0,7.2046333043927182E-9,7.2046333043927182E-9,138238897.4288362,0,false,0,2.0772907840362768E-5,2.0772907840362768E-5,47913.893896769347,0,false,0,6.5668103722039822E-2,6.5668103722039822E-2,15.156687124748759,0,true,0.99765269617763674,207.66077738582663,0,4.7929653096754647E-3,4.7929653096754647E-3,false,0,656681.03722040041,0]
[null,5,6,290.87909173199813,null,86,3,8,447.24812220297048,1,0.40457613227338218,0.40457613227338218,568403998808696.87,0,false,0,8.8946713340844148E-13,8.8946713340844148E-13,179370185838.92081,0,false,0,2.885317328450261E-9,2.885317328450261E-9,56766264.173079297,0,false,0,8.3191508050180817E-6,8.3191508050180817E-6,19675.307088622183,0,false,0,2.6298814886268597E-2,2.6298814886268597E-2,6.2239248237285452,0,true,0.40457613227338218,83.164154803750904,0,1.9681778428644174E-3,1.9681778428644174E-3,false,0,262988.14886268665,0]
[null,5,7,378.12265441485209,null,87,15,1,450.24484508322826,1,0.159165957360106,0.159165957360106,241672491603592.59,0,false,0,3.2378719188167377E-13,3.2378719188167377E-13,76264135758.976517,0,false,0,1.0503241327045683E-9,1.0503241327045683E-9,24135728.338450897,0,false,0,3.0283687579044691E-6,3.0283687579044691E-6,8365.4944320219402,0,false,0,9.5733941165543918E-3,9.5733941165543918E-3,2.6462717061393772,0,true,0.159165957360106,30.273730346767373,0,8.3682458990602053E-4,8.3682458990602053E-4,false,0,95733.941165544107,0]
[null,5,8,478.78830366429889,null,88,12,5,451.63771523436776,1,0.46591831127460542,0.46591831127460542,733303137975261.5,0,false,0,9.1437117808414164E-13,9.1437117808414164E-13,231407098490.79684,0,false,0,2.966102856045816E-9,2.966102856045816E-9,73234670.650623232,0,false,0,8.5520773466859633E-6,8.5520773466859633E-6,25383.29156542314,0,false,0,2.7035151099542583E-2,2.7035151099542583E-2,8.0295416874756445,0,true,0.46591831127460542,85.492654361360181,0,2.5391640299694909E-3,2.5391640299694909E-3,false,0,270351.51099542563,0]
[null,5,9,592.8760394803387,null,89,8,7,455.00184672684026,1,0.15412852236103908,0.15412852236103908,264441307840494.5,0,false,0,2.7747460800311062E-13,2.7747460800311062E-13,83449248475.11618,0,false,0,9.000920490545924E-10,9.000920490545924E-10,26409640.274540614,0,false,0,2.5952089985557362E-6,2.5952089985557362E-6,9153.6371130100088,0,false,0,8.2040730651290888E-3,8.2040730651290888E-3,2.8955862797186747,0,true,0.15412852236103908,25.943556976246846,0,9.1566478054444132E-4,9.1566478054444132E-4,false,0,82040.730651291087,0]
[null,5,10,720.3858618629713,null,90,4,8,461.04695159230164,1,0.7417434296198866,0.7417434296198866,1483694404164467.2,0,false,0,1.1453796706727017E-12,1.1453796706727017E-12,468206665612.70563,0,false,0,3.7154647848343389E-9,3.7154647848343389E-9,148175925.35492724,0,false,0,1.0712690611528937E-5,1.0712690611528937E-5,51358.088769236689,0,false,0,3.3865363656651978E-2,3.3865363656651978E-2,16.246195403727857,0,true,0.7417434296198866,107.0916829449087,0,5.1374980787938784E-3,5.1374980787938784E-3,false,0,338653.63656652026,0]
[null,5,11,861.31777081219695,null,91,15,2,470.37797493311763,1,0.27924662558945151,0.27924662558945151,705103049627462.75,0,false,0,3.4159364920988121E-13,3.4159364920988121E-13,222508049402.08426,0,false,0,1.1080859970362073E-9,1.1080859970362073E-9,70418339.892551243,0,false,0,3.194911846741062E-6,3.194911846741062E-6,24407.145374804801,0,false,0,1.0099876442281558E-2,1.0099876442281558E-2,7.7207556299055051,0,true,0.27924662558945151,31.938613643887855,0,2.4415173048069425E-3,2.4415173048069425E-3,false,0,100998.76442281577,0]
[null,5,12,1015.6717663280153,null,92,5,8,478.78830366429889,1,8.5512514254295277E-2,8.5512514254295277E-2,265326260554521.09,0,false,0,8.5126666817903589E-14,8.5126666817903589E-14,83728511346.430649,0,false,0,2.7613999175180444E-10,2.7613999175180444E-10,26498020.123469196,0,false,0,7.9618633695088086E-7,7.9618633695088086E-7,9184.2697553627786,0,false,0,2.5169344301124207E-3,2.5169344301124207E-3,2.9052763578606373,0,true,8.5512514254295277E-2,7.959245520453142,0,9.1872905230780454E-4,9.1872905230780454E-4,false,0,25169.344301124293,0]
[null,5,13,1183.4478484104268,null,93,11,6,480.12018049996908,1,0.11560040580251317,0.11560040580251317,370456105183095.56,0,false,0,1.1142136486587406E-13,1.1142136486587406E-13,116904139610.42307,0,false,0,3.6143662056983488E-10,3.6143662056983488E-10,36997292.727406293,0,false,0,1.0421196044289399E-6,1.0421196044289399E-6,12823.339820987863,0,false,0,3.2943879980750711E-3,3.2943879980750711E-3,4.0564298526810028,0,true,0.11560040580251317,10.417769570239626,0,1.2827557503173256E-3,1.2827557503173256E-3,false,0,32943.879980750746,0]
[null,5,14,1364.6460170594312,null,94,9,7,488.51328952950183,1,0.3535481783357538,0.3535481783357538,1385906134141560.7,0,false,0,2.7857998072768164E-13,2.7857998072768164E-13,437347804303.42517,0,false,0,9.0367773643617845E-10,9.0367773643617845E-10,138409852.6658124,0,false,0,2.6055475057878285E-6,2.6055475057878285E-6,47973.147343070748,0,false,0,8.2367555461021549E-3,8.2367555461021549E-3,15.175430872618467,0,true,0.3535481783357538,26.046908055706879,0,4.7988926031910829E-3,4.7988926031910829E-3,false,0,82367.555461021839,0]
[null,5,15,1559.2662722750285,null,95,14,4,493.74391543401725,1,0.90802916979380721,0.90802916979380721,4028682778158813,0,false,0,6.3215422010057925E-13,6.3215422010057925E-13,1271323882518.3064,0,false,0,2.0506272317446127E-9,2.0506272317446127E-9,402342825.40905559,0,false,0,5.912513336937877E-6,5.912513336937877E-6,139452.873289154,0,false,0,1.8690861291627434E-2,1.8690861291627434E-2,44.113374998174763,0,true,0.90802916979380721,59.105693111819321,0,1.394987402713584E-2,1.394987402713584E-2,false,0,186908.61291627455,0]
[null,5,16,1767.3086140572186,null,96,6,8,500.47217841896224,1,0.68524314839253087,0.68524314839253087,3558378394658911,0,false,0,4.0759025143916802E-13,4.0759025143916802E-13,1122910808637.6924,0,false,0,1.3221705122237462E-9,1.3221705122237462E-9,355373727.84558892,0,false,0,3.8121754486690184E-6,3.8121754486690184E-6,123173.28484523173,0,false,0,1.2051193539856337E-2,1.2051193539856337E-2,38.963623882228895,0,true,0.68524314839253087,38.109220109453197,0,1.2321379736197553E-2,1.2321379736197553E-2,false,0,120511.93539856354,0]
[null,5,17,1988.7730424060017,null,97,13,5,500.91924876769349,1,0.19601013739596743,0.19601013739596743,1028477014486809.1,0,false,0,1.1538490302426679E-13,1.1538490302426679E-13,324554566129.37555,0,false,0,3.7429383012918096E-10,3.7429383012918096E-10,102713559.409612,0,false,0,1.0791904195525472E-6,1.0791904195525472E-6,35600.736687336059,0,false,0,3.4115776641201689E-3,3.4115776641201689E-3,11.26164424338098,0,true,0.19601013739596743,10.788355833176645,0,3.5612446007607461E-3,3.5612446007607461E-3,false,0,34115.776641201737,0]
[null,5,18,2223.6595573213776,null,98,15,3,503.93319134959995,1,0.33075462111304055,0.33075462111304055,1860854795922890,0,false,0,1.8158746607230815E-13,1.8158746607230815E-13,587226464387.12695,0,false,0,5.890464558033462E-10,5.890464558033462E-10,185842772.31422621,0,false,0,1.6983803648458757E-6,1.6983803648458757E-6,64413.497501520338,0,false,0,5.3689843913651576E-3,5.3689843913651576E-3,20.376036027144142,0,true,0.33075462111304055,16.978219398606768,0,6.4434683531423955E-3,6.4434683531423955E-3,false,0,53689.843913651654,0]
[null,5,19,2471.9681588033468,null,99,16,1,511.35394666455221,1,0.37492611561136369,0.37492611561136369,2500151889553912.5,0,false,0,1.7366468154501688E-13,1.7366468154501688E-13,788968251445.64685,0,false,0,5.6334595869945775E-10,5.6334595869945775E-10,249689099.53606096,0,false,0,1.624278875535498E-6,1.624278875535498E-6,86542.769400409859,0,false,0,5.1347319543261589E-3,5.1347319543261589E-3,27.376227896179028,0,true,0.37492611561136369,16.23744815011835,0,8.65712338957653E-3,8.65712338957653E-3,false,0,51347.319543261765,0]
[null,5,20,2733.698846851908,null,100,12,6,525.45919135062877,1,0.1068966996283538,0.1068966996283538,978098768594008.25,0,false,0,3.608547237503588E-14,3.608547237503588E-14,308656797382.19873,0,false,0,1.1705664530854949E-10,1.1705664530854949E-10,97682305.546302736,0,false,0,3.3750599126453228E-7,3.3750599126453228E-7,33856.893469124385,0,false,0,1.0669367337250984E-3,1.0669367337250984E-3,10.710011222069994,0,true,0.1068966996283538,3.3739501978719022,0,3.3868029227704546E-3,3.3868029227704546E-3,false,0,10669.367337250997,0]
[null,6,1,77.676451571285526,null,101,10,7,525.96725501482933,1,7.946970215129566E-2,7.946970215129566E-2,735359844876359.12,0,false,0,2.6527099892471427E-14,2.6527099892471427E-14,232056129637.37436,0,false,0,8.6050510601759148E-11,8.6050510601759148E-11,73440073.088886172,0,false,0,2.4810691270805208E-7,2.4810691270805208E-7,25454.484484465087,0,false,0,7.8432497766200515E-4,7.8432497766200515E-4,8.0520622699551474,0,true,7.946970215129566E-2,2.4802533551726249,0,2.5462856634563846E-3,2.5462856634563846E-3,false,0,7843.2497766200777,0]
[null,6,2,97.809581421174911,null,102,7,8,526.09857585629163,1,0.5382699957869066,0.5382699957869066,4995271034527025,0,false,0,1.7915453255244935E-13,1.7915453255244935E-13,1576348329105.3423,0,false,0,5.8115433142892862E-10,5.8115433142892862E-10,498875581.0240643,0,false,0,1.6756252341726045E-6,1.6756252341726045E-6,172911.33032351502,0,false,0,5.2970500096818311E-3,5.2970500096818311E-3,54.69734811543519,0,true,0.5382699957869066,16.750742910411564,0,1.7296820201589357E-2,1.7296820201589357E-2,false,0,52970.500096818432,0]
[null,6,3,131.36479783765719,null,103,16,2,531.48707651444158,1,0.65778420440095653,0.65778420440095653,6872226441651465,0,false,0,1.944714860632468E-13,1.944714860632468E-13,2168655633228.6523,0,false,0,6.3084056459464262E-10,6.3084056459464262E-10,686326314.49045372,0,false,0,1.8188840925876208E-6,1.8188840925876208E-6,237882.1505574061,0,false,0,5.7499253435442897E-3,5.7499253435442897E-3,75.249683032004853,0,true,0.65778420440095653,18.182860461526122,0,2.3796039158686017E-2,2.3796039158686017E-2,false,0,57499.253435443083,0]
[null,6,4,178.34210082073238,null,104,1,9,545.56576728834602,1,0.92398329710319338,0.92398329710319338,1.3082565770292378E+16,0,false,0,2.015681117983772E-13,2.015681117983772E-13,4128440789272.2085,0,false,0,6.5386110851134863E-10,6.5386110851134863E-10,1306550246.1886296,0,false,0,1.885258551496618E-6,1.885258551496618E-6,452853.07558899018,0,false,0,5.9597507991630341E-3,5.9597507991630341E-3,143.2518174158532,0,true,0.92398329710319338,18.846386812363928,0,4.5300202199267142E-2,4.5300202199267142E-2,false,0,59597.507991630424,0]
[null,6,5,238.74149037040047,null,105,15,4,550.91049433267517,1,0.3010414798310368,0.3010414798310368,4773995737633944,0,false,0,5.8635032025679708E-14,5.8635032025679708E-14,1506520897897.1741,0,false,0,1.9020452538772005E-10,1.9020452538772005E-10,476776911.79455411,0,false,0,5.4841112791820027E-7,5.4841112791820027E-7,165251.88488220816,0,false,0,1.7336580466831895E-3,1.7336580466831895E-3,52.274422140078244,0,true,0.3010414798310368,5.4823081113974013,0,1.6530623733178079E-2,1.6530623733178079E-2,false,0,17336.580466831925,0]
[null,6,6,312.56296648666154,null,106,2,9,551.47955131234505,1,0.61049913677502299,0.61049913677502299,9798369330837876,0,false,0,1.1749051739847044E-13,1.1749051739847044E-13,3092053066963.5737,0,false,0,3.811241731657391E-10,3.811241731657391E-10,978558952.90234673,0,false,0,1.0988841472444204E-6,1.0988841472444204E-6,339170.60041102587,0,false,0,3.4738342226473653E-3,3.4738342226473653E-3,107.29043820606141,0,true,0.61049913677502299,10.985228357406161,0,3.3928215588870402E-2,3.3928215588870402E-2,false,0,34738.342226473738,0]
[null,6,7,399.80652916951544,null,107,14,5,554.14330498368531,1,0.59542716717552091,0.59542716717552091,1.0107143363590316E+16,0,false,0,1.0834662295585256E-13,1.0834662295585256E-13,3189492310447.2441,0,false,0,3.5146255207389899E-10,3.5146255207389899E-10,1009396083.4463689,0,false,0,1.0133616653492123E-6,1.0133616653492123E-6,349858.81500509504,0,false,0,3.2034773109034724E-3,3.2034773109034724E-3,110.67146010491857,0,true,0.59542716717552091,10.130284735126327,0,3.4997388590799962E-2,3.4997388590799962E-2,false,0,32034.773109034712,0]
[null,6,8,500.47217841896224,null,108,8,8,555.66749597628711,1,0.32959454650757647,0.32959454650757647,5776295156593212,0,false,0,5.8089437493558135E-14,5.8089437493558135E-14,1822814649210.9546,0,false,0,1.8843468668462678E-10,1.8843468668462678E-10,576876125.93873906,0,false,0,5.4330820390827719E-7,5.4330820390827719E-7,199946.48397739753,0,false,0,1.7175264898619436E-3,1.7175264898619436E-3,63.249426270139836,0,true,0.32959454650757647,5.4312956496378364,0,2.0001224771253014E-2,2.0001224771253014E-2,false,0,17175.264898619433,0]
[null,6,9,614.559914235002,null,109,3,9,561.33585801901029,1,0.52061107471395751,0.52061107471395751,1.0266704345574112E+16,0,false,0,8.1542169571339951E-14,8.1542169571339951E-14,3239844670830.1387,0,false,0,2.6451234230773866E-10,2.6451234230773866E-10,1025331370.449972,0,false,0,7.6266067643539367E-7,7.6266067643539367E-7,355382.01914594299,0,false,0,2.4109518412038511E-3,2.4109518412038511E-3,112.4186250769267,0,true,0.52061107471395751,7.6240991471807735,0,3.5549890666760987E-2,3.5549890666760987E-2,false,0,24109.518412038611,0]
[null,6,10,742.06973661763459,null,110,16,3,565.04229293092385,1,0.7791147514908402,0.7791147514908402,1.658633000980071E+16,0,false,0,1.1304180033812281E-13,1.1304180033812281E-13,5234117111207.9473,0,false,0,3.6669310546073488E-10,3.6669310546073488E-10,1656469681.7256403,0,false,0,1.0572754731025544E-6,1.0572754731025544E-6,574135.89119715767,0,false,0,3.3422993046530992E-3,3.3422993046530992E-3,181.6174258079011,0,true,0.7791147514908402,10.569278424700798,0,5.7432472832961427E-2,5.7432472832961427E-2,false,0,33422.993046531039,0]
[null,6,11,883.00164556686025,null,111,11,7,567.36374318282299,1,0.30104053591923052,0.30104053591923052,6721662703945995,0,false,0,4.1644701602243513E-14,4.1644701602243513E-14,2121142516379.6594,0,false,0,1.3509007208692028E-10,1.3509007208692028E-10,671289578.4235245,0,false,0,3.8950124163829315E-7,3.8950124163829315E-7,232670.38606951645,0,false,0,1.2313060902368117E-3,1.2313060902368117E-3,73.601036318360144,0,true,0.30104053591923052,3.8937317419851412,0,2.3274691291479153E-2,2.3274691291479153E-2,false,0,12313.060902368112,0]
[null,6,12,1037.3556410826786,null,112,13,6,574.7407248839545,1,4.4971052380424245E-2,4.4971052380424245E-2,1166851008909731,0,false,0,5.3534926243164533E-15,5.3534926243164533E-15,368220988510.17053,0,false,0,1.7366043619261874E-11,1.7366043619261874E-11,116532911.03021821,0,false,0,5.0071004090478597E-8,5.0071004090478597E-8,40390.553154244328,0,false,0,1.5828635621688701E-4,1.5828635621688701E-4,12.776815390403806,0,true,4.4971052380424245E-2,0.50054540817411597,0,4.0403837877169436E-3,4.0403837877169436E-3,false,0,1582.8635621688684,0]
[null,6,13,1205.1317231650901,null,113,4,9,575.13468740834139,1,0.95448004282044019,0.95448004282044019,2.4963714808305412E+16,0,false,0,1.127226020094638E-13,1.127226020094638E-13,7877752749418.2598,0,false,0,3.6565766701191821E-10,3.6565766701191821E-10,2493115517.3428111,0,false,0,1.0542900238002963E-6,1.0542900238002963E-6,864119.10534693359,0,false,0,3.3328615891467083E-3,3.3328615891467083E-3,273.34833078854496,0,true,0.95448004282044019,10.539433747791929,0,8.6440331989693073E-2,8.6440331989693073E-2,false,0,33328.61589146714,0]
[null,6,14,1386.3298918140945,null,114,17,1,576.40557092854215,1,0.40688912579048425,0.40688912579048425,1.0918524151178664E+16,0,false,0,4.6835454703529086E-14,4.6835454703529086E-14,3445538226663.3525,0,false,0,1.5192820956081972E-10,1.5192820956081972E-10,1090428335.558841,0,false,0,4.380501494273143E-7,4.380501494273143E-7,377944.76477861742,0,false,0,1.3847807379260709E-3,1.3847807379260709E-3,119.55593846177776,0,true,0.40688912579048425,4.3790611917751008,0,3.7806907333814525E-2,3.7806907333814525E-2,false,0,13847.80737926073,0]
[null,6,15,1580.9501470296918,null,115,9,8,589.17893877894869,1,0.75604144983750676,0.75604144983750676,2.6176344264713896E+16,0,false,0,6.7447946534973693E-14,6.7447946534973693E-14,8260419956907.377,0,false,0,2.1879249001590979E-10,2.1879249001590979E-10,2614220302.3387456,0,false,0,6.3083796763020208E-7,6.3083796763020208E-7,906094.27967637964,0,false,0,1.9942288970082578E-3,1.9942288970082578E-3,286.62641220870461,0,true,0.75604144983750676,6.3063054902714439,0,9.063923001417995E-2,9.063923001417995E-2,false,0,19942.288970082576,0]
[null,6,16,1788.9924888118819,null,116,5,9,592.8760394803387,1,0.110038033378941,0.110038033378941,4097249617135434.5,0,false,0,9.1280861427143713E-15,9.1280861427143713E-15,1292961391535.4995,0,false,0,2.9610340993978459E-11,2.9610340993978459E-11,409190566.28178442,0,false,0,8.5374627493477642E-8,8.5374627493477642E-8,141826.31474239784,0,false,0,2.6988950880428456E-4,2.6988950880428456E-4,44.864169946989399,0,true,0.110038033378941,0.85346556440560672,0,1.4187296236536211E-2,1.4187296236536211E-2,false,0,2698.895088042852,0]
[null,6,17,2010.4569171606649,null,117,17,2,596.53870077843146,1,0.71386128824626027,0.71386128824626027,2.8553660278825196E+16,0,false,0,5.512548048374437E-14,5.512548048374437E-14,9010625121091.1094,0,false,0,1.7881999019952311E-10,1.7881999019952311E-10,2851641835.5488839,0,false,0,5.1558643160428558E-7,5.1558643160428558E-7,988385.08467136801,0,false,0,1.6298913723806958E-3,1.6298913723806958E-3,312.65760865539625,0,true,0.71386128824626027,5.1541690753806551,0,9.8871017113262571E-2,9.8871017113262571E-2,false,0,16298.913723806969,0]
[null,6,18,2245.3434320760412,null,118,15,5,611.30988388234323,1,0.19740365342979471,0.19740365342979471,1.0493290382676568E+16,0,false,0,1.1470575136991546E-14,1.1470575136991546E-14,3311348002384.3169,0,false,0,3.7209074924699289E-11,3.7209074924699289E-11,1047960421.0320244,0,false,0,1.0728383410779098E-7,1.0728383410779098E-7,363225.29588454205,0,false,0,3.3914972328522529E-4,3.3914972328522529E-4,114.89970273293761,0,true,0.19740365342979471,1.0724855933971567,0,3.6334476311235611E-2,3.6334476311235611E-2,false,0,3391.4972328522645,0]
[null,6,19,2493.6520335580099,null,119,16,4,612.01959591399907,1,0.70912344915306047,0.70912344915306047,3.8206494132869264E+16,0,false,0,4.0653039183325233E-14,4.0653039183325233E-14,12056751830088.447,0,false,0,1.3187324635631348E-10,1.3187324635631348E-10,3815666222.6501932,0,false,0,3.8022626238297552E-7,3.8022626238297552E-7,1322517.9738695698,0,false,0,1.2019856742200203E-3,1.2019856742200203E-3,418.35445872933713,0,true,0.70912344915306047,3.8010124454283991,0,0.13229529588716157,0.13229529588716157,false,0,12019.856742200212,0]
[null,6,20,2755.3827216065711,null,120,12,7,612.70275403348262,1,0.27837479912563623,0.27837479912563623,1.51942221443432E+16,0,false,0,1.5753166924656403E-14,1.5753166924656403E-14,4794812238162.9092,0,false,0,5.1101253546609404E-11,5.1101253546609404E-11,1517440464.8066728,0,false,0,1.4733874516604543E-7,1.4733874516604543E-7,525948.07089545287,0,false,0,4.6577282651970222E-4,4.6577282651970222E-4,166.37408705713833,0,true,0.27837479912563623,1.472903004016737,0,5.2612105873169744E-2,5.2612105873169744E-2,false,0,4657.728265197029,0]
[null,7,1,103.30284900861494,null,121,6,9,614.559914235002,1,0.88177513072854685,0.88177513072854685,4.9852685872026312E+16,0,false,0,4.8174103770488938E-14,4.8174103770488938E-14,15731918755279.908,0,false,0,1.5627061548515463E-10,1.5627061548515463E-10,4978766408.8926077,0,false,0,4.5057048103345509E-7,4.5057048103345509E-7,1725650.9556239971,0,false,0,1.4243604848187454E-3,1.4243604848187454E-3,545.87823058731431,0,true,0.88177513072854685,4.5042233411689256,0,0.17262185337585043,0.17262185337585043,false,0,14243.60484818749,0]
[null,7,2,123.43597885850431,null,122,10,8,626.63290426427625,1,0.16994116364973039,0.16994116364973039,1.204656729852541E+16,0,false,0,7.4049201118556797E-15,7.4049201118556797E-15,3801512690949.2588,0,false,0,2.4020611343618948E-11,2.4020611343618948E-11,1203085522.0584583,0,false,0,6.9257923981493732E-8,6.9257923981493732E-8,416991.98362257384,0,false,0,2.1894077471199346E-4,2.1894077471199346E-4,131.90781452479447,0,true,0.16994116364973039,0.69235152077169504,0,4.1712913507339106E-2,4.1712913507339106E-2,false,0,2189.4077471199362,0]
[null,7,3,156.99119527498658,null,123,14,6,627.96478109994632,1,0.1366102114896475,0.1366102114896475,9925875277658080,0,false,0,5.8074305758280559E-15,5.8074305758280559E-15,3132289879907.5762,0,false,0,1.8838560127565793E-11,1.8838560127565793E-11,991292917.25868893,0,false,0,5.4316667738864523E-8,5.4316667738864523E-8,343584.21935911546,0,false,0,1.7170790908631095E-4,1.7170790908631095E-4,108.68660612403923,0,true,0.1366102114896475,0.54298808497786455,0,3.4369722650556891E-2,3.4369722650556891E-2,false,0,1717.0790908631109,0]
[null,7,4,203.96849825806177,null,124,17,3,630.09391719491384,1,0.84553544531740243,0.84553544531740243,6.3901166272016336E+16,0,false,0,3.4557424272211743E-14,3.4557424272211743E-14,20165171416031.867,0,false,0,1.1209985319764963E-10,1.1209985319764963E-10,6381782135.8888988,0,false,0,3.2321421799124268E-7,3.2321421799124268E-7,2211939.1706569935,0,false,0,1.0217570382826235E-3,1.0217570382826235E-3,699.7066450256691,0,true,0.84553544531740243,3.2310794562809488,0,0.22126666922360408,0.22126666922360408,false,0,10217.570382826232,0]
[null,7,5,264.36788780772986,null,125,7,9,640.18631167233139,1,0.6926491669645527,0.6926491669645527,6.2969116407430048E+16,0,false,0,2.3533447135145015E-14,2.3533447135145015E-14,19871046185082.871,0,false,0,7.6339484919474366E-11,7.6339484919474366E-11,6288698714.6841488,0,false,0,2.2010739725589213E-7,2.2010739725589213E-7,2179676.2602164014,0,false,0,6.9581184801211329E-4,6.9581184801211329E-4,689.50086128504131,0,true,0.6926491669645527,2.2003502626491844,0,0.21803931703085383,0.21803931703085383,false,0,6958.1184801211375,0]
[null,7,6,338.18936392399087,null,126,18,1,645.39971787519823,1,0.10608417784363931,0.10608417784363931,1.0597875388810058E+16,0,false,0,3.2799629227347425E-15,3.2799629227347425E-15,3344351696984.4009,0,false,0,1.0639779146617652E-11,1.0639779146617652E-11,1058405280.8485743,0,false,0,3.0677363068533393E-8,3.0677363068533393E-8,366845.50636310317,0,false,0,9.6978443046322142E-5,9.6978443046322142E-5,116.04489034109824,0,true,0.10608417784363931,0.30667276396329601,0,3.6696616430234412E-2,3.6696616430234412E-2,false,0,969.78443046322218,0]
[null,7,7,425.43292660684477,null,127,13,7,661.98428756680835,1,0.11711126457966448,0.11711126457966448,1.571379055232577E+16,0,false,0,2.6958945092889737E-15,2.6958945092889737E-15,4958771468026.1768,0,false,0,8.7451361058368762E-12,8.7451361058368762E-12,1569329539.4179361,0,false,0,2.5214594373209408E-8,2.5214594373209408E-8,543932.93377824314,0,false,0,7.9709331564634857E-5,7.9709331564634857E-5,172.0632706639486,0,true,0.11711126457966448,0.25206303851379908,0,5.4411183695610946E-2,5.4411183695610946E-2,false,0,797.09331564634897,0]
[null,7,8,526.09857585629163,null,128,18,2,665.53284772508766,1,0.18611799396428302,0.18611799396428302,2.6574542504568268E+16,0,false,0,4.0262194495897106E-15,4.0262194495897106E-15,8386078630022.0811,0,false,0,1.30605396306534E-11,1.30605396306534E-11,2653988190.1864905,0,false,0,3.7657070753004356E-8,3.7657070753004356E-8,919877.9136193234,0,false,0,1.1904295956445633E-4,1.1904295956445633E-4,290.98661360593076,0,true,0.18611799396428302,0.37644689163100803,0,9.2018046761408248E-2,9.2018046761408248E-2,false,0,1190.4295956445649,0]
[null,7,9,{"$f":"3.1416/2*SQRT($H$2/$I$2)*(B138^2/$C$2^2+C138^2/$D$2^2)","v":640.18631167233139},null,129,11,8,668.02939243226979,1,{"$f":"ABS(SIN(G138*3.1416*$J$2/$C$2)*SIN(H138*3.1416*$K$2/$D$2))*(1/F138^$M$2)+(1-1/F138^$M$2)","v":0.64375702431166582},{"$f":"$J138*$K138","v":0.64375702431166582},{"$f":"10^(LOG10($I138/22.27)/LOG10(2)*70/20)*$L138","v":9.6007551156552416E+16},{"$f":"IF($I138<22.27,M138,0)","v":0},{"$f":"AND($I138>22.27,$I138<44.45)","v":false},{"$f":"IF($O138=TRUE,$L138,0)","v":0},{"$f":"10^(LOG10(44.45/$I138)/LOG10(2)*70/20)*$L138","v":1.333291414556358E-14},{"$f":"IF($I138>44.45,Q138,0)","v":1.333291414556358E-14},{"$f":"10^(LOG10($I138/44.548)/LOG10(2)*70/20)*$L138","v":30296923190166.359},{"$f":"IF($I138<44.528,S138,0)","v":0},{"$f":"AND($I138>44.548,$I138<89.095)","v":false},{"$f":"IF($U138=TRUE,$L138,0)","v":0},{"$f":"10^(LOG10(89.095/$I138)/LOG10(2)*70/20)*$L138","v":4.3250263869242937E-11},{"$f":"IF($I138>89.095,W138,0)","v":4.3250263869242937E-11},{"$f":"10^(LOG10($I138/89.09)/LOG10(2)*70/20)*$L138","v":9588233057.8000355},{"$f":"IF($I138<89.09,Y138,0)","v":0},{"$f":"AND($I138>89.09,$I138<176.78)","v":false},{"$f":"IF($AA138=TRUE,$L138,0)","v":0},{"$f":"10^(LOG10(176.78/$I138)/LOG10(2)*70/20)*$L138","v":1.2470221695799171E-7},{"$f":"IF($I138>176.78,AC138,0)","v":1.2470221695799171E-7},{"$f":"10^(LOG10($I138/176.78)/LOG10(2)*70/20)*$L138","v":3323301.8342425856},{"$f":"IF($I138<176.78,AE138,0)","v":0},{"$f":"AND($I138>176.78,$I138<353.55)","v":false},{"$f":"IF($AG138=TRUE,$L138,0)","v":0},{"$f":"10^(LOG10(353.55/$I138)/LOG10(2)*70/20)*$L138","v":3.9421337544540412E-4},{"$f":"IF($I138>353.55,AI138,0)","v":3.9421337544540412E-4},{"$f":"10^(LOG10($I138/353.55)/LOG10(2)*70/20)*$L138","v":1051.2659695586769},{"$f":"IF($I138<353.55,AK138,0)","v":0},{"$f":"AND($I138>353.55,$I138<707.1)","v":true},{"$f":"IF($AM138=TRUE,$L138,0)","v":0.64375702431166582},{"$f":"10^(LOG10(707.1/$I138)/LOG10(2)*70/20)*$L138","v":1.2466121505105712},{"$f":"IF($I138>707.1,AO138,0)","v":0},{"$f":"10^(LOG10($I138/707.1)/LOG10(2)*70/20)*$L138","v":0.33243948904306519},{"$f":"IF($I138<707.1,AQ138,0)","v":0.33243948904306519},{"$f":"AND($I138>707.1,$I138<1414.2)","v":false},{"$f":"IF($AS138=TRUE,$L138,0)","v":0},{"$f":"10^(LOG10(1414.2/$I138)/LOG10(2)*70/20)*$L138","v":3942.1337544540434},{"$f":"IF($I138>1414.2,AU138,0)","v":0}]
[null,7,10,767.69613405496409,null,130,8,9,669.75523179232687,{"$f":"IF(ABS(I139-I138)>0.0001,1,$L$2)","v":1},0.42412430538838813,0.42412430538838813,6.5178573324123912E+16,0,false,0,8.5244817621755148E-15,8.5244817621755148E-15,20568280368130.352,0,false,0,2.7652325780956051E-11,2.7652325780956051E-11,6509356231.6525354,0,false,0,7.9729139673112255E-8,7.9729139673112255E-8,2256156.6217658021,0,false,0,2.5204277869802068E-4,2.5204277869802068E-4,713.6940298404802,0,true,0.42412430538838813,0.79702924848351486,0,0.22568986867600926,0.22568986867600926,false,0,2520.4277869802086,0]
[null,7,11,908.62804300418975,null,131,16,5,672.41898546366713,1,0.46499757998173169,0.46499757998173169,7.4835071500127264E+16,0,false,0,8.9244758908964854E-15,8.9244758908964854E-15,23615563420348.902,0,false,0,2.8949855445098257E-11,2.8949855445098257E-11,7473746573.0202188,0,false,0,8.347026888740967E-8,8.347026888740967E-8,2590416.3514858442,0,false,0,2.6386937818856945E-4,2.6386937818856945E-4,819.43100360189533,0,true,0.46499757998173169,0.834428239848234,0,0.25912683567396255,0.25912683567396255,false,0,2638.6937818856941,0]
[null,7,12,1062.9820385200082,null,132,1,10,673.0755896709785,1,0.90302650696289555,0.90302650696289555,1.4698846408864102E+17,0,false,0,1.7135795020471546E-14,1.7135795020471546E-14,46384874446723.992,0,false,0,5.5586321801318676E-11,5.5586321801318676E-11,14679675020.476542,0,false,0,1.602704108839954E-7,1.602704108839954E-7,5088006.3748500692,0,false,0,5.066528983994345E-4,5.066528983994345E-4,1609.4980900212283,0,true,0.90302650696289555,1.6021771420680913,0,0.50896798541578037,0.50896798541578037,false,0,5066.5289839943516,0]
[null,7,13,1230.7581206024195,null,133,17,4,677.07122017798895,1,0.76957728013406068,0.76957728013406068,1.3419047971136493E+17,0,false,0,1.3632304660115372E-14,1.3632304660115372E-14,42346238474902.969,0,false,0,4.4221448308964088E-11,4.4221448308964088E-11,13401545796.252106,0,false,0,1.2750240456088048E-7,1.2750240456088048E-7,4645004.0855170572,0,false,0,4.030654346448566E-4,4.030654346448566E-4,1469.3623893112365,0,true,0.76957728013406068,1.2746048195634883,0,0.46465318584105542,0.46465318584105542,false,0,4030.6543464485721,0]
[null,7,14,1411.9562892514236,null,134,2,10,678.98937369497776,1,0.59665245542229917,0.59665245542229917,1.0751666818298272E+17,0,false,0,1.0227125376180395E-14,1.0227125376180395E-14,33928833704869.746,0,false,0,3.3175483342537668E-11,3.3175483342537668E-11,10737643651.129017,0,false,0,9.5653897834584383E-8,9.5653897834584383E-8,3721689.9741721386,0,false,0,3.0238472787203087E-4,3.0238472787203087E-4,1177.2887971779955,0,true,0.59665245542229917,0.95622446972581809,0,0.37229140628824775,0.37229140628824775,false,0,3023.84727872031,0]
[null,7,15,1606.576544467021,null,135,15,6,685.13135999860435,1,4.529076993882588E-2,4.529076993882588E-2,9062223302291884,0,false,0,6.9915128668995926E-16,6.9915128668995926E-16,2859748842817.2944,0,false,0,2.2679571250313108E-12,2.2679571250313108E-12,905040363.98673046,0,false,0,6.5391342423277382E-9,6.5391342423277382E-9,313688.90217513999,0,false,0,2.0671759051621578E-5,2.0671759051621578E-5,99.229767361803241,0,true,4.529076993882588E-2,6.5369841845326446E-2,0,3.137920765519351E-2,3.137920765519351E-2,false,0,206.71759051621592,0]
[null,7,16,1814.6188862492111,null,136,3,10,688.84568040164277,1,0.50880313719852777,0.50880313719852777,1.0841154157292738E+17,0,false,0,7.3758241529825049E-15,7.3758241529825049E-15,34211227225311.117,0,false,0,2.3926227783876901E-11,2.3926227783876901E-11,10827014273.71689,0,false,0,6.8985790632670983E-8,6.8985790632670983E-8,3752666.0207683491,0,false,0,2.1808049645369404E-4,2.1808049645369404E-4,1187.0875049939818,0,true,0.50880313719852777,0.68963108205394597,0,0.37539002977074798,0.37539002977074798,false,0,2180.8049645369433,0]
[null,7,17,2036.0833145979943,null,137,18,3,699.08806414156993,1,0.22044809474790297,0.22044809474790297,5.5764644796814344E+16,0,false,0,2.6917844037523878E-15,2.6917844037523878E-15,17597544565854.578,0,false,0,8.7318034504963399E-12,8.7318034504963399E-12,5569191217.3181219,0,false,0,2.5176152719213342E-8,2.5176152719213342E-8,1930293.4415746937,0,false,0,7.9587808350780473E-5,7.9587808350780473E-5,610.61315149915185,0,true,0.22044809474790297,0.25167874836943521,0,0.19309283279907752,0.19309283279907752,false,0,795.87808350780449,0]
[null,7,18,2270.9698295133703,null,138,4,10,702.6445097909741,1,0.93283155846666244,0.93283155846666244,2.5031017211368858E+17,0,false,0,1.0737779335103409E-14,1.0737779335103409E-14,78989912427613.984,0,false,0,3.4831979306448719E-11,3.4831979306448719E-11,24998369795.418892,0,false,0,1.0043002404981771E-7,1.0043002404981771E-7,8664487.7834510654,0,false,0,3.1748319911648981E-4,3.1748319911648981E-4,2740.852803842577,0,true,0.93283155846666244,1.0039700280448651,0,0.86673375914012352,0.86673375914012352,false,0,3174.8319911648973,0]
[null,7,19,2519.2784309953395,null,139,9,9,703.26667459498844,1,0.97287882386061098,0.97287882386061098,2.6375646891404346E+17,0,false,0,1.1084111710630798E-14,1.1084111710630798E-14,83233135137130.875,0,false,0,3.5955437124033213E-11,3.5955437124033213E-11,26341245703.960007,0,false,0,1.0366925701577505E-7,1.0366925701577505E-7,9129931.4103541858,0,false,0,3.277231851609567E-4,3.277231851609567E-4,2888.0874127094494,0,true,0.97287882386061098,1.0363517071537194,0,0.91329343058245682,0.91329343058245682,false,0,3277.2318516095779,0]
[null,7,20,2781.0091190439011,null,140,12,8,713.36840328292953,1,0.59528771360066401,0.59528771360066401,1.9049580095018493E+17,0,false,0,5.7458587331216741E-15,5.7458587331216741E-15,60114403293403.016,0,false,0,1.8638828964903889E-11,1.8638828964903889E-11,19024734138.508579,0,false,0,5.3740788737181645E-8,5.3740788737181645E-8,6594013.0446714116,0,false,0,1.6988741855583346E-4,1.6988741855583346E-4,2085.8958537146964,0,false,0,0.5372311884427875,0.5372311884427875,0.65961818596398236,0,true,0.59528771360066401,1698.8741855583376,0]
[null,8,1,132.8717691286104,null,141,14,7,715.20834378280017,1,0.3557531739909241,0.3557531739909241,1.1730435831790656E+17,0,false,0,3.3324982658796004E-15,3.3324982658796004E-15,37017516757970.016,0,false,0,1.0810197063411283E-11,1.0810197063411283E-11,11715136077.304247,0,false,0,3.1168724048382334E-8,3.1168724048382334E-8,4060490.9141664146,0,false,0,9.8531752002278464E-5,9.8531752002278464E-5,1284.4623000481115,0,false,0,0.31158475817405684,0.31158475817405684,0.4061826436770628,0,true,0.3557531739909241,985.3175200227862,0]
[null,8,2,153.00489897849977,null,142,19,1,718.33638750452042,1,0.4769816255164786,0.4769816255164786,1.6546384762293306E+17,0,false,0,4.2470433395656917E-15,4.2470433395656917E-15,52215116642304.422,0,false,0,1.3776864014492053E-11,1.3776864014492053E-11,16524803669.473778,0,false,0,3.9722427833733554E-8,3.9722427833733554E-8,5727531.8626705743,0,false,0,1.2557204466138436E-4,1.2557204466138436E-4,1811.8003230244929,0,false,0,0.39709367157436254,0.39709367157436254,0.57294156861861978,0,true,0.4769816255164786,1255.7204466138455,0]
[null,8,3,186.56011539498206,null,143,5,10,720.3858618629713,1,0.10754226967822986,0.10754226967822986,3.8562627113395776E+16,0,false,0,9.263568053593653E-16,9.263568053593653E-16,12169136048064.291,0,false,0,3.0049826940641353E-12,3.0049826940641353E-12,3851233071.0462294,0,false,0,8.6641784430055763E-9,8.6641784430055763E-9,1334845.5186632948,0,false,0,2.7389529334744024E-5,2.7389529334744024E-5,422.25405286078836,0,false,0,8.6613296737787546E-2,8.6613296737787546E-2,0.13352845582772299,0,true,0.10754226967822986,273.89529334744043,0]
[null,8,4,233.53741837805725,null,144,17,5,737.47060972765712,1,0.50463931674895313,0.50463931674895313,2.376421128731225E+17,0,false,0,3.3099792826148313E-15,3.3099792826148313E-15,74992276687961.375,0,false,0,1.0737148369207219E-11,1.0737148369207219E-11,23733216139.009941,0,false,0,3.0958104891452492E-8,3.0958104891452492E-8,8225982.8533355044,0,false,0,9.7865934739264221E-5,9.7865934739264221E-5,2602.1397607586459,0,false,0,0.30947925911747254,0.30947925911747254,0.8228688434082948,0,true,0.50463931674895313,978.65934739264549,0]
[null,8,5,293.93680792772534,null,145,19,2,738.46951735440985,1,0.83683415475772294,0.83683415475772294,4.003285583074663E+17,0,false,0,5.4031712853301008E-15,5.4031712853301008E-15,126330933720972.05,0,false,0,1.7527194825521365E-11,1.7527194825521365E-11,39980641840.202881,0,false,0,5.0535646635707362E-8,5.0535646635707362E-8,13857374.926202334,0,false,0,1.5975520184448224E-4,1.5975520184448224E-4,4383.528013383816,0,false,0,0.50519030588849634,0.50519030588849634,1.3861932709445917,0,true,0.83683415475772294,1597.5520184448219,0]
[null,8,6,367.75828404398635,null,146,10,9,740.720640080316,1,0.21868134273932674,0.21868134273932674,1.0838220802292784E+17,0,false,0,1.3628623139464676E-15,1.3628623139464676E-15,34201970491850.953,0,false,0,4.4209505928038506E-12,4.4209505928038506E-12,10824084744.628759,0,false,0,1.2746797144431712E-8,1.2746797144431712E-8,3751650.6397973993,0,false,0,4.0295658337149152E-5,4.0295658337149152E-5,1186.7663077286818,0,false,0,0.12742606016134428,0.12742606016134428,0.3752884582770924,0,true,0.21868134273932674,402.95658337149075,0]
[null,8,7,455.00184672684026,null,147,6,10,742.06973661763459,1,0.86177566058276989,0.86177566058276989,4.3624333374023206E+17,0,false,0,5.2583096569162703E-15,5.2583096569162703E-15,137664492171019.03,0,false,0,1.7057282277894922E-11,1.7057282277894922E-11,43567435096.770821,0,false,0,4.9180761573212397E-8,4.9180761573212397E-8,15100565.046503415,0,false,0,1.5547208782409026E-4,1.5547208782409026E-4,4776.7885513517404,0,false,0,0.49164591010585862,0.49164591010585862,1.510553172328768,0,true,0.86177566058276989,1554.7208782409066,0]
[null,8,8,555.66749597628711,null,148,18,4,746.06536712464515,1,0.20064427352674954,0.20064427352674954,1.081127175879899E+17,0,false,0,1.1501732628007853E-15,1.1501732628007853E-15,34116927899789.777,0,false,0,3.7310145830373033E-12,3.7310145830373033E-12,10797170850.191195,0,false,0,1.0757524888494813E-8,1.0757524888494813E-8,3742322.2271261676,0,false,0,3.4007095472569319E-5,3.4007095472569319E-5,1183.8154343863312,0,false,0,0.10753987830011912,0.10753987830011912,0.37435531019224261,0,true,0.20064427352674954,340.07095472569341,0]
[null,8,9,669.75523179232687,null,149,16,6,746.24046157992825,1,0.10668545415018511,0.10668545415018511,5.7642145858273888E+16,0,false,0,6.0989741667762777E-16,6.0989741667762777E-16,18190024061094.918,0,false,0,1.9784290153292739E-12,1.9784290153292739E-12,5756696445.0494766,0,false,0,5.7043463376653951E-9,5.7043463376653951E-9,1995283.1496359403,0,false,0,1.8032795882355699E-5,1.8032795882355699E-5,631.17146123568375,0,false,0,5.7024707569149756E-2,5.7024707569149756E-2,0.19959394116014348,0,true,0.10668545415018511,180.32795882355697,0]
[null,8,10,797.26505417495957,null,150,13,8,762.64993681625526,1,0.25043537399032711,0.25043537399032711,1.7424569141677779E+17,0,false,0,1.1117722021370363E-15,1.1117722021370363E-15,54986386648517.836,0,false,0,3.6064464662375023E-12,3.6064464662375023E-12,17401842651.910496,0,false,0,1.0398361291847623E-8,1.0398361291847623E-8,6031515.426843862,0,false,0,3.287169389571458E-5,3.287169389571458E-5,1907.9599835848867,0,false,0,0.10394942325831164,0.10394942325831164,0.60334992325857073,0,true,0.25043537399032711,328.71693895714685,0]
[null,8,11,938.19696312418512,null,151,7,10,767.69613405496409,1,0.67693924744713629,0.67693924744713629,5.0852980672163872E+17,0,false,0,2.7833606831965786E-15,2.7833606831965786E-15,160475799127849.44,0,false,0,9.0288651586033174E-12,9.0288651586033174E-12,50786654226.127731,0,false,0,2.6032662027139293E-8,2.6032662027139293E-8,17602761.648292776,0,false,0,8.2295438043455998E-5,8.2295438043455998E-5,5568.3128449030028,0,false,0,0.26024102525859216,0.26024102525859216,1.7608551314265399,0,true,0.67693924744713629,822.95438043456113,0]
[null,8,12,1092.5509586400035,null,152,19,3,772.024733770892,1,0.99119107780472948,0.99119107780472948,7.9490458675908813E+17,0,false,0,3.8175635772103336E-15,3.8175635772103336E-15,250846552364204.78,0,false,0,1.2383686735648558E-11,1.2383686735648558E-11,79386780984.885529,0,false,0,3.5705520658033561E-8,3.5705520658033561E-8,27515626.004424412,0,false,0,1.1287364542508992E-4,1.1287364542508992E-4,8704.0668264030282,0,false,0,0.35693780734952885,0.35693780734952885,2.752467607774693,0,true,0.99119107780472948,1128.736454250901,0]
[null,8,13,1260.3270407224149,null,153,15,7,772.3749226814582,1,0.117943856337936,0.117943856337936,9.5087370079719744E+16,0,false,0,4.5187084830016738E-16,4.5187084830016738E-16,30006543370349.848,0,false,0,1.4658110905412214E-12,1.4658110905412214E-12,9496334967.3501987,0,false,0,4.2263301140710952E-9,4.2263301140710952E-9,3291449.7619458032,0,false,0,1.3360434967854416E-5,1.3360434967854416E-5,1041.1901469775012,0,false,0,4.2249405028978476E-2,4.2249405028978476E-2,0.32925323417743818,0,true,0.117943856337936,133.60434967854437,0]
[null,8,14,1441.5252093714191,null,154,11,9,782.11712824830954,1,0.82839052911576228,0.82839052911576228,7.726350030343072E+17,0,false,0,2.7433573592119628E-15,2.7433573592119628E-15,243818981517336.5,0,false,0,8.8990995050415899E-12,8.8990995050415899E-12,77162727186.187027,0,false,0,2.5658512525229644E-8,2.5658512525229644E-8,26744764.259188123,0,false,0,8.1112662454800981E-5,8.1112662454800981E-5,8460.2187619113884,0,false,0,0.25650076043759601,0.25650076043759601,2.6753560790929725,0,true,0.82839052911576228,811.1266245480117,0]
[null,8,15,1636.1454645870167,null,155,20,1,795.21557981650847,1,0.20906964749962895,0.20906964749962895,2.365347449675593E+17,0,false,0,5.7078630347212752E-16,5.7078630347212752E-16,74642826671021.625,0,false,0,1.8515575791308657E-12,1.8515575791308657E-12,23622623780.061737,0,false,0,5.3385416477699188E-9,5.3385416477699188E-9,8187651.3080830593,0,false,0,1.6876400229774509E-5,1.6876400229774509E-5,2590.014274993473,0,false,0,5.3367863430676427E-2,5.3367863430676427E-2,0.81903442813290595,0,true,0.20906964749962895,168.76400229774518,0]
[null,8,16,1844.1878063692066,null,156,8,10,797.26505417495957,1,0.41450477645394751,0.41450477645394751,4.832039072677552E+17,0,false,0,1.0982852591450815E-15,1.0982852591450815E-15,152483752447843.91,0,false,0,3.5626965525410106E-12,3.5626965525410106E-12,48257367483.189339,0,false,0,1.027221844920122E-8,1.027221844920122E-8,16726105.519737801,0,false,0,3.2472926359731779E-5,3.2472926359731779E-5,5290.9986553043191,0,false,0,0.10268840958767279,0.10268840958767279,1.6731606847649767,0,true,0.41450477645394751,324.72926359731827,0]
[null,8,17,2065.6522347179898,null,157,18,5,806.46475667431321,1,0.13156961843323992,0.13156961843323992,1.7526237807712822E+17,0,false,0,3.050767024138077E-16,3.050767024138077E-16,55307220554664.203,0,false,0,9.8962970403180808E-13,9.8962970403180808E-13,17503378713.69706,0,false,0,2.8533702923373129E-9,2.8533702923373129E-9,6066708.040367431,0,false,0,9.0201823333810664E-6,9.0201823333810664E-6,1919.0925255032803,0,false,0,2.8524321083496489E-2,2.8524321083496489E-2,0.60687034211951296,0,true,0.13156961843323992,90.201823333811049,0]
[null,8,18,2300.5387496333656,null,158,17,6,811.29208584391813,1,0.11578054812998445,0.11578054812998445,1.6531163922826842E+17,0,false,0,2.5046917393692222E-16,2.5046917393692222E-16,52167084524138.023,0,false,0,8.1248988372791266E-13,8.1248988372791266E-13,16509602682.220163,0,false,0,2.3426282453010331E-9,2.3426282453010331E-9,5722263.1683743978,0,false,0,7.4056052131371855E-6,7.4056052131371855E-6,1810.1336676035012,0,false,0,2.3418579925530189E-2,2.3418579925530189E-2,0.5724145258981217,0,true,0.11578054812998445,74.056052131371828,0]
[null,8,19,2548.8473511153347,null,159,1,11,814.00749862020416,1,0.66031971008257495,0.66031971008257495,9.8015426883235661E+17,0,false,0,1.3740438709095525E-15,1.3740438709095525E-15,309305447744470.25,0,false,0,4.4572221298318518E-12,4.4572221298318518E-12,97887587475.673172,0,false,0,1.2851377803027097E-8,1.2851377803027097E-8,33928044.61952962,0,false,0,4.0626262679532741E-5,4.0626262679532741E-5,10732.518591802467,0,false,0,0.12847152288761896,0.12847152288761896,3.3939203780198692,0,true,0.66031971008257495,406.26262679532834,0]
[null,8,20,2810.5780391638964,null,160,20,2,815.34870966639789,1,0.36679950000464479,0.36679950000464479,5.5498575091333613E+17,0,false,0,7.487936458013125E-16,7.487936458013125E-16,175135814469845.31,0,false,0,2.4289905725744965E-12,2.4289905725744965E-12,55426189496.67971,0,false,0,7.0034372573043525E-9,7.0034372573043525E-9,19210834.374697182,0,false,0,2.2139531343312816E-5,2.2139531343312816E-5,6076.9973454878673,0,false,0,7.0011345373555731E-2,7.0011345373555731E-2,1.9217152946538829,0,true,0.36679950000464479,221.39531343312828,0]
[null,9,1,166.38321193127192,null,161,14,8,815.87399303224709,1,0.76075670001887574,0.76075670001887574,1.1597140057405919E+18,0,false,0,1.5414419815511744E-15,1.5414419815511744E-15,365968777780714,0,false,0,5.0002401360545897E-12,5.0002401360545897E-12,115820141577.23659,0,false,0,1.441704568955852E-8,1.441704568955852E-8,40143505.756020971,0,false,0,4.5575711353600438E-5,4.5575711353600438E-5,12698.666448305275,0,false,0,0.1441230538597727,0.1441230538597727,4.0156709223405489,0,true,0.76075670001887574,455.75711353600383,0]
[null,9,2,186.51634178116129,null,162,19,4,819.00203675396722,1,0.90214802699816787,0.90214802699816787,1.4378226513286359E+18,0,false,0,1.748383903073701E-15,1.748383903073701E-15,453731002443259.31,0,false,0,5.6715331942518714E-12,5.6715331942518714E-12,143594733025.14316,0,false,0,1.6352565270174064E-8,1.6352565270174064E-8,49770237.829359651,0,false,0,5.1694349223303667E-5,5.1694349223303667E-5,15743.907696777742,0,false,0,0.16347188570579607,0.16347188570579607,4.9786607593273207,0,true,0.90214802699816787,516.94349223303789,0]
[null,9,3,220.07155819764355,null,163,2,11,819.9212826442033,1,0.43628993539687683,0.43628993539687683,7.0447730179564864E+17,0,false,0,8.3458369845211771E-16,8.3458369845211771E-16,222310583330211.19,0,false,0,2.7072825029052752E-12,2.7072825029052752E-12,70355846724.311096,0,false,0,7.805828215627439E-9,7.805828215627439E-9,24385485.110667475,0,false,0,2.4676080057711056E-5,2.4676080057711056E-5,7713.9038000943992,0,false,0,7.8032616707026145E-2,7.8032616707026145E-2,2.439350565972648,0,true,0.43628993539687683,246.76080057711096,0]
[null,9,4,267.04886118071875,null,164,12,9,827.45613909896929,1,0.76601991966308103,0.76601991966308103,1.3756973028890644E+18,0,false,0,1.317479158883867E-15,1.317479158883867E-15,434126222536240.87,0,false,0,4.2737334570564066E-12,4.2737334570564066E-12,137390301056.40799,0,false,0,1.2322330295919297E-8,1.2322330295919297E-8,47619768.601313606,0,false,0,3.8953817644989304E-5,3.8953817644989304E-5,15063.645947834651,0,false,0,0.12318278731702256,0.12318278731702256,4.7635431061523423,0,true,0.76601991966308103,389.53817644989329,0]
[null,9,5,327.44825073038686,null,165,3,11,829.77758935086842,1,0.3720519137073805,0.3720519137073805,6.9029201280891853E+17,0,false,0,6.1938509532106145E-16,6.1938509532106145E-16,217834158239853.66,0,false,0,2.0092058282866601E-12,2.0092058282866601E-12,68939167982.289764,0,false,0,5.7930842195495516E-9,5.7930842195495516E-9,23894461.265762042,0,false,0,1.8313317438433679E-5,1.8313317438433679E-5,7558.5773554506386,0,false,0,5.7911794619130867E-2,5.7911794619130867E-2,2.3902320313796133,0,true,0.3720519137073805,183.13317438433722,0]
[null,9,6,401.26972684664793,null,166,9,10,830.77649697762104,1,0.95081303824791985,0.95081303824791985,1.7889549953434207E+18,0,false,0,1.5609081743925149E-15,1.5609081743925149E-15,564537178916320.5,0,false,0,5.0633859695704709E-12,5.0633859695704709E-12,178662169992.2168,0,false,0,1.4599112218791712E-8,1.4599112218791712E-8,61924685.566740789,0,false,0,4.6151266967570106E-5,4.6151266967570106E-5,19588.745729071776,0,false,0,0.1459431205200136,0.1459431205200136,6.1945053009762541,0,true,0.95081303824791985,461.51266967570058,0]
[null,9,7,488.51328952950183,null,167,16,7,833.4840242627821,1,0.27782468469033694,0.27782468469033694,5.4288097511363974E+17,0,false,0,4.3916078340788402E-16,4.3916078340788402E-16,171315933031147.94,0,false,0,1.4245812697844757E-12,1.4245812697844757E-12,54217290716.513237,0,false,0,4.1074533814645134E-9,4.1074533814645134E-9,18791827.503533162,0,false,0,1.2984637334372574E-5,1.2984637334372574E-5,5944.4521580097598,0,false,0,4.1061028567874684E-2,4.1061028567874684E-2,1.8798008261213996,0,true,0.27782468469033694,129.84637334372582,0]
[null,9,8,589.17893877894869,null,168,4,11,843.57641874019976,1,0.68211404592566693,0.68211404592566693,1.5330826005422853E+18,0,false,0,9.3742157252235481E-16,9.3742157252235481E-16,483792006287838.44,0,false,0,3.0408753799561056E-12,3.0408753799561056E-12,153108303396.76321,0,false,0,8.7676667712348777E-9,8.7676667712348777E-9,53067661.418837287,0,false,0,2.771668056096656E-5,2.771668056096656E-5,16786.987555224659,0,false,0,8.7647839751967799E-2,8.7647839751967799E-2,5.3085115727411498,0,true,0.68211404592566693,277.16680560966626,0]
[null,9,9,703.26667459498844,null,169,20,3,848.90392608288005,1,0.4344569227735437,0.4344569227735437,1.0506162314976433E+18,0,false,0,5.5492699329357521E-16,5.5492699329357521E-16,331540997396364.87,0,false,0,1.8001120104788852E-12,1.8001120104788852E-12,104924593540.3636,0,false,0,5.190210148961912E-9,5.190210148961912E-9,36367085.788156219,0,false,0,1.6407489072808701E-5,1.6407489072808701E-5,11504.064815052539,0,false,0,5.1885036154399718E-2,5.1885036154399718E-2,3.6379047165769665,0,true,0.4344569227735437,164.07489072808681,0]
[null,9,10,830.77649697762104,null,170,5,11,861.31777081219695,1,7.8638090673974703E-2,7.8638090673974703E-2,2.2513106716523648E+17,0,false,0,8.4843192892153128E-17,8.4843192892153128E-17,71044189414884.312,0,false,0,2.7522043868524467E-13,2.7522043868524467E-13,22483743356.932709,0,false,0,7.9353501657149081E-10,7.9353501657149081E-10,7792912.9473912073,0,false,0,2.5085529756231365E-6,2.5085529756231365E-6,2465.1459885203917,0,false,0,7.9327410341619563E-3,7.9327410341619563E-3,0.77954760885517349,0,true,7.8638090673974703E-2,25.085529756231359,0]
[null,9,11,971.70840592684658,null,171,10,10,868.23046246294859,1,0.21372144896012696,0.21372144896012696,6.7145070406397107E+17,0,false,0,2.1012058414245307E-16,2.1012058414245307E-16,211888441710565.12,0,false,0,6.8160423215088174E-13,6.8160423215088174E-13,67057494539.062729,0,false,0,1.9652494859715663E-9,1.9652494859715663E-9,23242269.275055803,0,false,0,6.2126211735127557E-6,6.2126211735127557E-6,7352.2683051008426,0,false,0,1.9646033148088438E-2,1.9646033148088438E-2,2.3249913812784433,0,true,0.21372144896012696,62.126211735127598,0]
[null,9,12,1126.0624014426651,null,172,15,8,873.040571930905,1,0.25221582123519615,0.25221582123519615,8.449590380401408E+17,0,false,0,2.3253884412646788E-16,2.3253884412646788E-16,266642141851901.94,0,false,0,7.5432619294747345E-13,7.5432619294747345E-13,84385697618.853912,0,false,0,2.1749265820531964E-9,2.1749265820531964E-9,29248261.070629682,0,false,0,6.8754603580620723E-6,6.8754603580620723E-6,9252.1543530904073,0,false,0,2.1742114693672973E-2,2.1742114693672973E-2,2.9257881019207383,0,true,0.25221582123519615,68.754603580620767,0]
[null,9,13,1293.8384835250765,null,173,13,9,876.73767263229502,1,0.32226179153691514,0.32226179153691514,1.133992123206412E+18,0,false,0,2.8287470208036223E-16,2.8287470208036223E-16,357851771461351.19,0,false,0,9.1760926181168369E-13,9.1760926181168369E-13,113251308173.48817,0,false,0,2.6457158641863838E-9,2.6457158641863838E-9,39253142.671281956,0,false,0,8.3637372833693181E-6,8.3637372833693181E-6,12417.016312920972,0,false,0,2.644845956671622E-2,2.644845956671622E-2,3.9266053292296261,0,true,0.32226179153691514,83.637372833693448,0]
[null,9,14,1475.0366521740807,null,174,19,5,879.40142630363528,1,0.59157069173282395,0.59157069173282395,2.1563839059469596E+18,0,false,0,5.0127232779639233E-16,5.0127232779639233E-16,680486032400245.5,0,false,0,1.6260631554998434E-12,1.6260631554998434E-12,215357138092.12848,0,false,0,4.6883801915654642E-9,4.6883801915654642E-9,74643239.033138335,0,false,0,1.4821085188172747E-5,1.4821085188172747E-5,23612.028328162989,0,false,0,4.6868386590011135E-2,4.6868386590011135E-2,7.4667789693412692,0,true,0.59157069173282395,148.21085188172745,0]
[null,9,15,1669.6569073896781,null,175,18,6,880.28623279057422,1,3.0186317303991607E-2,3.0186317303991607E-2,1.113287874501631E+17,0,false,0,2.5281294048487007E-17,2.5281294048487007E-17,35131817045640.273,0,false,0,8.2009276187892342E-14,8.2009276187892342E-14,11118358371.351912,0,false,0,2.3645494008241358E-10,2.3645494008241358E-10,3853646.5005115583,0,false,0,7.4749032009615198E-7,7.4749032009615198E-7,1219.0308394362228,0,false,0,2.3637719404321724E-3,2.3637719404321724E-3,0.38549139906054758,0,true,3.0186317303991607E-2,7.4749032009615313,0]
[null,9,16,1877.6992491718681,null,176,6,11,883.00164556686025,1,0.63015587024802111,0.63015587024802111,2.4087809489781617E+18,0,false,0,5.0919622838193186E-16,5.0919622838193186E-16,760134494776629.87,0,false,0,1.6517672729535798E-12,1.6517672729535798E-12,240563922793.22287,0,false,0,4.7624921193243209E-9,4.7624921193243209E-9,83379963.863200575,0,false,0,1.5055370623630751E-5,1.5055370623630751E-5,26375.732005212973,0,false,0,4.7609262188662904E-2,4.7609262188662904E-2,8.340738809067302,0,true,0.63015587024802111,150.55370623630799,0]
[null,9,17,2099.1636775206512,null,177,20,4,895.88122906595538,1,0.3954277479614916,0.3954277479614916,1.7886946243645891E+18,0,false,0,2.7001295030127775E-16,2.7001295030127775E-16,564455014133946.75,0,false,0,8.7588738824429051E-13,8.7588738824429051E-13,178636166853.95761,0,false,0,2.5254204101465E-9,2.5254204101465E-9,61915672.824084878,0,false,0,7.9834547339117479E-6,7.9834547339117479E-6,19585.894712185818,0,false,0,2.5245900556014621E-2,2.5245900556014621E-2,6.1936037302755125,0,true,0.3954277479614916,79.83454733911752,0]
[null,9,18,2334.0501924360274,null,178,17,7,898.53564852677198,1,0.30150965315482514,0.30150965315482514,1.4115920316779643E+18,0,false,0,1.9892059853608208E-16,1.9892059853608208E-16,445453454904410.12,0,false,0,6.4527291496705709E-13,6.4527291496705709E-13,140975092263.22922,0,false,0,1.860496465006791E-9,1.860496465006791E-9,48862264.80694288,0,false,0,5.8814719526729696E-6,5.8814719526729696E-6,15456.686978542482,0,false,0,1.8598847364844646E-2,1.8598847364844646E-2,4.8878335932460271,0,true,0.30150965315482514,58.814719526729846,0]
[null,9,19,2582.3587939179965,null,179,7,11,908.62804300418975,1,0.49499801409060534,0.49499801409060534,2.6388259561185633E+18,0,false,0,2.8680233256827958E-16,2.8680233256827958E-16,832729367030470.62,0,false,0,9.3034999149228298E-13,9.3034999149228298E-13,263538419233.07999,0,false,0,2.6824508362928234E-9,2.6824508362928234E-9,91342972.865913793,0,false,0,8.479865269737487E-6,8.479865269737487E-6,28894.684780909069,0,false,0,2.681568850372857E-2,2.681568850372857E-2,9.1373016180275908,0,true,0.49499801409060534,84.79865269737499,0]
[null,9,20,2844.0894819665582,null,180,11,10,909.62695063094213,1,0.80960187078469026,0.80960187078469026,4.3714637304869832E+18,0,false,0,4.6312970764551875E-16,4.6312970764551875E-16,1379494625950817.5,0,false,0,1.5023333865851777E-12,1.5023333865851777E-12,436576212461.47559,0,false,0,4.3316337787804088E-9,4.3316337787804088E-9,151318237.56407601,0,false,0,1.3693324904573205E-5,1.3693324904573205E-5,47866.766745537869,0,false,0,4.3302095439159173E-2,4.3302095439159173E-2,15.136800714390493,0,true,0.80960187078469026,136.93324904573217,0]
[null,10,1,203.83717741659947,null,181,14,9,929.96172884828684,1,0.97894643702076867,0.97894643702076867,6.8352045866909583E+18,0,false,0,4.3306477014568916E-16,4.3306477014568916E-16,2156972715764507.7,0,false,0,1.4048065844259868E-12,1.4048065844259868E-12,682628957675.10486,0,false,0,4.0504376113109516E-9,4.0504376113109516E-9,236600638.87405142,0,false,0,1.2804396920415667E-5,1.2804396920415667E-5,74844.30016595796,0,false,0,4.0491058333359288E-2,4.0491058333359288E-2,23.667845840574518,0,true,0.97894643702076867,128.04396920415687,0]
[null,10,2,223.97030726648885,null,182,16,8,934.14967351222901,1,0.59411132706913672,0.59411132706913672,4.3706773035517322E+18,0,false,0,2.4944421448027896E-16,2.4944421448027896E-16,1379246454675078.7,0,false,0,8.0916504667645307E-13,8.0916504667645307E-13,436497672339.92114,0,false,0,2.3330418401730879E-9,2.3330418401730879E-9,151291015.39201888,0,false,0,7.3753003058463308E-6,7.3753003058463308E-6,47858.155507519623,0,false,0,2.3322747394210874E-2,2.3322747394210874E-2,15.134077601829349,0,true,0.59411132706913672,73.753003058463349,0]
[null,10,3,257.52552368297108,null,183,8,11,938.19696312418512,1,0.30309816124496047,0.30309816124496047,2.3447367409059983E+18,0,false,0,1.2102052371478714E-16,1.2102052371478714E-16,739924183927502.87,0,false,0,3.9257506101920908E-13,3.9257506101920908E-13,234167855133.95364,0,false,0,1.1319001562514938E-9,1.1319001562514938E-9,81163073.299959898,0,false,0,3.5782056818877181E-6,3.5782056818877181E-6,25674.459077380347,0,false,0,1.1315279891321127E-2,1.1315279891321127E-2,8.1189768377306919,0,true,0.30309816124496047,35.782056818877301,0]
[null,10,4,304.5028266660463,null,184,19,6,953.2229024198964,1,0.13572541154286213,0.13572541154286213,1.2629951907421778E+18,0,false,0,4.5051281668654544E-17,4.5051281668654544E-17,398561027986947.69,0,false,0,1.461405810120841E-13,1.461405810120841E-13,126134789335.16196,0,false,0,4.2136284982750731E-10,4.2136284982750731E-10,43718584.459974177,0,false,0,1.3320282138508635E-6,1.3320282138508635E-6,13829.577442074953,0,false,0,4.2122430633745756E-3,4.2122430633745756E-3,4.3732963794642128,0,true,0.13572541154286213,13.320282138508643,0]
[null,10,5,364.90221621571442,null,185,12,10,954.96596148160188,1,0.74864588406092647,0.74864588406092647,7.1160978083744952E+18,0,false,0,2.4327500326484003E-16,2.4327500326484003E-16,2245613663892734.5,0,false,0,7.8915291654347339E-13,7.8915291654347339E-13,710681643546.31104,0,false,0,2.2753414524672752E-9,2.2753414524672752E-9,246323759.06201577,0,false,0,7.1928956529307953E-6,7.1928956529307953E-6,77920.032037862038,0,false,0,2.2745933235185322E-2,2.2745933235185322E-2,24.640477659293531,0,true,0.74864588406092647,71.928956529308067,0]
[null,10,6,438.72369233197543,null,186,20,5,956.28061861562344,1,0.25929610151706006,0.25929610151706006,2.5044247837323372E+18,0,false,0,8.2922138723166055E-17,8.2922138723166055E-17,790316640662583.25,0,false,0,2.6898878528909203E-13,2.6898878528909203E-13,250115831649.53293,0,false,0,7.7556747315572014E-10,7.7556747315572014E-10,86690675.652466446,0,false,0,2.4517532962655562E-6,2.4517532962655562E-6,27423.01534349117,0,false,0,7.7531246770247567E-3,7.7531246770247567E-3,8.6719188795176905,0,true,0.25929610151706006,24.517532962655597,0]
[null,10,7,525.96725501482933,null,187,18,7,967.52979547342807,1,7.8609630092007984E-2,7.8609630092007984E-2,8.6984114648530816E+17,0,false,0,2.1943104487344086E-17,2.1943104487344086E-17,274494142234069.87,0,false,0,7.1180617292415732E-14,7.1180617292415732E-14,86870663143.624008,0,false,0,2.0523298557526184E-10,2.0523298557526184E-10,30109555.371332973,0,false,0,6.4879029394975653E-7,6.4879029394975653E-7,9524.6091084107502,0,false,0,2.0516550526913937E-3,2.0516550526913937E-3,3.0119458605363554,0,true,7.8609630092007984E-2,6.4879029394975696,0]
[null,10,8,626.63290426427625,null,188,1,12,968.36149413602266,1,0.25546274481589298,0.25546274481589298,2.8551599902280172E+18,0,false,0,7.0601058503427273E-17,7.0601058503427273E-17,900997493192187,0,false,0,2.290207809323614E-13,2.290207809323614E-13,285143606662.48206,0,false,0,6.6032889875674485E-10,6.6032889875674485E-10,98831376.47275877,0,false,0,2.087456746424438E-6,2.087456746424438E-6,31263.504789095467,0,false,0,6.6011178357857688E-3,6.6011178357857688E-3,9.886388277312383,0,true,0.25546274481589298,20.874567464244414,0]
[null,10,9,740.720640080316,null,189,9,11,971.70840592684658,1,0.69526263616577977,0.69526263616577977,8.0886089863340247E+18,0,false,0,1.84590970525445E-16,1.84590970525445E-16,2552507195758489,0,false,0,5.9878943912359872E-13,5.9878943912359872E-13,807805918806.55676,0,false,0,1.7264720228180187E-9,1.7264720228180187E-9,279987238.0550831,0,false,0,5.457788805442183E-6,5.457788805442183E-6,88568.86011532406,0,false,0,1.725904361336688E-2,1.725904361336688E-2,28.007932772926747,0,true,0.69526263616577977,54.577888054421869,0]
[null,10,10,868.23046246294859,null,190,2,12,974.2752781600218,1,0.16879069749121511,0.16879069749121511,2.0248576218022223E+18,0,false,0,4.3459931527842057E-17,4.3459931527842057E-17,638980529132864.5,0,false,0,1.4097844520688264E-13,1.4097844520688264E-13,202221664367.25455,0,false,0,4.0647901510471924E-10,4.0647901510471924E-10,70090456.089673102,0,false,0,1.2849768713104285E-6,1.2849768713104285E-6,22171.838416450471,0,false,0,4.0634536539780339E-3,4.0634536539780339E-3,7.0113509309204254,0,true,0.16879069749121511,12.849768713104305,0]
[null,10,11,1009.1623714121741,null,191,3,12,984.13158486668692,1,0.1439384613823014,0.1439384613823014,1.9411049928156518E+18,0,false,0,3.2967893505095968E-17,3.2967893505095968E-17,612550868790392.5,0,false,0,1.0694361920742946E-13,1.0694361920742946E-13,193857325143.38275,0,false,0,3.0834739979844666E-10,3.0834739979844666E-10,67191358.44390747,0,false,0,9.7475948904185833E-7,9.7475948904185833E-7,21254.761710983028,0,false,0,3.0824601562342122E-3,3.0824601562342122E-3,6.7213458130843824,0,true,0.1439384613823014,9.7475948904185898,0]
[null,10,12,1163.5163669279925,null,192,15,9,987.12830774694487,1,0.32455288208744826,0.32455288208744826,4.5342975622529434E+18,0,false,0,7.1754218085843841E-17,7.1754218085843841E-17,1430879793412596,0,false,0,2.327614827533101E-13,2.327614827533101E-13,452838357572.54852,0,false,0,6.7111435457411214E-10,6.7111435457411214E-10,156954731.41550398,0,false,0,2.1215521382081477E-6,2.1215521382081477E-6,49649.768852833447,0,false,0,6.7089369315380875E-3,6.7089369315380875E-3,15.700635487583872,0,true,0.32455288208744826,21.215521382081509,0]
[null,10,13,{"$f":"3.1416/2*SQRT($H$2/$I$2)*(B202^2/$C$2^2+C202^2/$D$2^2)","v":1331.2924490104042},null,193,4,12,997.93041425601814,1,{"$f":"ABS(SIN(G202*3.1416*$J$2/$C$2)*SIN(H202*3.1416*$K$2/$D$2))*(1/F202^$M$2)+(1-1/F202^$M$2)","v":0.26389447988437886},{"$f":"$J202*$K202","v":0.26389447988437886},{"$f":"10^(LOG10($I202/22.27)/LOG10(2)*70/20)*$L202","v":4.1841809126127355E+18},{"$f":"IF($I202<22.27,M202,0)","v":0},{"$f":"AND($I202>22.27,$I202<44.45)","v":false},{"$f":"IF($O202=TRUE,$L202,0)","v":0},{"$f":"10^(LOG10(44.45/$I202)/LOG10(2)*70/20)*$L202","v":5.1408705811303245E-17},{"$f":"IF($I202>44.45,Q202,0)","v":5.1408705811303245E-17},{"$f":"10^(LOG10($I202/44.548)/LOG10(2)*70/20)*$L202","v":1320394137711911.2},{"$f":"IF($I202<44.528,S202,0)","v":0},{"$f":"AND($I202>44.548,$I202<89.095)","v":false},{"$f":"IF($U202=TRUE,$L202,0)","v":0},{"$f":"10^(LOG10(89.095/$I202)/LOG10(2)*70/20)*$L202","v":1.6676324974723972E-13},{"$f":"IF($I202>89.095,W202,0)","v":1.6676324974723972E-13},{"$f":"10^(LOG10($I202/89.09)/LOG10(2)*70/20)*$L202","v":417872357568.11011},{"$f":"IF($I202<89.09,Y202,0)","v":0},{"$f":"AND($I202>89.09,$I202<176.78)","v":false},{"$f":"IF($AA202=TRUE,$L202,0)","v":0},{"$f":"10^(LOG10(176.78/$I202)/LOG10(2)*70/20)*$L202","v":4.8082358557328408E-10},{"$f":"IF($I202>176.78,AC202,0)","v":4.8082358557328408E-10},{"$f":"10^(LOG10($I202/176.78)/LOG10(2)*70/20)*$L202","v":144835441.94367045},{"$f":"IF($I202<176.78,AE202,0)","v":0},{"$f":"AND($I202>176.78,$I202<353.55)","v":false},{"$f":"IF($AG202=TRUE,$L202,0)","v":0},{"$f":"10^(LOG10(353.55/$I202)/LOG10(2)*70/20)*$L202","v":1.51999774572139E-6},{"$f":"IF($I202>353.55,AI202,0)","v":1.51999774572139E-6},{"$f":"10^(LOG10($I202/353.55)/LOG10(2)*70/20)*$L202","v":45816.0524971013},{"$f":"IF($I202<353.55,AK202,0)","v":0},{"$f":"AND($I202>353.55,$I202<707.1)","v":false},{"$f":"IF($AM202=TRUE,$L202,0)","v":0},{"$f":"10^(LOG10(707.1/$I202)/LOG10(2)*70/20)*$L202","v":4.806654914801041E-3},{"$f":"IF($I202>707.1,AO202,0)","v":4.806654914801041E-3},{"$f":"10^(LOG10($I202/707.1)/LOG10(2)*70/20)*$L202","v":14.488307928868537},{"$f":"IF($I202<707.1,AQ202,0)","v":0},{"$f":"AND($I202>707.1,$I202<1414.2)","v":true},{"$f":"IF($AS202=TRUE,$L202,0)","v":0.26389447988437886},{"$f":"10^(LOG10(1414.2/$I202)/LOG10(2)*70/20)*$L202","v":15.199977457213881},{"$f":"IF($I202>1414.2,AU202,0)","v":0}]
[null,10,14,1512.4906176594084,null,194,17,8,999.20129777621889,{"$f":"IF(ABS(I203-I202)>0.0001,1,$L$2)","v":1},0.6447602032181794,0.6447602032181794,1.0375399541459925E+19,0,false,0,1.2375938156645794E-16,1.2375938156645794E-16,3274145410315937.5,0,false,0,4.0145956469873845E-13,4.0145956469873845E-13,1036186713158.55,0,false,0,1.1575165850612256E-9,1.1575165850612256E-9,359144503.86208433,0,false,0,3.6591853077057887E-6,3.6591853077057887E-6,113608.81854726035,0,false,0,1.1571359952974397E-2,1.1571359952974397E-2,35.926262889012399,0,true,0.6447602032181794,36.591853077057948,0]
[null,10,15,1707.1108728750057,null,195,13,10,1004.2474950149277,1,0.314952598008581,0.314952598008581,5.3738857069701622E+18,0,false,0,5.7014914583727398E-17,5.7014914583727398E-17,1695827052513005.2,0,false,0,1.8494907214632145E-13,1.8494907214632145E-13,536687666373.14655,0,false,0,5.3325823376932541E-10,5.3325823376932541E-10,186017078.98853284,0,false,0,1.685756143285541E-6,1.685756143285541E-6,58843.112859148983,0,false,0,5.330828992403479E-3,5.330828992403479E-3,18.607826124925328,0,true,0.314952598008581,16.857561432855437,0]
[null,10,16,1915.1532146571956,null,196,10,11,1009.1623714121741,1,0.15627944930477833,0.15627944930477833,2.8222611566734044E+18,0,false,0,2.6729636891001383E-17,2.6729636891001383E-17,890615669874711.75,0,false,0,8.67075146545915E-14,8.67075146545915E-14,281858014230.93634,0,false,0,2.5000123321870547E-10,2.5000123321870547E-10,97692583.194735885,0,false,0,7.9031337546997062E-7,7.9031337546997062E-7,30903.268289596072,0,false,0,2.4991903317809513E-3,2.4991903317809513E-3,9.7724714938379336,0,true,0.15627944930477833,7.9031337546997076,0]
[null,10,17,2136.6176430059791,null,197,5,12,1015.6717663280153,1,3.0423296751421289E-2,3.0423296751421289E-2,5.9206220064972877E+17,0,false,0,4.8287166913881188E-18,4.8287166913881188E-18,186835960305207.69,0,false,0,1.5663737782474457E-14,1.5663737782474457E-14,59128998668.935944,0,false,0,4.5162795612729283E-11,4.5162795612729283E-11,20494235.856474843,0,false,0,1.4277034151720337E-7,1.4277034151720337E-7,6482.9780148246828,0,false,0,4.5147946151446403E-4,4.5147946151446403E-4,2.0500976547642784,0,true,3.0423296751421289E-2,1.4277034151720382,0]
[null,10,18,2371.5041579213548,null,198,20,6,1030.1020947318843,1,5.9490895309190328E-2,5.9490895309190328E-2,1.3641036692114414E+18,0,false,0,8.0138303796646794E-18,8.0138303796646794E-18,430467641260137.94,0,false,0,2.5995838174595815E-14,2.5995838174595815E-14,136232449821.28488,0,false,0,7.4953037554959608E-11,7.4953037554959608E-11,47218454.917106405,0,false,0,2.3694438363016879E-7,2.3694438363016879E-7,14936.697677599739,0,false,0,7.4928393105604856E-4,7.4928393105604856E-4,4.7233985382562595,0,true,5.9490895309190328E-2,2.3694438363016883,0]
[null,10,19,2619.812759403324,null,199,6,12,1037.3556410826786,1,0.24379303815613193,0.24379303815613193,6.0652618547155343E+18,0,false,0,3.0267709499206602E-17,3.0267709499206602E-17,1914003329185229,0,false,0,9.8184568524643193E-14,9.8184568524643193E-14,605735106447.69971,0,false,0,2.8309268593373737E-10,2.8309268593373737E-10,209949067.59021309,0,false,0,8.94923330219854E-7,8.94923330219854E-7,66413.561303397699,0,false,0,2.8299960547177321E-3,2.8299960547177321E-3,21.001812124195823,0,true,0.24379303815613193,8.9492333021985324,0]
[null,10,20,2881.5434474518852,null,200,19,7,1040.4664651027504,1,0.35344902420604696,0.35344902420604696,9.1048885001520947E+18,0,false,0,4.2380439437435881E-17,4.2380439437435881E-17,2873212619435805.5,0,false,0,1.3747671128396857E-13,1.3747671128396857E-13,909301319042.99658,0,false,0,3.9638256841702503E-10,3.9638256841702503E-10,315165758.19947451,0,false,0,1.2530596013063117E-6,1.2530596013063117E-6,99696.943850054289,0,false,0,3.9625223840704426E-3,3.9625223840704426E-3,31.526941832408792,0,true,0.35344902420604696,12.530596013063118,0]
[null,11,1,245.23366558459313,null,201,16,9,1048.2374093282688,1,0.764506138182656,0.764506138182656,2.1473431112652349E+19,0,false,0,8.4071156810634082E-17,8.4071156810634082E-17,6776330457471105,0,false,0,2.7271605263147369E-13,2.7271605263147369E-13,2144542377953.0894,0,false,0,7.8631419373516735E-10,7.8631419373516735E-10,743302918.82764781,0,false,0,2.4857262367468045E-6,2.4857262367468045E-6,235130.3320046548,0,false,0,7.8605565477588395E-3,7.8605565477588395E-3,74.35473961262943,0,true,0.764506138182656,24.857262367468064,0]
[null,11,2,265.36679543448247,null,202,11,11,1050.5588595801678,1,0.59200485088398735,0.59200485088398735,1.7061450687651625E+19,0,false,0,6.3448460464745021E-17,6.3448460464745021E-17,5384050054080783,0,false,0,2.0581867004000381E-13,2.0581867004000381E-13,1703919780545.3328,0,false,0,5.9343093311359105E-10,5.9343093311359105E-10,590582195.69266582,0,false,0,1.8759763614726262E-6,1.8759763614726262E-6,186819.91450844027,0,false,0,5.9323581388888687E-3,5.9323581388888687E-3,59.077644212460697,0,true,0.59200485088398735,18.759763614726339,0]
[null,11,3,298.92201185096479,null,203,14,10,1057.4715512309194,1,0.95674303236664182,0.95674303236664182,2.9757915029923172E+19,0,false,0,9.5011162100889016E-17,9.5011162100889016E-17,9390649538503038,0,false,0,3.0820402700591691E-13,3.0820402700591691E-13,2971910242308.4946,0,false,0,8.886356291192606E-10,8.886356291192606E-10,1030070368.537148,0,false,0,2.8091886370725974E-6,2.8091886370725974E-6,325843.98851050227,0,false,0,8.8834344702135599E-3,8.8834344702135599E-3,103.04091655669204,0,true,0.95674303236664182,28.09188637072608,0]
[null,11,4,345.89931483403996,null,204,7,12,1062.9820385200082,1,0.19150352386450603,0.19150352386450603,6.3274431058724772E+18,0,false,0,1.790242257396101E-17,1.790242257396101E-17,1996739375803594.2,0,false,0,5.8073163283673035E-14,5.8073163283673035E-14,631919035828.20007,0,false,0,1.674406479722643E-10,1.674406479722643E-10,219024472.83050546,0,false,0,5.2931972369142233E-7,5.2931972369142233E-7,69284.400355923732,0,false,0,1.6738559373158858E-3,1.6738559373158858E-3,21.909651144369967,0,true,0.19150352386450603,5.2931972369142262,0]
[null,11,5,406.29870438370807,null,205,18,8,1068.195444722875,1,0.16810195143902268,0.16810195143902268,5.8793416171923743E+18,0,false,0,1.4845790509613824E-17,1.4845790509613824E-17,1855332827876947.5,0,false,0,4.8157840804963599E-14,4.8157840804963599E-14,587167331871.02515,0,false,0,1.3885208956053794E-10,1.3885208956053794E-10,203513437.69506079,0,false,0,4.389444891083719E-7,4.389444891083719E-7,64377.76707257099,0,false,0,1.3880643519614288E-3,1.3880643519614288E-3,20.358037462511501,0,true,0.16810195143902268,4.3894448910837331,0]
[null,11,6,480.12018049996908,null,206,8,12,1092.5509586400035,1,0.11726181581132089,0.11726181581132089,5.3302775726611702E+18,0,false,0,7.9680108697536753E-18,7.9680108697536753E-18,1682065715204542.2,0,false,0,2.5847205559672146E-14,2.5847205559672146E-14,532332540657.16553,0,false,0,7.4524489496865233E-11,7.4524489496865233E-11,184507583.21459597,0,false,0,2.3558964126356738E-7,2.3558964126356738E-7,58365.611380955845,0,false,0,7.4499985953486124E-4,7.4499985953486124E-4,18.456826899206593,0,true,0.11726181581132089,2.3558964126356741,0]
[null,11,7,567.36374318282299,null,207,12,11,1095.8978704308274,1,0.54743202918841471,0.54743202918841471,2.5785060844761666E+19,0,false,0,3.5898703145184474E-17,3.5898703145184474E-17,8136943380564549,0,false,0,1.1645078987548079E-13,1.1645078987548079E-13,2575142994596.1855,0,false,0,3.3575914606867119E-10,3.3575914606867119E-10,892550002.25683475,0,false,0,1.0614145404727273E-6,1.0614145404727273E-6,282341.92688548868,0,false,0,3.3564874895147898E-3,3.3564874895147898E-3,89.284356791887518,0,true,0.54743202918841471,10.614145404727271,0]
[null,11,8,668.02939243226979,null,208,17,9,1113.2890335922586,1,0.82968142595071814,0.82968142595071814,4.693007664539947E+19,0,false,0,4.5306236228556385E-17,4.5306236228556385E-17,1.4809636432823952E+16,0,false,0,1.4696762091274049E-13,1.4696762091274049E-13,4686886675848.707,0,false,0,4.2374742970975648E-10,4.2374742970975648E-10,1624484823.5164826,0,false,0,1.339566438169017E-6,1.339566438169017E-6,513876.16840305016,0,false,0,4.2360810217332212E-3,4.2360810217332212E-3,162.50191274338874,0,true,0.82968142595071814,13.395664381690203,0]
[null,11,9,782.11712824830954,null,209,15,10,1114.6381301295773,1,0.31719172452035876,0.31719172452035876,1.8196044922839599E+19,0,false,0,1.7078637050232465E-17,1.7078637050232465E-17,5742091832892870,0,false,0,5.5400908674970554E-14,5.5400908674970554E-14,1817231221384.7908,0,false,0,1.5973581465635909E-10,1.5973581465635909E-10,629856180.47301114,0,false,0,5.0496291253921743E-7,5.0496291253921743E-7,199243.52384272448,0,false,0,1.5968329375363282E-3,1.5968329375363282E-3,63.006334438107274,0,true,0.31719172452035876,5.0496291253921832,0]
[null,11,10,909.62695063094213,null,210,20,7,1117.3456574147383,1,0.15492308077870209,0.15492308077870209,9.1415912578842143E+18,0,false,0,8.1095538804803203E-18,8.1095538804803203E-18,2884794839984958,0,false,0,2.6306352937052611E-14,2.6306352937052611E-14,912966807754.68054,0,false,0,7.5848335659813402E-11,7.5848335659813402E-11,316436224.33077002,0,false,0,2.3977463393809159E-7,2.3977463393809159E-7,100098.83265700747,0,false,0,7.5823396837748028E-4,7.5823396837748028E-4,31.654030232018673,0,true,0.15492308077870209,2.3977463393809231,0]
[null,11,11,1050.5588595801678,null,211,9,12,1126.0624014426651,1,0.26898137173677961,0.26898137173677961,1.7372692633412088E+19,0,false,0,1.2863637272482294E-17,1.2863637272482294E-17,5482268092252376,0,false,0,4.1727989866206911E-14,4.1727989866206911E-14,1735003380505.5933,0,false,0,1.2031308898480755E-10,1.2031308898480755E-10,601355837.10709941,0,false,0,3.8033829771399615E-7,3.8033829771399615E-7,190227.95962505275,0,false,0,1.202735302167444E-3,1.202735302167444E-3,60.155362706171708,0,true,0.26898137173677961,3.8033829771399725,0]
[null,11,12,1204.9128550959863,null,212,1,13,1136.1375762184339,1,0.21212644918156079,0.21212644918156079,1.5195585332002988E+19,0,false,0,9.1465797238124732E-18,9.1465797238124732E-18,4795242416740773,0,false,0,2.9670331799712765E-14,2.9670331799712765E-14,1517576605775.0142,0,false,0,8.5547597223668623E-11,8.5547597223668623E-11,525995257.64269942,0,false,0,2.7043630727228152E-7,2.7043630727228152E-7,166389.01372467208,0,false,0,8.5519469298556909E-4,8.5519469298556909E-4,52.616826099897928,0,true,0.21212644918156079,2.7043630727228209,0]
[null,11,13,1372.6889371783975,null,213,19,8,1141.1321143521973,1,0.7558294147130894,0.7558294147130894,5.6976452021714559E+19,0,false,0,3.0969820645734915E-17,3.0969820645734915E-17,1.7979952303285938E+16,0,false,0,1.0046212705546108E-13,1.0046212705546108E-13,5690213886405.0859,0,false,0,2.8965950362768801E-10,2.8965950362768801E-10,1972240154.3566129,0,false,0,9.1568260324816051E-7,9.1568260324816051E-7,623882.22962745128,0,false,0,2.8956426400564847E-3,2.8956426400564847E-3,197.28888373269291,0,true,0.7558294147130894,9.1568260324816162,0]
[null,11,14,1553.8871058274019,null,214,2,13,1142.0513602424332,1,0.14015731076362772,0.14015731076362772,1.0664815140986233E+19,0,false,0,5.6893767442189871E-18,5.6893767442189871E-18,3365475749265907,0,false,0,1.8455608635332221E-14,1.8455608635332221E-14,1065090525258.6648,0,false,0,5.3212514936160573E-11,5.3212514936160573E-11,369162626.19910455,0,false,0,1.6821741939030107E-7,1.6821741939030107E-7,116777.86897273456,0,false,0,5.319501873891244E-4,5.319501873891244E-4,36.928404625454824,0,true,0.14015731076362772,1.6821741939030141,0]
[null,11,15,1748.5073610429993,null,215,13,11,1145.1794039641534,1,0.23030266177482786,0.23030266177482786,1.8090387478952462E+19,0,false,0,9.0560030271526758E-18,9.0560030271526758E-18,5708749711118570,0,false,0,2.9376512609986613E-14,2.9376512609986613E-14,1806679257668.6306,0,false,0,8.4700436973862116E-11,8.4700436973862116E-11,626198847.55657482,0,false,0,2.6775823217653697E-7,2.6775823217653697E-7,198086.59322788307,0,false,0,8.4672587593804052E-4,8.4672587593804052E-4,62.6404808543396,0,true,0.23030266177482786,2.6775823217653718,0]
[null,11,16,1956.5497028251893,null,216,3,13,1151.9076669490983,1,0.1195209686472658,0.1195209686472658,1.0050162742281247E+19,0,false,0,4.3903751069334923E-18,4.3903751069334923E-18,3171511042449742,0,false,0,1.4241813889052298E-14,1.4241813889052298E-14,1003705453175.0266,0,false,0,4.1063004166569031E-11,4.1063004166569031E-11,347886430.53083956,0,false,0,1.2980992538316273E-7,1.2980992538316273E-7,110047.53222232108,0,false,0,4.1049502710730022E-4,4.1049502710730022E-4,34.800085270330541,0,true,0.1195209686472658,1.2980992538316309,0]
[null,11,17,2178.0141311739726,null,217,10,12,1163.5163669279925,1,6.0460980443431414E-2,6.0460980443431414E-2,5.7126374628338452E+18,0,false,0,1.9765154824156487E-18,1.9765154824156487E-18,1802726309959973,0,false,0,6.411562785361908E-15,6.411562785361908E-15,570518659298.52051,0,false,0,1.848627087957665E-11,1.848627087957665E-11,197742972.60890889,0,false,0,5.8439500280022262E-8,5.8439500280022262E-8,62552.385606737495,0,false,0,1.8480192620691789E-4,1.8480192620691789E-4,19.780801159442415,0,true,6.0460980443431414E-2,0.58439500280022161,0]
[null,11,18,2412.9006460893484,null,218,4,13,1165.7064963384296,1,0.21912783806042277,0.21912783806042277,2.1161908364841202E+19,0,false,0,7.0085276601805216E-18,7.0085276601805216E-18,6678023807121970,0,false,0,2.2734765057986775E-14,2.2734765057986775E-14,2113430734412.1667,0,false,0,6.5550481109692507E-11,6.5550481109692507E-11,732519557.44890666,0,false,0,2.0722066576432291E-7,2.0722066576432291E-7,231719.21215447583,0,false,0,6.552892820717365E-4,6.552892820717365E-4,73.276048802791649,0,true,0.21912783806042277,2.0722066576432305,0]
[null,11,19,2661.2092475713175,null,219,16,10,1175.7472317109014,1,0.74716643653534998,0.74716643653534998,7.972257896123546E+19,0,false,0,2.1629171457077933E-17,2.1629171457077933E-17,2.5157905000326228E+16,0,false,0,7.0162258796438058E-14,7.0162258796438058E-14,7961859852072.8613,0,false,0,2.0229678239993971E-10,2.0229678239993971E-10,2759597445.2092896,0,false,0,6.3950825716666196E-7,6.3950825716666196E-7,872948.35935080657,0,false,0,2.0223026751313542E-3,2.0223026751313542E-3,276.05050952556962,0,true,0.74716643653534998,6.3950825716666317,0]
[null,11,20,2922.9399356198787,null,220,18,9,1182.2831805389146,1,0.21631463306650658,0.21631463306650658,2.4617379432241897E+19,0,false,0,5.871059640234381E-18,5.871059640234381E-18,7768460343141690,0,false,0,1.9044964653634125E-14,1.9044964653634125E-14,2458527151512.7236,0,false,0,5.491178785347731E-11,5.491178785347731E-11,852130704.67773139,0,false,0,1.7358922535237098E-7,1.7358922535237098E-7,269556.01872013463,0,false,0,5.489373293777384E-4,5.489373293777384E-4,85.241097616261015,0,true,0.21631463306650658,1.7358922535237162,0]
[null,12,1,290.57267643525279,null,221,5,13,1183.4478484104268,1,2.5262336850435416E-2,2.5262336850435416E-2,2.9080454698374636E+18,0,false,0,6.77848070194174E-19,6.77848070194174E-19,917686464989726,0,false,0,2.1988522223335596E-15,2.1988522223335596E-15,290425256884.3728,0,false,0,6.3398861037468977E-12,6.3398861037468977E-12,100662007.59784895,0,false,0,2.0041888282863568E-8,2.0041888282863568E-8,31842.591583076312,0,false,0,6.3378015584489837E-5,6.3378015584489837E-5,10.069511600502794,0,true,2.5262336850435416E-2,0.20041888282863574,0]
[null,12,2,310.7058062851421,null,222,14,11,1198.4034601801452,1,0.69959882338406576,0.69959882338406576,9.3194055607645635E+19,0,false,0,1.6221702872708727E-17,1.6221702872708727E-17,2.940907366672514E+16,0,false,0,5.2621124083856823E-14,5.2621124083856823E-14,9307250461066.4766,0,false,0,1.5172094329683402E-10,1.5172094329683402E-10,3225912672.6018872,0,false,0,4.7962599737063017E-7,4.7962599737063017E-7,1020458.683147979,0,false,0,1.5167105767211234E-3,1.5167105767211234E-3,322.69736968436865,0,true,0.69959882338406576,4.7962599737063121,0]
[null,12,3,344.26102270162443,null,223,11,12,1204.9128550959863,1,0.22903327258281359,0.22903327258281359,3.2493060316693434E+19,0,false,0,4.9864681999341393E-18,4.9864681999341393E-18,1.0253774216395234E+16,0,false,0,1.6175463448439048E-14,1.6175463448439048E-14,3245068031884.1968,0,false,0,4.6638239212634575E-11,4.6638239212634575E-11,1124747435.4860013,0,false,0,1.4743456975617566E-7,1.4743456975617566E-7,355793.35319216026,0,false,0,4.6622904627649221E-4,4.6622904627649221E-4,112.51173724359671,0,true,0.22903327258281359,1.4743456975617615,0]
[null,12,4,391.23832568469965,null,224,6,13,1205.1317231650901,1,0.20243637308647486,0.20243637308647486,2.8780458857254908E+19,0,false,0,4.3981080535401226E-18,4.3981080535401226E-18,9082195523913978,0,false,0,1.4266898576283665E-14,1.4266898576283665E-14,2874292112542.3457,0,false,0,4.1135330109340319E-11,4.1135330109340319E-11,996235718.52900445,0,false,0,1.3003856489517509E-7,1.3003856489517509E-7,315141.01360193471,0,false,0,4.112180487283687E-4,4.112180487283687E-4,99.656338711621629,0,true,0.20243637308647486,1.300385648951754,0]
[null,12,5,451.63771523436776,null,225,20,8,1218.0113066641852,1,0.33129366174810271,0.33129366174810271,5.3296743978874126E+19,0,false,0,6.3608051152244396E-18,6.3608051152244396E-18,1.6818753724703326E+16,0,false,0,2.0633636176666354E-14,2.0633636176666354E-14,5322723018505.7471,0,false,0,5.9492357848126483E-11,5.9492357848126483E-11,1844867043.1696916,0,false,0,1.8806949685919614E-7,1.8806949685919614E-7,583590.06722200161,0,false,0,5.947279684769438E-4,5.947279684769438E-4,184.54738322722963,0,true,0.33129366174810271,1.8806949685919656,0]
[null,12,6,525.45919135062877,null,226,7,13,1230.7581206024195,1,0.15901716922524312,0.15901716922524312,2.8873579929607262E+19,0,false,0,2.7050413950873259E-18,2.7050413950873259E-18,9111581566391588,0,false,0,8.7748074305031536E-15,8.7748074305031536E-15,2883592074196.9419,0,false,0,2.5300144833136243E-11,2.5300144833136243E-11,999459104.88589251,0,false,0,7.9979776921592334E-8,7.9979776921592334E-8,316160.67313114699,0,false,0,2.5291826182440204E-4,2.5291826182440204E-4,99.97878336664229,0,true,0.15901716922524312,0.79979776921592471,0]
[null,12,7,612.70275403348262,null,227,17,10,1240.7988559748912,1,0.8108634888933447,0.8108634888933447,1.6181969231066156E+20,0,false,0,1.2550199618204107E-17,1.2550199618204107E-17,5.1065137372352424E+16,0,false,0,4.0711238306413892E-14,4.0711238306413892E-14,16160863437565.434,0,false,0,1.1738151904144277E-10,1.1738151904144277E-10,5601389409.4192991,0,false,0,3.7107090767940349E-7,3.7107090767940349E-7,1771897.456828794,0,false,0,1.1734292416929833E-3,1.1734292416929833E-3,560.323174383886,0,true,0.8108634888933447,3.7107090767940427,0]
[null,12,8,713.36840328292953,null,228,12,12,1250.2518659466461,1,0.21178905709041757,0.21178905709041757,4.6164738657363657E+19,0,false,0,3.0011186491538529E-18,3.0011186491538529E-18,1.456812015666951E+16,0,false,0,9.7352440780547014E-15,9.7352440780547014E-15,4610452698428.4053,0,false,0,2.8069343642176394E-11,2.8069343642176394E-11,1597992645.4657309,0,false,0,8.8733873171211135E-8,8.8733873171211135E-8,505495.85068490845,0,false,0,2.8060114482953536E-4,2.8060114482953536E-4,159.85182359286949,0,true,0.21178905709041757,0.88733873171211264,0]
[null,12,9,827.45613909896929,null,229,19,9,1255.2198501682369,1,0.9726059757482427,0.9726059757482427,2.220078843355308E+20,0,false,0,1.3161093735067313E-17,1.3161093735067313E-17,7.005861245598348E+16,0,false,0,4.2692900489343137E-14,4.2692900489343137E-14,22171832423963.656,0,false,0,1.2309518747639468E-10,1.2309518747639468E-10,7684803959.0710516,0,false,0,3.891331729290844E-7,3.891331729290844E-7,2430947.6803037385,0,false,0,1.2305471395840848E-3,1.2305471395840848E-3,768.73315424626469,0,true,0.9726059757482427,3.8913317292908531,0]
[null,12,10,954.96596148160188,null,230,15,11,1255.5700390788031,1,0.23193997735492972,0.23193997735492972,5.3114806069535506E+19,0,false,0,3.1283989680848979E-18,3.1283989680848979E-18,1.676133991924522E+16,0,false,0,1.0148125112090404E-14,1.0148125112090404E-14,5304552957341.0098,0,false,0,2.9259791414699019E-11,2.9259791414699019E-11,1838569261.5833256,0,false,0,9.2497161797071846E-8,9.2497161797071846E-8,581597.87879143679,0,false,0,2.9250170837986098E-4,2.9250170837986098E-4,183.91739793034736,0,true,0.23193997735492972,0.92497161797072003,0]
[null,12,11,1095.8978704308274,null,231,8,13,1260.3270407224149,1,9.7369707001951106E-2,9.7369707001951106E-2,2.3300142821355934E+19,0,false,0,1.2568274472162662E-18,1.2568274472162662E-18,7352782451741071,0,false,0,4.0769870814999249E-15,4.0769870814999249E-15,2326975294754.6216,0,false,0,1.1755057243331271E-11,1.1755057243331271E-11,806534553.20469534,0,false,0,3.7160532567024131E-8,3.7160532567024131E-8,255132.50717130434,0,false,0,1.1751192197666017E-4,1.1751192197666017E-4,80.67998278105658,0,true,9.7369707001951106E-2,0.37160532567024257,0]
[null,12,12,1250.2518659466461,null,232,9,13,1293.8384835250765,1,0.22335179763150642,0.22335179763150642,7.2515695470224925E+19,0,false,0,2.1248750699389261E-18,2.1248750699389261E-18,2.2883642268517084E+16,0,false,0,6.8928222638119505E-15,6.8928222638119505E-15,7242111481243.8633,0,false,0,1.9873872214824069E-11,1.9873872214824069E-11,2510131139.3164253,0,false,0,6.2826038222044117E-8,6.2826038222044117E-8,794034.2398945298,0,false,0,1.9867337714645492E-4,1.9867337714645492E-4,251.09567382272462,0,true,0.22335179763150642,0.62826038222044234,0]
[null,12,13,1418.0279480290574,null,233,13,12,1299.5333994799716,1,8.9098885308218981E-2,8.9098885308218981E-2,3.0443282492069908E+19,0,false,0,8.0545183834003345E-19,8.0545183834003345E-19,9606929665509094,0,false,0,2.6127824841476726E-15,2.6127824841476726E-15,3040357597523.0459,0,false,0,7.5333590839414234E-12,7.5333590839414234E-12,1053794366.458596,0,false,0,2.3814740309895625E-8,2.3814740309895625E-8,333348.64289359754,0,false,0,7.5308821264694344E-5,7.5308821264694344E-5,105.41409664698701,0,true,8.9098885308218981E-2,0.23814740309895663,0]
[null,12,14,1599.2261166780618,null,234,18,10,1309.7930029215474,1,0.21140841843723499,0.21140841843723499,7.9149721295289876E+19,0,false,0,1.7441413473571451E-18,1.7441413473571451E-18,2.497712937908646E+16,0,false,0,5.6577708875110155E-15,5.6577708875110155E-15,7904648802068.3486,0,false,0,1.6312884814900387E-11,1.6312884814900387E-11,2739767974.4118237,0,false,0,5.1568909863889867E-8,5.1568909863889867E-8,866675.66764735535,0,false,0,1.6307521162181601E-4,1.6307521162181601E-4,274.06691024127412,0,true,0.21140841843723499,0.51568909863889989,0]
[null,12,15,1793.8463718936591,null,235,16,11,1316.6791406601271,1,0.5463502133683491,0.5463502133683491,2.1740808941570526E+20,0,false,0,4.2408513299980992E-18,4.2408513299980992E-18,6.860706378405424E+16,0,false,0,1.3756777929427917E-14,1.3756777929427917E-14,21712452873312.789,0,false,0,3.9664514213944259E-11,3.9664514213944259E-11,7525582036.3154955,0,false,0,1.2538896593112335E-7,1.2538896593112335E-7,2380580.7267890465,0,false,0,3.9651472579560622E-4,3.9651472579560622E-4,752.8057250552389,0,true,0.5463502133683491,1.253889659311237,0]
[null,12,16,2001.888713675849,null,236,1,14,1317.3357448674385,1,0.62762521042532737,0.62762521042532737,2.512015969786494E+20,0,false,0,4.8435621550011625E-18,4.8435621550011625E-18,7.927121770348216E+16,0,false,0,1.5711894562868866E-14,1.5711894562868866E-14,25087396015292.121,0,false,0,4.5301644644839006E-11,4.5301644644839006E-11,8695344459.3387775,0,false,0,1.4320927634098284E-7,1.4320927634098284E-7,2750613.7509104209,0,false,0,4.5286749530196982E-4,4.5286749530196982E-4,869.82044162559498,0,true,0.62762521042532737,1.4320927634098295,0]
[null,12,17,2223.3531420246322,null,237,2,14,1323.2495288914374,1,0.41468785245812889,0.41468785245812889,1.7484793825343291E+20,0,false,0,3.037866081870134E-18,3.037866081870134E-18,5.5176436555341E+16,0,false,0,9.8544480378301554E-15,9.8544480378301554E-15,17461988785819.736,0,false,0,2.8413040922246437E-11,2.8413040922246437E-11,6052362203.923502,0,false,0,8.9820382041806902E-8,8.9820382041806902E-8,1914554.4815907518,0,false,0,2.8403698755859489E-4,2.8403698755859489E-4,605.43528663096902,0,true,0.41468785245812889,0.89820382041806968,0]
[null,12,18,2458.239656940008,null,238,10,13,1331.2924490104042,1,5.0204475430434645E-2,5.0204475430434645E-2,2.271328705674965E+19,0,false,0,3.4276099183579272E-19,3.4276099183579272E-19,7167589476711477,0,false,0,1.1118727068316182E-15,1.1118727068316182E-15,2268366260625.8047,0,false,0,3.2058299560014686E-12,3.2058299560014686E-12,786220538.15631676,0,false,0,1.0134391183157988E-8,1.0134391183157988E-8,248706.53872467787,0,false,0,3.2047758837907902E-5,3.2047758837907902E-5,78.647913134685041,0,true,5.0204475430434645E-2,0.10134391183157995,0]
[null,12,19,2706.5482584219772,null,239,20,9,1332.0990424802249,1,0.42631073741160863,0.42631073741160863,1.9423264005318659E+20,0,false,0,2.8901264365548405E-18,2.8901264365548405E-18,6.129363061368908E+16,0,false,0,9.3751995724103233E-15,9.3751995724103233E-15,19397930660943.176,0,false,0,2.7031237881870699E-11,2.7031237881870699E-11,6723363747.7741785,0,false,0,8.5452173889335144E-8,8.5452173889335144E-8,2126813.5912819845,0,false,0,2.7022350050306856E-4,2.7022350050306856E-4,672.55751070534939,0,true,0.42631073741160863,0.85452173889335414,0]
[null,12,20,2968.2789464705384,null,240,3,14,1333.1058355981027,1,0.35363045667762877,0.35363045667762877,1.6254008994677617E+20,0,false,0,2.3764317236331091E-18,2.3764317236331091E-18,5.1292471905780816E+16,0,false,0,7.7088397924299078E-15,7.7088397924299078E-15,16232809241266.998,0,false,0,2.2226671615144015E-11,2.2226671615144015E-11,5626325976.9772768,0,false,0,7.0263796875994222E-8,7.0263796875994222E-8,1779785.6855178429,0,false,0,2.2219363517956553E-4,2.2219363517956553E-4,562.81765132005523,0,true,0.35363045667762877,0.70263796875994311,0]
[null,13,1,339.85420996857852,null,241,4,14,1346.9046649874338,1,0.64834044035219152,0.64834044035219152,3.3590108749907991E+20,0,false,0,3.8652832668651357E-18,3.8652832668651357E-18,1.0599967736765198E+17,0,false,0,1.2538483290009969E-14,1.2538483290009969E-14,33546297895442.445,0,false,0,3.6151841021874244E-11,3.6151841021874244E-11,11627217721.546656,0,false,0,1.1428457027832552E-7,1.1428457027832552E-7,3678058.4253182746,0,false,0,3.6139954349309259E-4,3.6139954349309259E-4,1163.1041991178045,0,true,0.64834044035219152,1.1428457027832581,0]
[null,13,2,359.98733981846789,null,242,14,12,1352.7574556959635,1,0.27065894439121452,0.27065894439121452,1.4747716111412016E+20,0,false,0,1.5342866690650217E-18,1.5342866690650217E-18,4.6539091652202568E+16,0,false,0,4.9770292198427182E-15,4.9770292198427182E-15,14728480983325.256,0,false,0,1.4350122335795983E-11,1.4350122335795983E-11,5104922624.682497,0,false,0,4.5364150710762925E-8,4.5364150710762925E-8,1614849.2373645618,0,false,0,1.4345404036515715E-4,1.4345404036515715E-4,510.66016678578973,0,true,0.27065894439121452,0.45364150710762974,0]
[null,13,3,393.54255623495021,null,243,5,14,1364.6460170594312,1,7.4744472189884087E-2,7.4744472189884087E-2,4.5088313316512858E+19,0,false,0,3.8271958128520942E-19,3.8271958128520942E-19,1.4228434626949702E+16,0,false,0,1.2414932472972777E-15,1.2414932472972777E-15,4502950560179.1855,0,false,0,3.5795610575787269E-12,3.5795610575787269E-12,1560732177.2360868,0,false,0,1.1315844108821172E-8,1.1315844108821172E-8,493709.18061598792,0,false,0,3.5783841031273209E-5,3.5783841031273209E-5,156.12455124819721,0,true,7.4744472189884087E-2,0.11315844108821183,0]
[null,13,4,440.51985921802537,null,244,11,13,1372.6889371783975,1,0.1901804307803798,0.1901804307803798,1.228354192931703E+20,0,false,0,9.0948293413108053E-19,9.0948293413108053E-19,3.8762943315663032E+16,0,false,0,2.9502460194593945E-15,2.9502460194593945E-15,12267520770475.582,0,false,0,8.5063577949568552E-12,8.5063577949568552E-12,4251948615.8052301,0,false,0,2.689062071948485E-8,2.689062071948485E-8,1345026.4547297412,0,false,0,8.5035609169288216E-5,8.5035609169288216E-5,425.33471101273204,0,true,0.1901804307803798,0.26890620719484942,0]
[null,13,5,500.91924876769349,null,245,17,11,1381.730764924117,1,0.59292738338698492,0.59292738338698492,4.1334298364497507E+20,0,false,0,2.6271142444100442E-18,2.6271142444100442E-18,1.3043787156143205E+17,0,false,0,8.522021745950239E-15,8.522021745950239E-15,41280386930522.844,0,false,0,2.4571295284974083E-11,2.4571295284974083E-11,14307869320.390509,0,false,0,7.767571010079489E-8,7.767571010079489E-8,4526033.7049244205,0,false,0,2.4563216278945864E-4,2.4563216278945864E-4,1431.2575274251653,0,true,0.59292738338698492,0.77675710100794859,0]
[null,13,6,574.7407248839545,null,246,19,10,1382.7296725508697,1,0.95054637858143476,0.95054637858143476,6.682384924243582E+20,0,false,0,4.1763957758925039E-18,4.1763957758925039E-18,2.1087477009678528E+17,0,false,0,1.3547692376752276E-14,1.3547692376752276E-14,66736692336937.922,0,false,0,3.9061663973969766E-11,3.9061663973969766E-11,23131078554.062309,0,false,0,1.2348321289973576E-7,1.2348321289973576E-7,7317095.1469162302,0,false,0,3.9048820555864972E-4,3.9048820555864972E-4,2313.8686520419633,0,true,0.95054637858143476,1.2348321289973581,0]
[null,13,7,661.98428756680835,null,247,6,14,1386.3298918140945,1,0.59895487689699711,0.59895487689699711,4.33992701595192E+20,0,false,0,2.5532438708262394E-18,2.5532438708262394E-18,1.3695426439824302E+17,0,false,0,8.2823957261064853E-15,8.2823957261064853E-15,43342665427364.117,0,false,0,2.388038861199578E-11,2.388038861199578E-11,15022659404.231373,0,false,0,7.5491589735362006E-8,7.5491589735362006E-8,4752144.521214813,0,false,0,2.3872536775073228E-4,2.3872536775073228E-4,1502.7600457329131,0,true,0.59895487689699711,0.75491589735362208,0]
[null,13,8,762.64993681625526,null,248,15,12,1409.9240345946214,1,8.9732325633921722E-2,8.9732325633921722E-2,7.9113600918501147E+19,0,false,0,3.1436429120458328E-19,3.1436429120458328E-19,2.4965730939401408E+16,0,false,0,1.0197574511637975E-15,1.0197574511637975E-15,7901041475492.2998,0,false,0,2.9402367417690857E-12,2.9402367417690857E-12,2738517667.3996305,0,false,0,9.2947878462485581E-9,9.2947878462485581E-9,866280.1558103303,0,false,0,2.9392699962196337E-5,2.9392699962196337E-5,273.94183841661942,0,true,8.9732325633921722E-2,9.2947878462485631E-2,0]
[null,13,9,876.73767263229502,null,249,7,14,1411.9562892514236,1,0.47048911006288863,0.47048911006288863,4.2181768201992412E+20,0,false,0,1.6209173983400476E-18,1.6209173983400476E-18,1.3311221626278866E+17,0,false,0,5.258048197346357E-15,5.258048197346357E-15,42126751431384.711,0,false,0,1.51603761092276E-11,1.51603761092276E-11,14601221044.445902,0,false,0,4.7925555654345137E-8,4.7925555654345137E-8,4618830.1766241379,0,false,0,1.5155391399689205E-4,1.5155391399689205E-4,1460.6023483650076,0,true,0.47048911006288863,0.47925555654345253,0]
[null,13,10,1004.2474950149277,null,250,12,13,1418.0279480290574,1,0.17586149670660775,0.17586149670660775,1.6573447635022843E+20,0,false,0,5.7638833480281379E-19,5.7638833480281379E-19,5.2300518443153928E+16,0,false,0,1.8697298504445966E-15,1.8697298504445966E-15,16551831244682.146,0,false,0,5.3909372245191254E-12,5.3909372245191254E-12,5736899677.3370781,0,false,0,1.7042035113199868E-8,1.7042035113199868E-8,1814763.6604699746,0,false,0,5.3891646922276859E-5,5.3891646922276859E-5,573.87865819895717,0,false,0,0.17042035113199841,0.17042035113199841]
[null,13,11,1145.1794039641534,null,251,8,14,1441.5252093714191,1,0.28809082074365011,0.28809082074365011,3.2866757896173571E+20,0,false,0,7.7998902022102823E-19,7.7998902022102823E-19,1.0371701261981461E+17,0,false,0,2.5301843671510249E-15,2.5301843671510249E-15,32823890492627.469,0,false,0,7.2952063564302616E-12,7.2952063564302616E-12,11376829789.549948,0,false,0,2.3061882879820266E-8,2.3061882879820266E-8,3598852.766240255,0,false,0,7.292807703227527E-5,7.292807703227527E-5,1138.0571704916729,0,false,0,0.23061882879820284,0.23061882879820284]
[null,13,12,1299.5333994799716,null,252,18,11,1450.724911870773,1,0.15458809292430506,0.15458809292430506,1.8990053128319677E+20,0,false,0,3.8869809536129348E-19,3.8869809536129348E-19,5.9926555158948992E+16,0,false,0,1.26088678036241E-15,1.26088678036241E-15,18965284811548.648,0,false,0,3.6354778625069633E-12,3.6354778625069633E-12,6573407782.352519,0,false,0,1.1492610432248351E-8,1.1492610432248351E-8,2079377.7545018904,0,false,0,3.6342825226916903E-5,3.6342825226916903E-5,657.55698201124142,0,false,0,0.1149261043224834,0.1149261043224834]
[null,13,13,1467.3094815623831,null,253,20,10,1459.6088648628577,1,0.41664161818997308,0.41664161818997308,5.4946524034354322E+20,0,false,0,9.7582420870434528E-19,9.7582420870434528E-19,1.733937172838576E+17,0,false,0,3.1654486075349908E-15,3.1654486075349908E-15,54874858467988.945,0,false,0,9.1268451036414636E-12,9.1268451036414636E-12,19019741875.393459,0,false,0,2.8852128721062664E-8,2.8852128721062664E-8,6016548.7159092966,0,false,0,9.1238442102919293E-5,9.1238442102919293E-5,1902.5997595634644,0,false,0,0.28852128721062781,0.28852128721062781]
[null,13,14,1648.5076502113873,null,254,13,13,1467.3094815623831,1,7.3984291447618533E-2,7.3984291447618533E-2,1.0372582681159241E+20,0,false,0,1.6299663764663699E-19,1.6299663764663699E-19,3.2732564989840528E+16,0,false,0,5.287401922078821E-16,5.287401922078821E-16,10359053945254.92,0,false,0,1.5245010842582691E-12,1.5245010842582691E-12,3590469982.295424,0,false,0,4.819310618175167E-9,4.819310618175167E-9,1135779.7441740227,0,false,0,1.5239998305267622E-5,1.5239998305267622E-5,359.16509118732682,0,false,0,4.8193106181751759E-2,4.8193106181751759E-2]
[null,13,15,1843.1279054269846,null,255,16,12,1471.0331361759454,1,0.21137052704420004,0.21137052704420004,3.0520366737324874E+20,0,false,0,4.52153217903126E-19,4.52153217903126E-19,9.6312549964808208E+16,0,false,0,1.4667270613262485E-15,1.4667270613262485E-15,30480559681167.324,0,false,0,4.2289711057632074E-12,4.2289711057632074E-12,10564626379.701853,0,false,0,1.3368783770905991E-8,1.3368783770905991E-8,3341927.019582212,0,false,0,4.2275806262357609E-5,4.2275806262357609E-5,1056.8101155937918,0,false,0,0.13368783770906006,0.13368783770906006]
[null,13,16,2051.1702472091747,null,256,9,14,1475.0366521740807,1,0.66083800265457271,0.66083800265457271,9.8483626584265903E+20,0,false,0,1.3696591409350375E-18,1.3696591409350375E-18,3.107829367762071E+17,0,false,0,4.4429986280285152E-15,4.4429986280285152E-15,98355176513930.859,0,false,0,1.2810367597560038E-11,1.2810367597560038E-11,34090111968.033234,0,false,0,4.0496619663400098E-8,4.0496619663400098E-8,10783785.643895864,0,false,0,1.2806155567390525E-4,1.2806155567390525E-4,3410.1324433736427,0,false,0,0.40496619663400057,0.40496619663400057]
[null,13,17,{"$f":"3.1416/2*SQRT($H$2/$I$2)*(B266^2/$C$2^2+C266^2/$D$2^2)","v":2272.634675557958},null,257,1,15,1511.9560000830359,1,{"$f":"ABS(SIN(G266*3.1416*$J$2/$C$2)*SIN(H266*3.1416*$K$2/$D$2))*(1/F266^$M$2)+(1-1/F266^$M$2)","v":0.88900236663436871},{"$f":"$J266*$K266","v":0.88900236663436871},{"$f":"10^(LOG10($I266/22.27)/LOG10(2)*70/20)*$L266","v":1.7660405587247044E+21},{"$f":"IF($I266<22.27,M266,0)","v":0},{"$f":"AND($I266>22.27,$I266<44.45)","v":false},{"$f":"IF($O266=TRUE,$L266,0)","v":0},{"$f":"10^(LOG10(44.45/$I266)/LOG10(2)*70/20)*$L266","v":1.3822661543039223E-18},{"$f":"IF($I266>44.45,Q266,0)","v":1.3822661543039223E-18},{"$f":"10^(LOG10($I266/44.548)/LOG10(2)*70/20)*$L266","v":5.5730611304889562E+17},{"$f":"IF($I266<44.528,S266,0)","v":0},{"$f":"AND($I266>44.548,$I266<89.095)","v":false},{"$f":"IF($U266=TRUE,$L266,0)","v":0},{"$f":"10^(LOG10(89.095/$I266)/LOG10(2)*70/20)*$L266","v":4.4838941628571363E-15},{"$f":"IF($I266>89.095,W266,0)","v":4.4838941628571363E-15},{"$f":"10^(LOG10($I266/89.09)/LOG10(2)*70/20)*$L266","v":176373715010898.53},{"$f":"IF($I266<89.09,Y266,0)","v":0},{"$f":"AND($I266>89.09,$I266<176.78)","v":false},{"$f":"IF($AA266=TRUE,$L266,0)","v":0},{"$f":"10^(LOG10(176.78/$I266)/LOG10(2)*70/20)*$L266","v":1.2928280493357249E-11},{"$f":"IF($I266>176.78,AC266,0)","v":1.2928280493357249E-11},{"$f":"10^(LOG10($I266/176.78)/LOG10(2)*70/20)*$L266","v":61131502235.551727},{"$f":"IF($I266<176.78,AE266,0)","v":0},{"$f":"AND($I266>176.78,$I266<353.55)","v":false},{"$f":"IF($AG266=TRUE,$L266,0)","v":0},{"$f":"10^(LOG10(353.55/$I266)/LOG10(2)*70/20)*$L266","v":4.0869370379422922E-8},{"$f":"IF($I266>353.55,AI266,0)","v":4.0869370379422922E-8},{"$f":"10^(LOG10($I266/353.55)/LOG10(2)*70/20)*$L266","v":19337836.637665078},{"$f":"IF($I266<353.55,AK266,0)","v":0},{"$f":"AND($I266>353.55,$I266<707.1)","v":false},{"$f":"IF($AM266=TRUE,$L266,0)","v":0},{"$f":"10^(LOG10(707.1/$I266)/LOG10(2)*70/20)*$L266","v":1.2924029693599622E-4},{"$f":"IF($I266>707.1,AO266,0)","v":1.2924029693599622E-4},{"$f":"10^(LOG10($I266/707.1)/LOG10(2)*70/20)*$L266","v":6115.1608795273969},{"$f":"IF($I266<707.1,AQ266,0)","v":0},{"$f":"AND($I266>707.1,$I266<1414.2)","v":false},{"$f":"IF($AS266=TRUE,$L266,0)","v":0},{"$f":"10^(LOG10(1414.2/$I266)/LOG10(2)*70/20)*$L266","v":0.40869370379422898},{"$f":"IF($I266>1414.2,AU266,0)","v":0.40869370379422898}]
[null,13,18,2507.5211904733342,null,258,10,14,1512.4906176594084,{"$f":"IF(ABS(I267-I266)>0.0001,1,$L$2)","v":1},0.14854156366587931,0.14854156366587931,2.9629947209651801E+20,0,false,0,2.3001259525746614E-19,2.3001259525746614E-19,9.3502669730185888E+16,0,false,0,7.46131365545839E-16,7.46131365545839E-16,29591301508481.695,0,false,0,2.1512986766221201E-12,2.1512986766221201E-12,10256407618.373783,0,false,0,6.8007669277293003E-9,6.8007669277293003E-9,3244427.631586486,0,false,0,2.1505913327570276E-5,2.1505913327570276E-5,1025.9781019398965,0,false,0,6.8007669277293015E-2,6.8007669277293015E-2]
[null,13,19,2755.8297919553029,null,259,2,15,1517.8697841070348,1,0.58738635116325078,0.58738635116325078,1.2210492019957978E+21,0,false,0,8.7277249399003337E-19,8.7277249399003337E-19,3.8532421084209485E+17,0,false,0,2.8311620588546592E-15,2.8311620588546592E-15,121945661385379.27,0,false,0,8.1630065049752987E-12,8.1630065049752987E-12,42266623862.493393,0,false,0,2.5805205605872735E-8,2.5805205605872735E-8,13370276.168400645,0,false,0,8.1603225203502911E-5,8.1603225203502911E-5,4228.0525637615101,0,false,0,0.25805205605872689,0.25805205605872689]
[null,13,20,3017.5604800038645,null,260,14,13,1520.5335377783749,1,0.22474478951643204,0.22474478951643204,4.7681792600540833E+20,0,false,0,3.2719993035287327E-19,3.2719993035287327E-19,1.5046854029558749E+17,0,false,0,1.0613946187052044E-15,1.0613946187052044E-15,47619602266719.883,0,false,0,3.0602879654093102E-12,3.0602879654093102E-12,16505054748.346092,0,false,0,9.6742983253084663E-9,9.6742983253084663E-9,5221073.2723269425,0,false,0,3.0592817471927235E-5,3.0592817471927235E-5,1651.0483371181763,0,false,0,9.6742983253084502E-2,9.6742983253084502E-2]
[null,14,1,393.0782661845704,null,261,19,11,1523.6615815000951,1,0.69506764672493127,0.69506764672493127,1.5103132975926451E+21,0,false,0,9.8803792488165842E-19,9.8803792488165842E-19,4.7660673998066694E+17,0,false,0,3.2050683367048966E-15,3.2050683367048966E-15,150834342852880.97,0,false,0,9.2410795064118353E-12,9.2410795064118353E-12,52279501890.285255,0,false,0,2.9213250845485324E-8,2.9213250845485324E-8,16537667.652225511,0,false,0,9.2380410529573613E-5,9.2380410529573613E-5,5229.6696967921962,0,false,0,0.29213250845485411,0.29213250845485411]
[null,14,2,413.21139603445977,null,262,3,15,1527.7260908137,1,0.50090134634228212,0.50090134634228212,1.1226491954549509E+21,0,false,0,6.9031425521409852E-19,6.9031425521409852E-19,3.5427230498503731E+17,0,false,0,2.2392909280559564E-15,2.2392909280559564E-15,112118494831947.02,0,false,0,6.456481837584369E-12,6.456481837584369E-12,38860507173.885818,0,false,0,2.0410475136568583E-8,2.0410475136568583E-8,12292813.228927733,0,false,0,6.4543589557792988E-5,6.4543589557792988E-5,3887.3288654460484,0,false,0,0.2041047513656859,0.2041047513656859]
[null,14,3,446.76661245094209,null,263,17,12,1536.0847604399353,1,0.22939017952016394,0.22939017952016394,5.4779545075922973E+20,0,false,0,2.9670012857989154E-19,2.9670012857989154E-19,1.7286678491061475E+17,0,false,0,9.6245717260457828E-16,9.6245717260457828E-16,54708097296611.75,0,false,0,2.775024529648315E-12,2.775024529648315E-12,18961942101.088982,0,false,0,8.7725127384461773E-9,8.7725127384461773E-9,5998264.8106833398,0,false,0,2.7741121056330837E-5,2.7741121056330837E-5,1896.8178810598131,0,false,0,8.772512738446156E-2,8.772512738446156E-2]
[null,14,4,493.74391543401725,null,264,4,15,1541.5249202030311,1,0.91834454111119912,0.91834454111119912,2.2850757533785603E+21,0,false,0,1.1399799386583995E-18,1.1399799386583995E-18,7.2109707778018202E+17,0,false,0,3.6979487465630162E-15,3.6979487465630162E-15,228209537835153.78,0,false,0,1.0662187132258722E-11,1.0662187132258722E-11,79097907936.462814,0,false,0,3.3705710143502765E-8,3.3705710143502765E-8,25021181.651362039,0,false,0,1.065868142069094E-4,1.065868142069094E-4,7912.3923767117249,0,false,0,0.33705710143502771,0.33705710143502771]
[null,14,5,554.14330498368531,null,265,11,14,1553.8871058274019,1,0.56269283414607263,0.56269283414607263,1.536379545280566E+21,0,false,0,6.3654742507286818E-19,6.3654742507286818E-19,4.8483241696693222E+17,0,false,0,2.0648782253540101E-15,2.0648782253540101E-15,153437567857198.44,0,false,0,5.9536028087228369E-12,5.9536028087228369E-12,53181785176.438637,0,false,0,1.8820754887449096E-8,1.8820754887449096E-8,16823088.526086822,0,false,0,5.9516452728085134E-5,5.9516452728085134E-5,5319.9277021079515,0,false,0,0.18820754887449159,0.18820754887449159]
[null,14,6,627.96478109994632,null,266,5,15,1559.2662722750285,1,0.10587212171514493,0.10587212171514493,3.0092511071470164E+20,0,false,0,1.1505124362016573E-19,1.1505124362016573E-19,9.4962373849625328E+16,0,false,0,3.7321148180590691E-16,3.7321148180590691E-16,30053262058230.371,0,false,0,1.0760697163854924E-12,1.0760697163854924E-12,10416524120.869333,0,false,0,3.4017123789691899E-9,3.4017123789691899E-9,3295077.5690986142,0,false,0,1.0757159062332525E-5,1.0757159062332525E-5,1041.9950185282455,0,false,0,3.4017123789691996E-2,3.4017123789691996E-2]
[null,14,7,715.20834378280017,null,267,15,13,1577.7001166770331,1,7.4510275959201913E-2,7.4510275959201913E-2,2.4279398056384135E+20,0,false,0,7.0628655926522738E-20,7.0628655926522738E-20,7.6618041930709792E+16,0,false,0,2.2911030343419017E-16,2.2911030343419017E-16,24247730961089.371,0,false,0,6.6058701635990041E-13,6.6058701635990041E-13,8404314777.6487732,0,false,0,2.0882727175762342E-9,2.0882727175762342E-9,2658551.8149948195,0,false,0,6.6036981631304052E-6,6.6036981631304052E-6,840.70790129581974,0,false,0,2.088272717576229E-2,2.088272717576229E-2]
[null,14,8,815.87399303224709,null,268,6,15,1580.9501470296918,1,0.84839215223330977,0.84839215223330977,2.8314533859095845E+21,0,false,0,7.8518208521234283E-19,7.8518208521234283E-19,8.9351644444672486E+17,0,false,0,2.5470300040997349E-15,2.5470300040997349E-15,282776038231919.31,0,false,0,7.3437768872349907E-12,7.3437768872349907E-12,98010772252.922882,0,false,0,2.321542588300638E-8,2.321542588300638E-8,31003921.599299155,0,false,0,7.3413622641126005E-5,7.3413622641126005E-5,9804.3008651075033,0,false,0,0.23215425883006441,0.23215425883006441]
[null,14,9,929.96172884828684,null,269,12,14,1599.2261166780618,1,0.52032695263628692,0.52032695263628692,1.9848437115854353E+21,0,false,0,4.2132074447991655E-19,4.2132074447991655E-19,6.2635341439270234E+17,0,false,0,1.3667104710492201E-15,1.3667104710492201E-15,198225492273594.62,0,false,0,3.9405962052578668E-12,3.9405962052578668E-12,68705374399.570053,0,false,0,1.2457162103744781E-8,1.2457162103744781E-8,21733693.066286493,0,false,0,3.939300542976812E-5,3.939300542976812E-5,6872.79720564744,0,false,0,0.12457162103744746,0.12457162103744746]
[null,14,10,1057.4715512309194,null,270,20,11,1600.5407738120832,1,0.3046606831695608,0.3046606831695608,1.1733177142704329E+21,0,false,0,2.443451420103337E-19,2.443451420103337E-19,3.7026167461502067E+17,0,false,0,7.9262430941483142E-16,7.9262430941483142E-16,117178738127852.95,0,false,0,2.2853504176911468E-12,2.2853504176911468E-12,40614398190.679306,0,false,0,7.2245363732152545E-9,7.2245363732152545E-9,12847624.688203366,0,false,0,2.2845989978092408E-5,2.2845989978092408E-5,4062.775653773338,0,false,0,7.2245363732152387E-2,7.2245363732152387E-2]
[null,14,11,1198.4034601801452,null,271,18,12,1605.0789073865917,1,5.9806632955661368E-2,5.9806632955661368E-2,2.3803748107661014E+20,0,false,0,4.6413024810808358E-20,4.6413024810808358E-20,7.511704229179776E+16,0,false,0,1.5055790115509992E-16,1.5055790115509992E-16,23772701392336.375,0,false,0,4.3409917940257371E-13,4.3409917940257371E-13,8239668525.5562906,0,false,0,1.3722907817109317E-9,1.3722907817109317E-9,2606468.9737503813,0,false,0,4.3395644822594907E-6,4.3395644822594907E-6,824.23786076128147,0,false,0,1.3722907817109329E-2,1.3722907817109329E-2]
[null,14,12,1352.7574556959635,null,272,7,15,1606.576544467021,1,0.66642627697851187,0.66642627697851187,2.6813736648959197E+21,0,false,0,5.1160337318078865E-19,5.1160337318078865E-19,8.461560678390679E+17,0,false,0,1.6595757420238313E-15,1.6595757420238313E-15,267787640704912.91,0,false,0,4.7850060491133817E-12,4.7850060491133817E-12,92815762005.093475,0,false,0,1.5126542511935427E-8,1.5126542511935427E-8,29360574.784158982,0,false,0,4.7834327461080865E-5,4.7834327461080865E-5,9284.6289729648634,0,false,0,0.15126542511935501,0.15126542511935501]
[null,14,13,1520.5335377783749,null,273,8,15,1636.1454645870167,1,0.4080674536212151,0.4080674536212151,2.0296760961273983E+21,0,false,0,2.5340996692866026E-19,2.5340996692866026E-19,6.4050108605536742E+17,0,false,0,8.2202943910858932E-16,8.2202943910858932E-16,202702883336555.62,0,false,0,2.3701333654630923E-12,2.3701333654630923E-12,70257247601.072006,0,false,0,7.4925554416545031E-9,7.4925554416545031E-9,22224599.87138005,0,false,0,2.3693540690717105E-5,2.3693540690717105E-5,7028.035567944602,0,false,0,7.4925554416545179E-2,7.4925554416545179E-2]
[null,14,14,1701.7317064273791,null,274,16,13,1638.8092182583569,1,0.17551396543489961,0.17551396543489961,8.8965287181155513E+20,0,false,0,1.0695209232613763E-19,1.0695209232613763E-19,2.8074609130727773E+17,0,false,0,3.4693887352542893E-16,3.4693887352542893E-16,88849251675638.469,0,false,0,1.0003186757039917E-12,1.0003186757039917E-12,30795338336.559074,0,false,0,3.1622453176047874E-9,3.1622453176047874E-9,9741544.0513692349,0,false,0,9.9998977238337016E-6,9.9998977238337016E-6,3080.5467129191034,0,false,0,3.1622453176047949E-2,3.1622453176047949E-2]
[null,14,15,1896.3519616429767,null,275,13,14,1648.5076502113873,1,0.21889965474431122,0.21889965474431122,1.1883608200397314E+21,0,false,0,1.2454558635884917E-19,1.2454558635884917E-19,3.7500879934161459E+17,0,false,0,4.0400991223378804E-16,4.0400991223378804E-16,118681086664938.89,0,false,0,1.1648699272881242E-12,1.1648699272881242E-12,41135115367.543205,0,false,0,3.6824309719031416E-9,3.6824309719031416E-9,13012344.077264352,0,false,0,1.1644869197561441E-5,1.1644869197561441E-5,4114.8644981957368,0,false,0,3.6824309719031383E-2,3.6824309719031383E-2]
[null,14,16,2104.3943034251665,null,276,9,15,1669.6569073896781,1,0.93604676575008527,0.93604676575008527,5.8934503838002635E+21,0,false,0,4.5921067542399662E-19,4.5921067542399662E-19,1.8597851049434691E+18,0,false,0,1.489620548578239E-15,1.489620548578239E-15,588576368355809.25,0,false,0,4.2949792259183836E-12,4.2949792259183836E-12,204001812717.46271,0,false,0,1.3577451142569023E-8,1.3577451142569023E-8,64532255.610489361,0,false,0,4.2935670430173754E-5,4.2935670430173754E-5,20406.891027732599,0,false,0,0.13577451142569036,0.13577451142569036]
[null,14,17,2325.8587317739498,null,277,19,12,1678.0155770159135,1,0.2689059347370828,0.2689059347370828,1.7942707495773154E+21,0,false,0,1.2447992281219169E-19,1.2447992281219169E-19,5.662146615286905E+17,0,false,0,4.0379690810817492E-16,4.0379690810817492E-16,179193052093243.16,0,false,0,1.164255778741748E-12,1.164255778741748E-12,62108690424.515327,0,false,0,3.6804895022372624E-9,3.6804895022372624E-9,19646952.312421717,0,false,0,1.1638729731409198E-5,1.1638729731409198E-5,6212.9118387964436,0,false,0,3.6804895022372802E-2,3.6804895022372802E-2]
[null,14,18,2560.7452466893255,null,278,14,14,1701.7317064273791,1,0.66495949164508006,0.66495949164508006,5.2233485071818204E+21,0,false,0,2.6147362563786625E-19,2.6147362563786625E-19,1.6483223101848287E+18,0,false,0,8.4818691399496295E-16,8.4818691399496295E-16,521653580636640.69,0,false,0,2.4455524454070982E-12,2.4455524454070982E-12,180806233110.76816,0,false,0,7.7309730961515782E-9,7.7309730961515782E-9,57194756.731076039,0,false,0,2.4447483513323043E-5,2.4447483513323043E-5,18086.570148944582,0,false,0,7.7309730961516096E-2,7.7309730961516096E-2]
[null,14,19,2809.0538481712947,null,279,17,13,1703.8608425223467,1,0.19047679258985992,0.19047679258985992,1.5181321409837162E+21,0,false,0,7.3817796501510397E-20,7.3817796501510397E-20,4.7907411775253229E+17,0,false,0,2.3945546653045295E-16,2.3945546653045295E-16,151615207397102.84,0,false,0,6.9041492161375703E-13,6.9041492161375703E-13,52550151190.993004,0,false,0,2.1825658223776407E-9,2.1825658223776407E-9,16623282.626040721,0,false,0,6.9018791419518181E-6,6.9018791419518181E-6,5256.7435286993887,0,false,0,2.1825658223776401E-2,2.1825658223776401E-2]
[null,14,20,3070.7845362198564,null,280,10,15,1707.1108728750057,1,0.21040232203713835,0.21040232203713835,1.714511502290107E+21,0,false,0,7.9753025452655045E-20,7.9753025452655045E-20,5.410451851733847E+17,0,false,0,2.5870858820054125E-16,2.5870858820054125E-16,171227530191144.84,0,false,0,7.4592688248595935E-13,7.4592688248595935E-13,59347823705.030441,0,false,0,2.3580523374280914E-9,2.3580523374280914E-9,18773602.441285789,0,false,0,7.4568162281567251E-6,7.4568162281567251E-6,5936.7343600960248,0,false,0,2.3580523374281025E-2,2.3580523374281025E-2]
[null,15,1,450.24484508322826,null,281,1,16,1719.9983418652257,1,0.93207332776162344,0.93207332776162344,8.2892721904685742E+21,0,false,0,3.2372055285798406E-19,3.2372055285798406E-19,2.6158301074411914E+18,0,false,0,1.0501079642565416E-15,1.0501079642565416E-15,827846067151033.5,0,false,0,3.0277454857600964E-12,3.0277454857600964E-12,286933195808.73877,0,false,0,9.5714238050246999E-9,9.5714238050246999E-9,90766087.263689473,0,false,0,3.0267499674633389E-5,3.0267499674633389E-5,28702.757005485932,0,false,0,9.5714238050246939E-2,9.5714238050246939E-2]
[null,15,2,470.37797493311763,null,282,2,16,1725.9121258892249,1,0.61584442467031209,0.61584442467031209,5.6999200932224733E+21,0,false,0,2.0552268923372149E-19,2.0552268923372149E-19,1.7987131134389156E+18,0,false,0,6.6668925063412202E-16,6.6668925063412202E-16,569248581036478.37,0,false,0,1.9222455573331089E-12,1.9222455573331089E-12,197302760800.07837,0,false,0,6.0766755241126767E-9,6.0766755241126767E-9,62413132.623678856,0,false,0,1.9216135257993567E-5,1.9216135257993567E-5,19736.765499698551,0,false,0,6.0766755241126937E-2,6.0766755241126937E-2]
[null,15,3,503.93319134959995,null,283,3,16,1735.7684325958901,1,0.52516933844963176,0.52516933844963176,5.1933942724307766E+21,0,false,0,1.6403402558759304E-19,1.6403402558759304E-19,1.6388697083994586E+18,0,false,0,5.3210534566880035E-16,5.3210534566880035E-16,518662064027778,0,false,0,1.5342037325068329E-12,1.5342037325068329E-12,179769367134.1629,0,false,0,4.8499829976254217E-9,4.8499829976254217E-9,56866763.075800151,0,false,0,1.5336992885587292E-5,1.5336992885587292E-5,17982.849448069144,0,false,0,4.8499829976254211E-2,4.8499829976254211E-2]
[null,15,4,550.91049433267517,null,284,11,15,1748.5073610429993,1,0.79702862940298524,0.79702862940298524,8.5812128842597962E+21,0,false,0,2.2865762079745539E-19,2.2865762079745539E-19,2.7079572856612884E+18,0,false,0,7.4173600213978967E-16,7.4173600213978967E-16,857002059335046.37,0,false,0,2.1386256542625773E-12,2.1386256542625773E-12,297038724295.60107,0,false,0,6.7607044890388124E-9,6.7607044890388124E-9,93962787.03172797,0,false,0,2.137922477268752E-5,2.137922477268752E-5,29713.642231759241,0,false,0,6.7607044890388227E-2,6.7607044890388227E-2]
[null,15,5,611.30988388234323,null,285,4,16,1749.5672619852212,1,0.96283709086826286,0.96283709086826286,1.0439686991847241E+22,0,false,0,2.7428664331720268E-19,2.7428664331720268E-19,3.2944324806871009E+18,0,false,0,8.8975070039171892E-16,8.8975070039171892E-16,1042607073323768.2,0,false,0,2.5653920913457717E-12,2.5653920913457717E-12,361369814259.20679,0,false,0,8.1098147277609672E-9,8.1098147277609672E-9,114312754.93609327,0,false,0,2.5645485941702932E-5,2.5645485941702932E-5,36148.867120671159,0,false,0,8.1098147277609597E-2,8.1098147277609597E-2]
[null,15,6,685.13135999860435,null,286,20,12,1754.8947693279017,1,0.1178663201651944,0.1178663201651944,1.3239658005230455E+21,0,false,0,3.2410758594139282E-20,3.2410758594139282E-20,4.1780140917713568E+17,0,false,0,1.0513634499516193E-16,1.0513634499516193E-16,132223898048099.75,0,false,0,3.0313653908318894E-13,3.0313653908318894E-13,45829082403.925041,0,false,0,9.5828671861605412E-10,9.5828671861605412E-10,14497195.003753619,0,false,0,3.0303686823156167E-6,3.0303686823156167E-6,4584.4155895474523,0,false,0,9.5828671861605697E-3,9.5828671861605697E-3]
[null,15,7,772.3749226814582,null,287,15,14,1758.898285326037,1,0.22045590169530044,0.22045590169530044,2.5428171791974777E+21,0,false,0,5.9035716092937156E-20,5.9035716092937156E-20,8.0243205702808525E+17,0,false,0,1.9150429312400687E-16,1.9150429312400687E-16,253950063758702.28,0,false,0,5.5215871010025272E-13,5.5215871010025272E-13,88019628601.826752,0,false,0,1.7455050455400342E-9,1.7455050455400342E-9,27843405.38944222,0,false,0,5.5197716112224119E-6,5.5197716112224119E-6,8804.8578846045421,0,false,0,1.745505045540029E-2,1.745505045540029E-2]
[null,15,8,873.040571930905,null,288,5,16,1767.3086140572186,1,0.11100148268199649,0.11100148268199649,1.3533463565376535E+21,0,false,0,2.8121281955939539E-20,2.8121281955939539E-20,4.2707297623760934E+17,0,false,0,9.1221832800930094E-17,9.1221832800930094E-17,135158121607001.22,0,false,0,2.6301723429106908E-13,2.6301723429106908E-13,46846090488.375061,0,false,0,8.3146005146905484E-10,8.3146005146905484E-10,14818906.976747444,0,false,0,2.6293075460830533E-6,2.6293075460830533E-6,4686.1498480681603,0,false,0,8.314600514690575E-3,8.314600514690575E-3]
[null,15,9,987.12830774694487,null,289,18,13,1772.8549894690029,1,4.9661130414661143E-2,4.9661130414661143E-2,6.2794077917284899E+20,0,false,0,1.2131123601462705E-20,1.2131123601462705E-20,1.9815809616423987E+17,0,false,0,3.9351809444317179E-17,3.9351809444317179E-17,62712176955624.07,0,false,0,1.1346191768565199E-13,1.1346191768565199E-13,21736173020.578629,0,false,0,3.5868011528966644E-10,3.5868011528966644E-10,6875842.2029341701,0,false,0,1.1342461157271354E-6,1.1342461157271354E-6,2174.3322193181575,0,false,0,3.5868011528966794E-3,3.5868011528966794E-3]
[null,15,10,1114.6381301295773,null,290,6,16,1788.9924888118819,1,0.88949560345115963,0.88949560345115963,1.2496853313698558E+22,0,false,0,1.9555703895218883E-19,1.9555703895218883E-19,3.9436086058117898E+18,0,false,0,6.3436195897085883E-16,6.3436195897085883E-16,1248055393741860.5,0,false,0,1.8290372256835158E-12,1.8290372256835158E-12,432578636152.83624,0,false,0,5.7820218127708915E-9,5.7820218127708915E-9,136838367.99290329,0,false,0,1.8284358409131705E-5,1.8284358409131705E-5,43272.091415786002,0,false,0,5.7820218127709044E-2,5.7820218127709044E-2]
[null,15,11,1255.5700390788031,null,291,12,15,1793.8463718936591,1,0.73701929851389125,0.73701929851389125,1.0686051499418958E+22,0,false,0,1.570098757874799E-19,1.570098757874799E-19,3.3721772671415788E+18,0,false,0,5.0931990439202113E-16,5.0931990439202113E-16,1067211391289499.7,0,false,0,1.4685071381422106E-12,1.4685071381422106E-12,369897722846.00562,0,false,0,4.642300433100821E-9,4.642300433100821E-9,117010403.40016945,0,false,0,1.4680242951384644E-5,1.4680242951384644E-5,37001.938467964785,0,false,0,4.64230043310081E-2,4.64230043310081E-2]
[null,15,12,1409.9240345946214,null,292,7,16,1814.6188862492111,1,0.69871372788664632,0.69871372788664632,1.1581732082618777E+22,0,false,0,1.3020016995469921E-19,1.3020016995469921E-19,3.654825512047639E+18,0,false,0,4.2235265635718146E-16,4.2235265635718146E-16,1156662627922567.2,0,false,0,1.2177570232881701E-12,1.2177570232881701E-12,400901710440.57819,0,false,0,3.8496196646166529E-9,3.8496196646166529E-9,126817949.84177217,0,false,0,1.2173566265562154E-5,1.2173566265562154E-5,40103.356969299079,0,false,0,3.8496196646166603E-2,3.8496196646166603E-2]
[null,15,13,1577.7001166770331,null,293,16,14,1820.007386907361,1,0.51929870091012653,0.51929870091012653,8.9097089574937318E+21,0,false,0,9.3488344184622668E-20,9.3488344184622668E-20,2.8116201765396838E+18,0,false,0,3.0326420094957036E-16,3.0326420094957036E-16,889808821624016.62,0,false,0,8.7439277357331788E-13,8.7439277357331788E-13,308409617413.57886,0,false,0,2.7641635822041815E-9,2.7641635822041815E-9,97559761.840109929,0,false,0,8.7410527450553325E-6,8.7410527450553325E-6,30851.105539832544,0,false,0,2.7641635822041977E-2,2.7641635822041977E-2]
[null,15,14,1758.898285326037,null,294,13,15,1843.1279054269846,1,0.31006133579507,0.31006133579507,6.1607770803746793E+21,0,false,0,4.8199912071166033E-20,4.8199912071166033E-20,1.9441448901398226E+18,0,false,0,1.5635433430326952E-16,1.5635433430326952E-16,615274171168711.87,0,false,0,4.5081186504562343E-13,4.5081186504562343E-13,213255327575.04889,0,false,0,1.4251235571083729E-9,1.4251235571083729E-9,67459436.394477054,0,false,0,4.5066363876234892E-6,4.5066363876234892E-6,21332.546867780482,0,false,0,1.4251235571083718E-2,1.4251235571083718E-2]
[null,15,15,1953.5185405416344,null,295,8,16,1844.1878063692066,1,0.42783776930525175,0.42783776930525175,8.5579525056758798E+21,0,false,0,6.6065523972260107E-20,6.6065523972260107E-20,2.7006170515354972E+18,0,false,0,2.1430808848422874E-16,2.1430808848422874E-16,854679055277660,0,false,0,6.1790822425519881E-13,6.1790822425519881E-13,296233566181.659,0,false,0,1.9533549021119224E-9,1.9533549021119224E-9,93708089.936032414,0,false,0,6.177050569328904E-6,6.177050569328904E-6,29633.099938176554,0,false,0,1.9533549021119187E-2,1.9533549021119187E-2]
[null,15,16,2161.5608823238244,null,296,19,13,1845.7916590983248,1,0.2232891576450218,0.2232891576450218,4.5117795014195754E+21,0,false,0,3.4132957279414107E-20,3.4132957279414107E-20,1.4237738111097193E+18,0,false,0,1.1072293670048646E-16,1.1072293670048646E-16,450589488471325.69,0,false,0,3.1924419505031173E-13,3.1924419505031173E-13,156175268633.98706,0,false,0,1.009206851266554E-9,1.009206851266554E-9,49403200.007264696,0,false,0,3.1913922802491082E-6,3.1913922802491082E-6,15622.663572380259,0,false,0,1.0092068512665595E-2,1.0092068512665595E-2]
[null,15,17,2383.0253106726077,null,297,9,16,1877.6992491718681,1,0.98139696432553614,0.98139696432553614,2.4202873971316961E+22,0,false,0,1.2291616293384169E-19,1.2291616293384169E-19,7.6376556308010947E+18,0,false,0,3.9872427157662738E-16,3.9872427157662738E-16,2417130668473575.5,0,false,0,1.1496299946490046E-12,1.1496299946490046E-12,837782596200.81982,0,false,0,3.6342539191306816E-9,3.6342539191306816E-9,265017256.0913856,0,false,0,1.1492519979846278E-5,1.1492519979846278E-5,83805.814849691509,0,false,0,3.6342539191306686E-2,3.6342539191306686E-2]
[null,15,18,2617.9118255879835,null,298,17,14,1885.0590111713509,1,0.56356968917171713,0.56356968917171713,1.4545302022483964E+22,0,false,0,6.7446438853276517E-20,6.7446438853276517E-20,4.5900337301009172E+18,0,false,0,2.1878759928981046E-16,2.1878759928981046E-16,1452633089872834.5,0,false,0,6.3082386634312045E-13,6.3082386634312045E-13,503485697829.24097,0,false,0,1.9941843194849875E-9,1.9941843194849875E-9,159268524.70444214,0,false,0,6.3061645237654603E-6,6.3061645237654603E-6,50365.129764083555,0,false,0,1.9941843194849842E-2,1.9941843194849842E-2]
[null,15,19,2866.2204270699526,null,299,14,15,1896.3519616429767,1,0.94188466614948996,0.94188466614948996,2.6057489445020366E+22,0,false,0,1.051597139384032E-19,1.051597139384032E-19,8.2229131639555707E+18,0,false,0,3.4112462786415044E-16,3.4112462786415044E-16,2602350322347175.5,0,false,0,9.8355463176446114E-13,9.8355463176446114E-13,901980119534.41492,0,false,0,3.1092501864136716E-9,3.1092501864136716E-9,285324972.62653708,0,false,0,9.8323124043702732E-6,9.8323124043702732E-6,90227.678682505706,0,false,0,3.1092501864136625E-2,3.1092501864136625E-2]
[null,15,20,3127.9511151185143,null,300,10,16,1915.1532146571956,1,0.22059602969604367,0.22059602969604367,6.8446028236721194E+21,0,false,0,2.1960066178669533E-20,2.1960066178669533E-20,2.1599384998149404E+18,0,false,0,7.1235638844154662E-17,7.1235638844154662E-17,683567555581446.12,0,false,0,2.0539162760119533E-13,2.0539162760119533E-13,236925958891.29892,0,false,0,6.4929179913592082E-10,6.4929179913592082E-10,74947209.224601492,0,false,0,2.0532409513380573E-6,2.0532409513380573E-6,23700.388542292316,0,false,0,6.4929179913592056E-3,6.4929179913592056E-3]
[null,16,1,511.35394666455221,null,301,20,13,1922.6708514103129,1,9.7871664194160851E-2,9.7871664194160851E-2,3.1782605521257712E+21,0,false,0,9.309170011316139E-21,9.309170011316139E-21,1.0029577326587026E+18,0,false,0,3.0197753844161378E-17,3.0197753844161378E-17,317411521542747.19,0,false,0,8.7068297731163491E-14,8.7068297731163491E-14,110015503940.49014,0,false,0,2.752436033631214E-10,2.752436033631214E-10,34801399.687742986,0,false,0,8.7039669801944528E-7,8.7039669801944528E-7,11005.168877514041,0,false,0,2.7524360336312142E-3,2.7524360336312142E-3]
[null,16,2,531.48707651444158,null,302,1,17,1941.462770214009,1,0.74626145419948164,0.74626145419948164,2.7135408784828342E+22,0,false,0,6.3391665900353388E-20,6.3391665900353388E-20,8.5630701521293926E+18,0,false,0,2.0563443575562624E-16,2.0563443575562624E-16,2710001665633073,0,false,0,5.9289973580642088E-13,5.9289973580642088E-13,939292302544.98279,0,false,0,1.874297120408655E-9,1.874297120408655E-9,297128001.72392213,0,false,0,5.9270479123862025E-6,5.9270479123862025E-6,93960.124206203211,0,false,0,1.8742971204086498E-2,1.8742971204086498E-2]
[null,16,3,565.04229293092385,null,303,2,17,1947.3765542380081,1,0.49307381965193137,0.49307381965193137,1.8574397101894999E+22,0,false,0,4.0429249053162117E-20,4.0429249053162117E-20,5.8614877217536297E+18,0,false,0,1.3114729986965667E-16,1.3114729986965667E-16,1855017091631553.2,0,false,0,3.7813316217547826E-13,3.7813316217547826E-13,642952842928.17761,0,false,0,1.1953688864990633E-9,1.1953688864990633E-9,203386414.32954502,0,false,0,3.7800883254363401E-6,3.7800883254363401E-6,64316.43144160699,0,false,0,1.195368886499064E-2,1.195368886499064E-2]
[null,16,4,612.01959591399907,null,304,15,15,1953.5185405416344,1,0.31226568832826312,0.31226568832826312,1.220190938293807E+22,0,false,0,2.468352902412888E-20,2.468352902412888E-20,3.8505337017234668E+18,0,false,0,8.0070203097566315E-17,8.0070203097566315E-17,1218599469566648.5,0,false,0,2.3086406752870419E-13,2.3086406752870419E-13,422369150604.17621,0,false,0,7.2981624184119224E-10,7.2981624184119224E-10,133608783.30293733,0,false,0,2.3078815976024382E-6,2.3078815976024382E-6,42250.807064115805,0,false,0,7.2981624184119053E-3,7.2981624184119053E-3]
[null,16,5,672.41898546366713,null,305,18,14,1954.0531581180073,1,0.14693395164402095,0.14693395164402095,5.7597995796691692E+21,0,false,0,1.1577731105818516E-20,1.1577731105818516E-20,1.8176091708811338E+18,0,false,0,3.7556675147451527E-17,3.7556675147451527E-17,575228719728862,0,false,0,1.082860596323177E-13,1.082860596323177E-13,199375489504.69089,0,false,0,3.4231799660561343E-10,3.4231799660561343E-10,63068802.574820444,0,false,0,1.0825045533395288E-6,1.0825045533395288E-6,19944.106543592421,0,false,0,3.4231799660561393E-3,3.4231799660561393E-3]
[null,16,6,746.24046157992825,null,306,11,16,1956.5497028251893,1,0.83564358747591905,0.83564358747591905,3.3247075938344255E+22,0,false,0,6.4874679841699159E-20,6.4874679841699159E-20,1.0491717514585289E+19,0,false,0,2.1044514282121645E-16,2.1044514282121645E-16,3320371249417762,0,false,0,6.0677030635434918E-13,6.0677030635434918E-13,1150847689771.1306,0,false,0,1.9181452938287944E-9,1.9181452938287944E-9,364049692.96968764,0,false,0,6.0657080116318999E-6,6.0657080116318999E-6,115122.62112692025,0,false,0,1.9181452938287959E-2,1.9181452938287959E-2]
[null,16,7,833.4840242627821,null,307,3,17,1957.2328609446733,1,0.42047510913501146,0.42047510913501146,1.6797143731565352E+22,0,false,0,3.2511099611511304E-20,3.2511099611511304E-20,5.3006432027371612E+18,0,false,0,1.0546183838924429E-16,1.0546183838924429E-16,1677523557922987,0,false,0,3.0407502463717342E-13,3.0407502463717342E-13,581433209166.25513,0,false,0,9.6125349472532281E-10,9.6125349472532281E-10,183925799.35703772,0,false,0,3.0397504521286672E-6,3.0397504521286672E-6,58162.444643536874,0,false,0,9.6125349472532175E-3,9.6125349472532175E-3]
[null,16,8,934.14967351222901,null,308,4,17,1971.0316903340045,1,0.77089236027609076,0.77089236027609076,3.3416684280742928E+22,0,false,0,5.49301318192838E-20,5.49301318192838E-20,1.0545240501685461E+19,0,false,0,1.7818630418068292E-16,1.7818630418068292E-16,3337309962007318,0,false,0,5.1375934329695216E-13,5.1375934329695216E-13,1156718683339.939,0,false,0,1.6241155115624927E-9,1.6241155115624927E-9,365906874.78892148,0,false,0,5.1359041997469932E-6,5.1359041997469932E-6,115709.91358470343,0,false,0,1.6241155115624906E-2,1.6241155115624906E-2]
[null,16,9,1048.2374093282688,null,309,5,17,1988.7730424060017,1,8.8872973206406899E-2,8.8872973206406899E-2,4.2754928210486913E+21,0,false,0,5.7061048921600848E-21,5.7061048921600848E-21,1.3492092657190884E+18,0,false,0,1.8509872602278589E-17,1.8509872602278589E-17,426991638796401.37,0,false,0,5.3368972640086484E-14,5.3368972640086484E-14,147996204083.0831,0,false,0,1.6871201941493322E-10,1.6871201941493322E-10,46815901.996414647,0,false,0,5.3351424999773744E-7,5.3351424999773744E-7,14804.488102389421,0,false,0,1.6871201941493312E-3,1.6871201941493312E-3]
[null,16,10,1175.7472317109014,null,310,12,16,2001.888713675849,1,0.77272688574620307,0.77272688574620307,4.0126700451680387E+22,0,false,0,4.5962655211355736E-20,4.5962655211355736E-20,1.2662707743446106E+19,0,false,0,1.4909695992332077E-16,1.4909695992332077E-16,4007436406162147,0,false,0,4.298868904094032E-13,4.298868904094032E-13,1388985924614.6592,0,false,0,1.3589747340667422E-9,1.3589747340667422E-9,439380383.59858316,0,false,0,4.2974554422725082E-6,4.2974554422725082E-6,138944.27713700122,0,false,0,1.3589747340667393E-2,1.3589747340667393E-2]
[null,16,11,1316.6791406601271,null,311,6,17,2010.4569171606649,1,0.71217173881546036,0.71217173881546036,3.8864932498208952E+22,0,false,0,4.0308632678016971E-20,4.0308632678016971E-20,1.2264533992427182E+19,0,false,0,1.3075603581477341E-16,1.3075603581477341E-16,3881424180488092.5,0,false,0,3.7700504200476083E-13,3.7700504200476083E-13,1345309820978.5522,0,false,0,1.191802630250733E-9,1.191802630250733E-9,425564244.19094896,0,false,0,3.7688108329718154E-6,3.7688108329718154E-6,134575.23023714713,0,false,0,1.1918026302507368E-2,1.1918026302507368E-2]
[null,16,12,1471.0331361759454,null,312,16,15,2014.6276421229584,1,0.73556282703558185,0.73556282703558185,4.1120390823567321E+22,0,false,0,4.0641415549774029E-20,4.0641415549774029E-20,1.2976284753891527E+19,0,false,0,1.3183554077952043E-16,1.3183554077952043E-16,4106675838458576.5,0,false,0,3.8011754699959559E-13,3.8011754699959559E-13,1423382521504.9937,0,false,0,1.2016419990289026E-9,1.2016419990289026E-9,450261120.16209877,0,false,0,3.7999256490491804E-6,3.7999256490491804E-6,142385.06815309948,0,false,0,1.2016419990289044E-2,1.2016419990289044E-2]
[null,16,13,1638.8092182583569,null,313,19,14,2026.9898277473292,1,0.66065266775244169,0.66065266775244169,3.9655221003390204E+22,0,false,0,3.399636823722905E-20,3.399636823722905E-20,1.251392385656936E+19,0,false,0,1.1027985936182927E-16,1.1027985936182927E-16,3960349955380786,0,false,0,3.1796668315856135E-13,3.1796668315856135E-13,1372665661297.4963,0,false,0,1.0051683322465735E-9,1.0051683322465735E-9,434217765.72777212,0,false,0,3.1786213617720593E-6,3.1786213617720593E-6,137311.71402091553,0,false,0,1.0051683322465779E-2,1.0051683322465779E-2]
[null,16,14,1820.007386907361,null,314,7,17,2036.0833145979943,1,0.55942285559659621,0.55942285559659621,3.5372805307706752E+22,0,false,0,2.732734383139537E-20,2.732734383139537E-20,1.116252995226164E+19,0,false,0,8.8646399327986297E-17,8.8646399327986297E-17,3532666932056518.5,0,false,0,2.5559156251540292E-13,2.5559156251540292E-13,1224429821876.418,0,false,0,8.0798573636028036E-10,8.0798573636028036E-10,387326059.45942611,0,false,0,2.555075243826813E-6,2.555075243826813E-6,122483.25450295965,0,false,0,8.0798573636028017E-3,8.0798573636028017E-3]
[null,16,15,2014.6276421229584,null,315,13,16,2051.1702472091747,1,0.32508338775163881,0.32508338775163881,2.2397592022018156E+22,0,false,0,1.4573864842848548E-20,1.4573864842848548E-20,7.0679661855895552E+18,0,false,0,4.7275748809768868E-17,4.7275748809768868E-17,2236837932575248.7,0,false,0,1.3630877958919865E-13,1.3630877958919865E-13,775292753046.23572,0,false,0,4.3090448121546346E-10,4.3090448121546346E-10,245249733.05914631,0,false,0,1.3626396146141057E-6,1.3626396146141057E-6,77554.77520151966,0,false,0,4.3090448121546419E-3,4.3090448121546419E-3]
[null,16,16,2222.6699839051485,null,316,8,17,2065.6522347179898,1,0.34254690738758559,0.34254690738758559,2.5612508755564496E+22,0,false,0,1.4150588285506162E-20,1.4150588285506162E-20,8.0824914407978936E+18,0,false,0,4.5902693932578793E-17,4.5902693932578793E-17,2557910291273359.5,0,false,0,1.3234989074384408E-13,1.3234989074384408E-13,886577110878.77747,0,false,0,4.1838949172440977E-10,4.1838949172440977E-10,280452511.55133963,0,false,0,1.3230637429293068E-6,1.3230637429293068E-6,88686.871201691538,0,false,0,4.1838949172441041E-3,4.1838949172441041E-3]
[null,16,17,2444.1344122539317,null,317,17,15,2079.6792663869483,1,0.79827065438866895,0.79827065438866895,6.4573607197793688E+22,0,false,0,3.0481181307640465E-20,3.0481181307640465E-20,2.0377372340154663E+19,0,false,0,9.8877043698682817E-17,9.8877043698682817E-17,6448938523446726,0,false,0,2.8508927928753009E-13,2.8508927928753009E-13,2235215716461.3057,0,false,0,9.0123503681649947E-10,9.0123503681649947E-10,707069756.08612669,0,false,0,2.8499554234858488E-6,2.8499554234858488E-6,223595.08938518591,0,false,0,9.0123503681650164E-3,9.0123503681650164E-3]
[null,16,18,2679.0209271693075,null,318,9,17,2099.1636775206512,1,0.78575226211369109,0.78575226211369109,7.0839937174717298E+22,0,false,0,2.6920283295373563E-20,2.6920283295373563E-20,2.2354826360261165E+19,0,false,0,8.7325947144652227E-17,8.7325947144652227E-17,7074754217233803,0,false,0,2.5178434147401088E-13,2.5178434147401088E-13,2452124758046.208,0,false,0,7.9595020488051894E-10,7.9595020488051894E-10,775684978.32029879,0,false,0,2.517015551500106E-6,2.517015551500106E-6,245293.12782704734,0,false,0,7.9595020488051876E-3,7.9595020488051876E-3]
[null,16,19,2927.3295286512766,null,319,20,14,2103.8690200593173,1,0.28957597730758006,0.28957597730758006,2.6795437756570193E+22,0,false,0,9.6660874126265288E-21,9.6660874126265288E-21,8.4557861311754209E+18,0,false,0,3.1355548128116795E-17,3.1355548128116795E-17,2676048904495320,0,false,0,9.0406532023260349E-14,9.0406532023260349E-14,927524203804.93726,0,false,0,2.8579655615271102E-10,2.8579655615271102E-10,293405378.15590012,0,false,0,9.0376806487478092E-7,9.0376806487478092E-7,92782.927271565321,0,false,0,2.8579655615271248E-3,2.8579655615271248E-3]
[null,16,20,3189.0602166998383,null,320,14,16,2104.3943034251665,1,0.98751770309591114,0.98751770309591114,9.16439448040593E+22,0,false,0,3.2867942458277959E-20,3.2867942458277959E-20,2.8919908102279668E+19,0,false,0,1.0661939082782093E-16,1.0661939082782093E-16,9152441558317044,0,false,0,3.0741256162357999E-13,3.0741256162357999E-13,3172255579854.6855,0,false,0,9.7180424316572997E-10,9.7180424316572997E-10,1003485239.7341474,0,false,0,3.0731148482198384E-6,3.0731148482198384E-6,317329.89559199929,0,false,0,9.7180424316573397E-3,9.7180424316573397E-3]
[null,17,1,{"$f":"3.1416/2*SQRT($H$2/$I$2)*(B330^2/$C$2^2+C330^2/$D$2^2)","v":576.40557092854215},null,321,10,17,2136.6176430059791,1,{"$f":"ABS(SIN(G330*3.1416*$J$2/$C$2)*SIN(H330*3.1416*$K$2/$D$2))*(1/F330^$M$2)+(1-1/F330^$M$2)","v":0.17661948798271324},{"$f":"$J330*$K330","v":0.17661948798271324},{"$f":"10^(LOG10($I330/22.27)/LOG10(2)*70/20)*$L330","v":1.9558271617970913E+22},{"$f":"IF($I330<22.27,M330,0)","v":0},{"$f":"AND($I330>22.27,$I330<44.45)","v":false},{"$f":"IF($O330=TRUE,$L330,0)","v":0},{"$f":"10^(LOG10(44.45/$I330)/LOG10(2)*70/20)*$L330","v":4.9264409656555242E-21},{"$f":"IF($I330>44.45,Q330,0)","v":4.9264409656555242E-21},{"$f":"10^(LOG10($I330/44.548)/LOG10(2)*70/20)*$L330","v":6.1719671609563648E+18},{"$f":"IF($I330<44.528,S330,0)","v":0},{"$f":"AND($I330>44.548,$I330<89.095)","v":false},{"$f":"IF($U330=TRUE,$L330,0)","v":0},{"$f":"10^(LOG10(89.095/$I330)/LOG10(2)*70/20)*$L330","v":1.5980742797458738E-17},{"$f":"IF($I330>89.095,W330,0)","v":1.5980742797458738E-17},{"$f":"10^(LOG10($I330/89.09)/LOG10(2)*70/20)*$L330","v":1953276218607744.2},{"$f":"IF($I330<89.09,Y330,0)","v":0},{"$f":"AND($I330>89.09,$I330<176.78)","v":false},{"$f":"IF($AA330=TRUE,$L330,0)","v":0},{"$f":"10^(LOG10(176.78/$I330)/LOG10(2)*70/20)*$L330","v":4.6076806872286434E-14},{"$f":"IF($I330>176.78,AC330,0)","v":4.6076806872286434E-14},{"$f":"10^(LOG10($I330/176.78)/LOG10(2)*70/20)*$L330","v":677009663923.52454},{"$f":"IF($I330<176.78,AE330,0)","v":0},{"$f":"AND($I330>176.78,$I330<353.55)","v":false},{"$f":"IF($AG330=TRUE,$L330,0)","v":0},{"$f":"10^(LOG10(353.55/$I330)/LOG10(2)*70/20)*$L330","v":1.4565974855915308E-10},{"$f":"IF($I330>353.55,AI330,0)","v":1.4565974855915308E-10},{"$f":"10^(LOG10($I330/353.55)/LOG10(2)*70/20)*$L330","v":214159668.98094419},{"$f":"IF($I330<353.55,AK330,0)","v":0},{"$f":"AND($I330>353.55,$I330<707.1)","v":false},{"$f":"IF($AM330=TRUE,$L330,0)","v":0},{"$f":"10^(LOG10(707.1/$I330)/LOG10(2)*70/20)*$L330","v":4.606165688543557E-7},{"$f":"IF($I330>707.1,AO330,0)","v":4.606165688543557E-7},{"$f":"10^(LOG10($I330/707.1)/LOG10(2)*70/20)*$L330","v":67723.233692749098},{"$f":"IF($I330<707.1,AQ330,0)","v":0},{"$f":"AND($I330>707.1,$I330<1414.2)","v":false},{"$f":"IF($AS330=TRUE,$L330,0)","v":0},{"$f":"10^(LOG10(1414.2/$I330)/LOG10(2)*70/20)*$L330","v":1.4565974855915381E-3},{"$f":"IF($I330>1414.2,AU330,0)","v":1.4565974855915381E-3}]
[null,17,2,596.53870077843146,null,322,18,15,2148.6734133336045,{"$f":"IF(ABS(I331-I330)>0.0001,1,$L$2)","v":1},0.20812521323347286,0.20812521323347286,2.4605243557122593E+22,0,false,0,5.4376122658175137E-21,5.4376122658175137E-21,7.7646306477488138E+18,0,false,0,1.7638916950012247E-17,1.7638916950012247E-17,2457315146856779.5,0,false,0,5.0857771759600017E-14,5.0857771759600017E-14,851710621303.46106,0,false,0,1.6077351599721513E-10,1.6077351599721513E-10,269423133.00051767,0,false,0,5.0841049798471523E-7,5.0841049798471523E-7,85199.075462011388,0,false,0,1.6077351599721481E-3,1.6077351599721481E-3]
[null,17,3,630.09391719491384,null,323,15,16,2161.5608823238244,1,0.32739453818080083,0.32739453818080083,4.1492518030350085E+22,0,false,0,7.9792042417667963E-21,7.9792042417667963E-21,1.3093716239905415E+19,0,false,0,2.5883515423207322E-17,2.5883515423207322E-17,4143840023387713.5,0,false,0,7.4629180661154525E-14,7.4629180661154525E-14,1436263706515.7034,0,false,0,2.3592059494074053E-10,2.3592059494074053E-10,454335848.28634375,0,false,0,7.4604642695473445E-7,7.4604642695473445E-7,143673.61032495543,0,false,0,2.3592059494074043E-3,2.3592059494074043E-3]
[null,17,4,677.07122017798895,null,324,1,18,2176.349285129385,1,0.37719528940383479,0.37719528940383479,5.1747917167499317E+22,0,false,0,8.4923162708157799E-21,8.4923162708157799E-21,1.6329993347276708E+19,0,false,0,2.7547985051419693E-17,2.7547985051419693E-17,5168042347509179,0,false,0,7.9428297108740468E-14,7.9428297108740468E-14,1791254395818.9211,0,false,0,2.5109174377922113E-10,2.5109174377922113E-10,566630683.29933918,0,false,0,7.9402181200575534E-7,7.9402181200575534E-7,179184.35513634403,0,false,0,2.5109174377922179E-3,2.5109174377922179E-3]
[null,17,5,737.47060972765712,null,325,11,17,2178.0141311739726,1,0.66905529877123382,0.66905529877123382,9.260828163615769E+22,0,false,0,1.4930031242389644E-20,1.4930031242389644E-20,2.9224222071124599E+19,0,false,0,4.8431106940282008E-17,4.8431106940282008E-17,9248749465153484,0,false,0,1.3963998979154628E-13,1.3963998979154628E-13,3205636103827.3613,0,false,0,4.414352291862716E-10,4.414352291862716E-10,1014044560.147639,0,false,0,1.3959407636670554E-6,1.3959407636670554E-6,320669.04589701485,0,false,0,4.4143522918627187E-3,4.4143522918627187E-3]
[null,17,6,811.29208584391813,null,326,2,18,2182.2630691533841,1,0.24922246895435818,0.24922246895435818,3.5287102610534943E+22,0,false,0,5.4368193280499718E-21,5.4368193280499718E-21,1.113548491255236E+19,0,false,0,1.7636344761569017E-17,1.7636344761569017E-17,3524107840357284.5,0,false,0,5.08503554441235E-14,5.08503554441235E-14,1221463222611.2385,0,false,0,1.6075007125959219E-10,1.6075007125959219E-10,386387629.84684974,0,false,0,5.0833635921468541E-7,5.0833635921468541E-7,122186.4970030097,0,false,0,1.6075007125959304E-3,1.6075007125959304E-3]
[null,17,7,898.53564852677198,null,327,3,18,2192.1193758600493,1,0.21252770002360899,0.21252770002360899,3.1710203613986284E+22,0,false,0,4.3996544395225902E-21,4.3996544395225902E-21,1.000672959224739E+19,0,false,0,1.42719148541247E-17,1.42719148541247E-17,3166884467924913,0,false,0,4.1149793396074274E-14,4.1149793396074274E-14,1097648847044.6249,0,false,0,1.3008428678547071E-10,1.3008428678547071E-10,347221208.59850085,0,false,0,4.1136263404063161E-7,4.1136263404063161E-7,109800.98710877055,0,false,0,1.3008428678547102E-3,1.3008428678547102E-3]
[null,17,8,999.20129777621889,null,328,4,18,2205.9182052493802,1,0.38964489629906351,0.38964489629906351,6.2537100739934473E+22,0,false,0,7.4987133822468739E-21,7.4987133822468739E-21,1.973471580963432E+19,0,false,0,2.4324864686083159E-17,2.4324864686083159E-17,6245553494806473,0,false,0,7.0135168717777372E-14,7.0135168717777372E-14,2164722035856.811,0,false,0,2.2171395402682983E-10,2.2171395402682983E-10,684770364.94300079,0,false,0,7.0112108376664452E-7,7.0112108376664452E-7,216543.40274045989,0,false,0,2.2171395402683035E-3,2.2171395402683035E-3]
[null,17,9,1113.2890335922586,null,329,19,15,2221.6100829629268,1,0.93578424734917087,0.93578424734917087,1.6309349751354416E+23,0,false,0,1.6584459701421159E-20,1.6584459701421159E-20,5.1467109695632851E+19,0,false,0,5.3797860721540456E-17,5.3797860721540456E-17,1.6288077818187954E+16,0,false,0,1.551137935217137E-13,1.551137935217137E-13,5645482182500.2295,0,false,0,4.9035160411731121E-10,4.9035160411731121E-10,1785845402.0216777,0,false,0,1.5506279233279085E-6,1.5506279233279085E-6,564733.90193275572,0,false,0,4.9035160411731284E-3,4.9035160411731284E-3]
[null,17,10,1240.7988559748912,null,330,16,16,2222.6699839051485,1,0.77119985019654846,0.77119985019654846,1.3515630057165862E+23,0,false,0,1.3592022673835152E-20,1.3592022673835152E-20,4.2651020755746898E+19,0,false,0,4.4090778710647015E-17,4.4090778710647015E-17,1.3498001912349432E+16,0,false,0,1.2712564874157811E-13,1.2712564874157811E-13,4678435979132.6543,0,false,0,4.0187441986686055E-10,4.0187441986686055E-10,1479937959.5750756,0,false,0,1.2708385001381008E-6,1.2708385001381008E-6,467997.47479994345,0,false,0,4.0187441986686114E-3,4.0187441986686114E-3]
[null,17,11,1381.730764924117,null,331,12,17,2223.3531420246322,1,0.61868124779499889,0.61868124779499889,1.0881482387401196E+23,0,false,0,1.0865065663485886E-20,1.0865065663485886E-20,3.4338490266111156E+19,0,false,0,3.5244879834374397E-17,3.5244879834374397E-17,1.0867289904584622E+16,0,false,0,1.0162052802850113E-13,1.0162052802850113E-13,3766625639514.6953,0,false,0,3.2124666542339848E-10,3.2124666542339848E-10,1191503375.9765136,0,false,0,1.0158711534719972E-6,1.0158711534719972E-6,376786.45078657393,0,false,0,3.2124666542339784E-3,3.2124666542339784E-3]
[null,17,12,1536.0847604399353,null,332,5,18,2223.6595573213776,1,4.4920539122216385E-2,4.4920539122216385E-2,7.9133781410254621E+21,0,false,0,7.8761597100187746E-22,7.8761597100187746E-22,2.4972099259405716E+18,0,false,0,2.5549252175148938E-18,2.5549252175148938E-18,790305689256962.75,0,false,0,7.3665409244488054E-15,7.3665409244488054E-15,273921621521.64478,0,false,0,2.3287388420383287E-11,2.3287388420383287E-11,86650112.868146211,0,false,0,7.3641188165442023E-8,7.3641188165442023E-8,27401.171617400727,0,false,0,2.3287388420383366E-4,2.3287388420383366E-4]
[null,17,13,1703.8608425223467,null,333,6,18,2245.3434320760412,1,0.35996475982521198,0.35996475982521198,7.0986806532718973E+22,0,false,0,5.6380489987657451E-21,5.6380489987657451E-21,2.2401173648623157E+19,0,false,0,1.8289108010605414E-17,1.8289108010605414E-17,7089421997180233,0,false,0,5.2732448569604136E-14,5.2732448569604136E-14,2457208641563.2808,0,false,0,1.6669981539404057E-10,1.6669981539404057E-10,777293172.21940219,0,false,0,5.2715110217476765E-7,5.2715110217476765E-7,245801.68339108277,0,false,0,1.6669981539404039E-3,1.6669981539404039E-3]
[null,17,14,1885.0590111713509,null,334,7,18,2270.9698295133703,1,0.28275836133360399,0.28275836133360399,6.3626283370313064E+22,0,false,0,3.8813326910196443E-21,3.8813326910196443E-21,2.0078427133328519E+19,0,false,0,1.2590545564022589E-17,1.2590545564022589E-17,6354329698102606,0,false,0,3.6301950649155586E-14,3.6301950649155586E-14,2202424097723.3745,0,false,0,1.1475910252242738E-10,1.1475910252242738E-10,696696725.11110723,0,false,0,3.6290014620764489E-7,3.6290014620764489E-7,220314.84897313279,0,false,0,1.1475910252242733E-3,1.1475910252242733E-3]
[null,17,15,2079.6792663869483,null,335,13,17,2272.634675557958,1,0.26027694866264411,0.26027694866264411,5.9068668928054337E+22,0,false,0,3.5424256362025454E-21,3.5424256362025454E-21,1.8640189275742089E+19,0,false,0,1.1491174534706777E-17,1.1491174534706777E-17,5899162693699855,0,false,0,3.3132166413167181E-14,3.3132166413167181E-14,2044662252396.9409,0,false,0,1.0473866043579103E-10,1.0473866043579103E-10,646791640.48184967,0,false,0,3.3121272605206431E-7,3.3121272605206431E-7,204533.47554794067,0,false,0,1.0473866043579155E-3,1.0473866043579155E-3]
[null,17,16,2287.7216081691381,null,336,17,16,2287.7216081691381,1,0.83694578689069909,0.83694578689069909,2.0512981806771409E+23,0,false,0,1.054756895860853E-20,1.054756895860853E-20,6.4732432679970292E+19,0,false,0,3.4214961234910791E-17,3.4214961234910791E-17,2.0486227166967336E+16,0,false,0,9.8650993945943337E-14,9.8650993945943337E-14,7100569615932.3506,0,false,0,3.1185926171284606E-10,3.1185926171284606E-10,2246135793.2639441,0,false,0,9.8618557643114269E-7,9.8618557643114269E-7,710290.50407431251,0,false,0,3.1185926171284763E-3,3.1185926171284763E-3]
[null,17,17,2509.1860365179218,null,337,20,15,2298.4892752749147,1,0.41017110987693106,0.41017110987693106,1.0617127912144382E+23,0,false,0,4.8945142735938097E-21,4.8945142735938097E-21,3.3504271797318545E+19,0,false,0,1.5877176702224993E-17,1.5877176702224993E-17,1.0603280221169028E+16,0,false,0,4.5778197788273259E-14,4.5778197788273259E-14,3675119325487.5278,0,false,0,1.4471577420313113E-10,1.4471577420313113E-10,1162557021.1960621,0,false,0,4.5763145983653397E-7,4.5763145983653397E-7,367632.80968001834,0,false,0,1.4471577420313135E-3,1.4471577420313135E-3]
[null,17,18,2744.0725514332976,null,338,8,18,2300.5387496333656,1,0.17313915805158397,0.17313915805158397,4.5283257583657518E+22,0,false,0,2.0447464095353417E-21,2.0447464095353417E-21,1.4289952824392569E+19,0,false,0,6.6328951639966523E-18,6.6328951639966523E-18,4522419560733354,0,false,0,1.9124432033547132E-14,1.9124432033547132E-14,1567480173958.9917,0,false,0,6.0456879511296472E-11,6.0456879511296472E-11,495843786.40002573,0,false,0,1.9118143948206427E-7,1.9118143948206427E-7,156799.57286661025,0,false,0,6.0456879511296547E-4,6.0456879511296547E-4]
[null,17,19,2992.3811529152667,null,339,14,17,2325.8587317739498,1,0.79065281154420042,0.79065281154420042,2.3485466201371217E+23,0,false,0,8.2216496623882186E-21,8.2216496623882186E-21,7.4112646038429352E+19,0,false,0,2.6669977280029346E-17,2.6669977280029346E-17,2.345483461427348E+16,0,false,0,7.6896763060075483E-14,7.6896763060075483E-14,8129495228744.1533,0,false,0,2.4308896237947055E-10,2.4308896237947055E-10,2571617659.1633797,0,false,0,7.6871479516611008E-7,7.6871479516611008E-7,813216.90740668704,0,false,0,2.4308896237947002E-3,2.4308896237947002E-3]
[null,17,20,3254.1118409638284,null,340,9,18,2334.0501924360274,1,0.39715578265478291,0.39715578265478291,1.2289285993251231E+23,0,false,0,3.9644381139885123E-21,3.9644381139885123E-21,3.8781069750690013E+19,0,false,0,1.2860128899903036E-17,1.2860128899903036E-17,1.227325734255111E+16,0,false,0,3.7079232372588968E-14,3.7079232372588968E-14,4253936923805.8437,0,false,0,1.1721627497165346E-10,1.1721627497165346E-10,1345655419.7297077,0,false,0,3.7067040775101511E-7,3.7067040775101511E-7,425533.6072095742,0,false,0,1.1721627497165374E-3,1.1721627497165374E-3]
[null,18,1,645.39971787519823,null,341,18,16,2356.7157551157948,1,0.21820859805360271,0.21820859805360271,7.5550135318629759E+22,0,false,0,1.9466818728198205E-21,1.9466818728198205E-21,2.3841214770938352E+19,0,false,0,6.3147863812611659E-18,6.3147863812611659E-18,7545159690638724,0,false,0,1.8207238312814273E-14,1.8207238312814273E-14,2615168288922.064,0,false,0,5.7557411952437352E-11,5.7557411952437352E-11,827260827.9167496,0,false,0,1.8201251799430148E-7,1.8201251799430148E-7,261602.84352535347,0,false,0,5.7557411952437437E-4,5.7557411952437437E-4]
[null,18,2,665.53284772508766,null,342,10,18,2371.5041579213548,1,8.9271713699135488E-2,8.9271713699135488E-2,3.3240188282464255E+22,0,false,0,7.4054385354854934E-22,7.4054385354854934E-22,1.048954398991316E+19,0,false,0,2.4022293043398963E-18,2.4022293043398963E-18,3319683382171865.5,0,false,0,6.9262772777131892E-15,6.9262772777131892E-15,1150609273530.5049,0,false,0,2.1895610290857285E-11,2.1895610290857285E-11,363974274.33699477,0,false,0,6.9239999278531127E-8,6.9239999278531127E-8,115098.7716611871,0,false,0,2.1895610290857299E-4,2.1895610290857299E-4]
[null,18,3,699.08806414156993,null,343,15,17,2383.0253106726077,1,0.26212736367696721,0.26212736367696721,1.0326033561860982E+23,0,false,0,2.0553117273851313E-21,2.0553117273851313E-21,3.2585670805481288E+19,0,false,0,6.6671677003586505E-18,6.6671677003586505E-18,1.0312565538969272E+16,0,false,0,1.9223249032168029E-14,1.9223249032168029E-14,3574357002463.8921,0,false,0,6.076926355328088E-11,6.076926355328088E-11,1130682696.656234,0,false,0,1.9216928455942397E-7,1.9216928455942397E-7,357553.26323749614,0,false,0,6.07692635532807E-4,6.07692635532807E-4]
[null,18,4,746.06536712464515,null,344,11,18,2412.9006460893484,1,0.33817170326437046,0.33817170326437046,1.5398140155521692E+23,0,false,0,2.2939966257949793E-21,2.2939966257949793E-21,4.8591622632113947E+19,0,false,0,7.4414309053208616E-18,7.4414309053208616E-18,1.5378056693380664E+16,0,false,0,2.1455659416060577E-14,2.1455659416060577E-14,5330066938102.1895,0,false,0,6.7826443884806649E-11,6.7826443884806649E-11,1686069537.7594824,0,false,0,2.1448604826558757E-7,2.1448604826558757E-7,533182.0032747254,0,false,0,6.7826443884806632E-4,6.7826443884806632E-4]
[null,18,5,806.46475667431321,null,345,1,19,2424.6578866113541,1,8.4496127610512631E-2,8.4496127610512631E-2,4.0711042143871132E+22,0,false,0,5.4168636695865888E-22,5.4168636695865888E-22,1.2847107357349878E+19,0,false,0,1.7571611164337291E-18,1.7571611164337291E-18,4065794360954425,0,false,0,5.0663710962348996E-15,5.0663710962348996E-15,1409212915034.5625,0,false,0,1.6016004364851061E-11,1.6016004364851061E-11,445778823.38997656,0,false,0,5.0647052808127599E-8,5.0647052808127599E-8,140967.64145822654,0,false,0,1.6016004364851071E-4,1.6016004364851071E-4]
[null,18,6,880.28623279057422,null,346,19,16,2429.6524247451166,1,0.98112172726349633,0.98112172726349633,4.8415999840462794E+23,0,false,0,6.1410607717482349E-21,6.1410607717482349E-21,1.5278546433808259E+20,0,false,0,1.9920813703247681E-17,1.9920813703247681E-17,4.8352851895971816E+16,0,false,0,5.7437097722974401E-14,5.7437097722974401E-14,16759200618931.582,0,false,0,1.8157233064099202E-10,1.8157233064099202E-10,5301467686.7907572,0,false,0,5.7418212489071475E-7,5.7418212489071475E-7,1676471.283204288,0,false,0,1.8157233064099217E-3,1.8157233064099217E-3]
[null,18,7,967.52979547342807,null,347,2,19,2430.5716706353528,1,5.5828728862064046E-2,5.5828728862064046E-2,2.7671570964407573E+22,0,false,0,3.479110136177646E-22,3.479110136177646E-22,8.7322658474315489E+18,0,false,0,1.128578717128472E-18,1.128578717128472E-18,2763547953114158,0,false,0,3.2539979053771639E-15,3.2539979053771639E-15,957851558909.5304,0,false,0,1.0286661530669753E-11,1.0286661530669753E-11,302998884.24062192,0,false,0,3.252927995615055E-8,3.252927995615055E-8,95816.66026900649,0,false,0,1.0286661530669748E-4,1.0286661530669748E-4]
[null,18,8,1068.195444722875,null,348,3,19,2440.427977342018,1,4.7608674250270329E-2,4.7608674250270329E-2,2.4734145518993372E+22,0,false,0,2.830490995029309E-22,2.830490995029309E-22,7.8053079985490995E+18,0,false,0,9.1817498468831434E-19,9.1817498468831434E-19,2470188530638968,0,false,0,2.6473469963596661E-15,2.6473469963596661E-15,856172563319.09155,0,false,0,8.3688936802282464E-12,8.3688936802282464E-12,270834587.04024738,0,false,0,2.6464765525310174E-8,2.6464765525310174E-8,85645.416419830086,0,false,0,8.3688936802282749E-5,8.3688936802282749E-5]
[null,18,9,1182.2831805389146,null,349,16,17,2444.1344122539317,1,0.61745863178834182,0.61745863178834182,3.2649893591776356E+23,0,false,0,3.6067868326468739E-21,3.6067868326468739E-21,1.0303265799417715E+20,0,false,0,1.1699954003228483E-17,1.1699954003228483E-17,3.2607309039665532E+16,0,false,0,3.3734134129680881E-14,3.3734134129680881E-14,11301762200396.445,0,false,0,1.0664162360055916E-10,1.0664162360055916E-10,3575106502.4851332,0,false,0,3.3723042395613456E-7,3.3723042395613456E-7,1130547.94255314,0,false,0,1.0664162360055972E-3,1.0664162360055972E-3]
[null,18,10,1309.7930029215474,null,350,4,19,2454.2268067313494,1,8.7284984212042796E-2,8.7284984212042796E-2,4.8419553862336966E+22,0,false,0,4.8600955218432835E-22,4.8600955218432835E-22,1.52796679698381E+19,0,false,0,1.5765526684906239E-18,1.5765526684906239E-18,4835640128241189,0,false,0,4.5456280568875036E-15,4.5456280568875036E-15,1676043084377.0439,0,false,0,1.4369811728596672E-11,1.4369811728596672E-11,530185684.59982079,0,false,0,4.5441334610166983E-8,4.5441334610166983E-8,167659.43461510853,0,false,0,1.4369811728596693E-4,1.4369811728596693E-4]
[null,18,11,1450.724911870773,null,351,12,18,2458.239656940008,1,0.31271031218018702,0.31271031218018702,1.7679619688504688E+23,0,false,0,1.708433193916894E-21,1.708433193916894E-21,5.5791244884535206E+19,0,false,0,5.5419382164449378E-18,5.5419382164449378E-18,1.7656560541809332E+16,0,false,0,1.5978907872660728E-14,1.5978907872660728E-14,6119801185607.9932,0,false,0,5.0513129293721352E-11,5.0513129293721352E-11,1935887574.4010594,0,false,0,1.5973654031073231E-7,1.5973654031073231E-7,612181.4029126052,0,false,0,5.0513129293721477E-4,5.0513129293721477E-4]
[null,18,12,1605.0789073865917,null,352,5,19,2471.9681588033468,1,1.0062722713220692E-2,1.0062722713220692E-2,6.0697007061280448E+21,0,false,0,5.1528825954548471E-23,5.1528825954548471E-23,1.9154040892158444E+18,0,false,0,1.6715290408946797E-19,1.6715290408946797E-19,606178412639142,0,false,0,4.8194706450673554E-16,4.8194706450673554E-16,210102718452.70917,0,false,0,1.5235493299145209E-12,1.5235493299145209E-12,66462165.953529306,0,false,0,4.8178860101531951E-9,4.8178860101531951E-9,21017.182264124986,0,false,0,1.5235493299145217E-5,1.5235493299145217E-5]
[null,18,13,1772.8549894690029,null,353,6,19,2493.6520335580099,1,8.0636288776435125E-2,8.0636288776435125E-2,5.3837181703829856E+22,0,false,0,3.7304846652235229E-22,3.7304846652235229E-22,1.6989298645856082E+19,0,false,0,1.2101213910896513E-18,1.2101213910896513E-18,5376696302874261,0,false,0,3.4891075049482559E-15,3.4891075049482559E-15,1863574297557.5259,0,false,0,1.1029898909342496E-11,1.1029898909342496E-11,589507766.21616757,0,false,0,3.4879602914929226E-8,3.4879602914929226E-8,186418.72396011566,0,false,0,1.1029898909342491E-4,1.1029898909342491E-4]
[null,18,14,1954.0531581180073,null,354,20,16,2506.531617057105,1,0.43004334485861606,0.43004334485861606,3.0484351076941266E+23,0,false,0,1.8738465389567089E-21,1.8738465389567089E-21,9.6198896019558334E+19,0,false,0,6.0785178975529609E-18,6.0785178975529609E-18,3.044459099523244E+16,0,false,0,1.7526012325273675E-14,1.7526012325273675E-14,10552159557168.332,0,false,0,5.5403894536785097E-11,5.5403894536785097E-11,3337983367.4760633,0,false,0,1.7520249798000109E-7,1.7520249798000109E-7,1055563.0232983115,0,false,0,5.540389453678532E-4,5.540389453678532E-4]
[null,18,15,2148.6734133336045,null,355,13,18,2507.5211904733342,1,0.13155608992463125,0.13155608992463125,9.3684726328994893E+22,0,false,0,5.706103368410041E-22,5.706103368410041E-22,2.9563913707714429E+19,0,false,0,1.8509867659428958E-18,1.8509867659428958E-18,9356253536077292,0,false,0,5.3368958388512785E-15,5.3368958388512785E-15,3242897241926.0947,0,false,0,1.6871197436231883E-11,1.6871197436231883E-11,1025831442.1174315,0,false,0,5.3351410752885934E-8,5.3351410752885934E-8,324396.38525062759,0,false,0,1.6871197436231863E-4,1.6871197436231863E-4]
[null,18,16,2356.7157551157948,null,356,17,17,2509.1860365179218,1,0.67009790046359763,0.67009790046359763,4.8089194806452034E+23,0,false,0,2.8841345841330697E-21,2.8841345841330697E-21,1.5175417181011899E+20,0,false,0,9.3557627714621257E-18,9.3557627714621257E-18,4.8026473106718608E+16,0,false,0,2.6975196323924431E-14,2.6975196323924431E-14,16646077041058.406,0,false,0,8.5275013191938381E-11,8.5275013191938381E-11,5265683104.557642,0,false,0,2.6966326918743208E-7,2.6966326918743208E-7,1665155.2047068672,0,false,0,8.5275013191938979E-4,8.5275013191938979E-4]
[null,18,17,2578.1801834645776,null,357,7,19,2519.2784309953395,1,6.3341158422061533E-2,6.3341158422061533E-2,4.7628207233340486E+22,0,false,0,2.6019220536017455E-22,2.6019220536017455E-22,1.502994419554425E+19,0,false,0,8.4403015092482148E-19,8.4403015092482148E-19,4756608678975772,0,false,0,2.4335673723961475E-15,2.4335673723961475E-15,1648650617097.2725,0,false,0,7.6930854290205999E-12,7.6930854290205999E-12,521520576.79144663,0,false,0,2.4327672189958804E-8,2.4327672189958804E-8,164919.28693057131,0,false,0,7.6930854290206051E-5,7.6930854290206051E-5]
[null,18,18,2813.0666983799538,null,358,8,19,2548.8473511153347,1,3.8785183177196439E-2,3.8785183177196439E-2,3.3401384288267597E+22,0,false,0,1.3910852347371E-22,1.3910852347371E-22,1.0540412311701801E+19,0,false,0,4.5125021289517754E-19,4.5125021289517754E-19,3335781958304761,0,false,0,1.3010765002710625E-15,1.3010765002710625E-15,1156189074028.5312,0,false,0,4.1130123537204433E-12,4.1130123537204433E-12,365739342.5351541,0,false,0,1.3006487082166772E-8,1.3006487082166772E-8,115656.9352343584,0,false,0,4.113012353720461E-5,4.113012353720461E-5]
[null,18,19,3061.3752998619225,null,359,14,18,2560.7452466893255,1,0.39963274853621333,0.39963274853621333,3.6330832783757575E+23,0,false,0,1.3577921709434378E-21,1.3577921709434378E-21,1.14648528894299E+20,0,false,0,4.4045036990233777E-18,4.4045036990233777E-18,3.6283447262039032E+16,0,false,0,1.2699376298105913E-14,1.2699376298105913E-14,12575919474598.781,0,false,0,4.014574976011971E-11,4.014574976011971E-11,3978162935.2270465,0,false,0,1.269520076171367E-7,1.269520076171367E-7,1258005.5778578329,0,false,0,4.014574976011966E-4,4.014574976011966E-4]
[null,18,20,3323.1059879104841,null,360,18,17,2578.1801834645776,1,0.17470799866505571,0.17470799866505571,1.7186594438180216E+23,0,false,0,5.4855763234652732E-22,5.4855763234652732E-22,5.4235414331631608E+19,0,false,0,1.7794506202808523E-18,1.7794506202808523E-18,1.7164178333687038E+16,0,false,0,5.130637768758122E-15,5.130637768758122E-15,5949140472050.3613,0,false,0,1.6219166606245359E-11,1.6219166606245359E-11,1881902167.8830183,0,false,0,5.1289508225478887E-8,5.1289508225478887E-8,595109.71841189091,0,false,0,1.621916660624543E-4,1.621916660624543E-4]
[null,19,1,718.33638750452042,null,361,9,19,2582.3587939179965,1,8.8967510027738922E-2,8.8967510027738922E-2,8.9183757845364856E+22,0,false,0,2.7413445083781212E-22,2.7413445083781212E-22,2.8143551509250494E+19,0,false,0,8.8925700750353203E-19,8.8925700750353203E-19,8906743739327311,0,false,0,2.5639686411249957E-15,2.5639686411249957E-15,3087096196723.707,0,false,0,8.1053148629629993E-12,8.1053148629629993E-12,976546620.87270451,0,false,0,2.5631256119778584E-8,2.5631256119778584E-8,308811.15632986778,0,false,0,8.1053148629630045E-5,8.1053148629630045E-5]
[null,19,2,738.46951735440985,null,362,15,18,2617.9118255879835,1,0.13249137583939624,0.13249137583939624,1.5569927602117384E+23,0,false,0,3.4823718223813664E-22,3.4823718223813664E-22,4.9133729061436121E+19,0,false,0,1.1296367663098234E-18,1.1296367663098234E-18,1.554962008131439E+16,0,false,0,3.2570485475412442E-15,3.2570485475412442E-15,5389531170810.3613,0,false,0,1.0296305336322175E-11,1.0296305336322175E-11,1704879964.0674214,0,false,0,3.2559776347324209E-8,3.2559776347324209E-8,539130.38236390555,0,false,0,1.0296305336322199E-4,1.0296305336322199E-4]
[null,19,3,772.024733770892,null,363,10,19,2619.812759403324,1,1.9997901152618725E-2,1.9997901152618725E-2,2.3700013549295399E+22,0,false,0,5.2120281627198166E-23,5.2120281627198166E-23,7.4789689087898839E+18,0,false,0,1.6907151045187279E-19,1.6907151045187279E-19,2366910213271834.5,0,false,0,4.8747892594426796E-16,4.8747892594426796E-16,820376080330.55884,0,false,0,1.5410368599920377E-12,1.5410368599920377E-12,259511022.02187052,0,false,0,4.8731864358488661E-9,4.8731864358488661E-9,82064.590750722535,0,false,0,1.5410368599920416E-5,1.5410368599920416E-5]
[null,19,4,819.00203675396722,null,364,19,17,2651.1168530939003,1,0.78553189446229532,0.78553189446229532,1.0688233868679295E+24,0,false,0,1.7832334886662267E-21,1.7832334886662267E-21,3.3728659533235945E+20,0,false,0,5.7845807813100802E-18,5.7845807813100802E-18,1.0674293435738248E+17,0,false,0,1.6678512061401277E-14,1.6678512061401277E-14,36997326556819.906,0,false,0,5.2724744575686304E-11,5.2724744575686304E-11,11703429996.360312,0,false,0,1.6673028190977588E-7,1.6673028190977588E-7,3700949.5224834895,0,false,0,5.2724744575686014E-4,5.2724744575686014E-4]
[null,19,5,879.40142630363528,null,365,11,19,2661.2092475713175,1,7.5754390884501213E-2,7.5754390884501213E-2,1.077298000485641E+23,0,false,0,1.6453802519048773E-22,1.6453802519048773E-22,3.3996091328703234E+19,0,false,0,5.3374025575500916E-19,5.3374025575500916E-19,1.0758929039357438E+16,0,false,0,1.5389176207941695E-15,1.5389176207941695E-15,3729067534700.3232,0,false,0,4.8648847199729056E-12,4.8648847199729056E-12,1179622553.9983118,0,false,0,1.538411626926488E-8,1.538411626926488E-8,373029.40499396151,0,false,0,4.8648847199729166E-5,4.8648847199729166E-5]
[null,19,6,953.2229024198964,null,366,16,18,2679.0209271693075,1,0.31209234511801914,0.31209234511801914,4.7961726177292829E+23,0,false,0,6.2727494516893982E-22,6.2727494516893982E-22,1.5135192144332177E+20,0,false,0,2.0347994895135942E-18,2.0347994895135942E-18,4.7899170732143864E+16,0,false,0,5.8668776721101367E-15,5.8668776721101367E-15,16601953769087.6,0,false,0,1.8546596098022437E-11,1.8546596098022437E-11,5251725511.5967283,0,false,0,5.864948651294209E-8,5.864948651294209E-8,1660741.426265877,0,false,0,1.8546596098022351E-4,1.8546596098022351E-4]
[null,19,7,1040.4664651027504,null,367,1,20,2686.3885746599153,1,0.52543841187773321,0.52543841187773321,8.3368315733346549E+23,0,false,0,1.0228904466865143E-21,1.0228904466865143E-21,2.6308383328599818E+20,0,false,0,3.3181254484594045E-18,3.3181254484594045E-18,8.325958023698912E+16,0,false,0,9.5670537599164952E-15,9.5670537599164952E-15,28857946407003.805,0,false,0,3.0243733012660284E-11,3.0243733012660284E-11,9128685422.5641594,0,false,0,9.5639081266032246E-8,9.5639081266032246E-8,2886743.7978479327,0,false,0,3.0243733012660283E-4,3.0243733012660283E-4]
[null,19,8,1141.1321143521973,null,368,2,20,2692.302358683914,1,0.34717044981817402,0.34717044981817402,5.6510025788016709E+23,0,false,0,6.5878926248324707E-22,6.5878926248324707E-22,1.7832763049878359E+20,0,false,0,2.1370278939436164E-18,2.1370278939436164E-18,5.6436320980031232E+16,0,false,0,6.1616298314736465E-15,6.1616298314736465E-15,19560948080863.105,0,false,0,1.9478377797634242E-11,1.9478377797634242E-11,6187749435.7662582,0,false,0,6.1596038965778546E-8,6.1596038965778546E-8,1956738.1807443125,0,false,0,1.9478377797634309E-4,1.9478377797634309E-4]
[null,19,9,1255.2198501682369,null,369,3,20,2702.1586653905797,1,0.29605411392313402,0.29605411392313402,5.0281204618675178E+23,0,false,0,5.3842230155187394E-22,5.3842230155187394E-22,1.5867145613963218E+20,0,false,0,1.7465729067903861E-18,1.7465729067903861E-18,5.0215623927815488E+16,0,false,0,5.035842422002255E-15,5.035842422002255E-15,17404841340520.559,0,false,0,1.5919495962589114E-11,1.5919495962589114E-11,5505704362.5492468,0,false,0,5.0341866443636297E-8,5.0341866443636297E-8,1741056.5909181063,0,false,0,1.5919495962589126E-4,1.5919495962589126E-4]
[null,19,10,1382.7296725508697,null,370,12,19,2706.5482584219772,1,7.0050743435481774E-2,7.0050743435481774E-2,1.2123928071087311E+23,0,false,0,1.2501688098570374E-22,1.2501688098570374E-22,3.8259252851255296E+19,0,false,0,4.0553873157133679E-19,4.0553873157133679E-19,1.210811509315909E+16,0,false,0,1.1692779272322939E-15,1.1692779272322939E-15,4196698271281.7651,0,false,0,3.696365708424584E-12,3.696365708424584E-12,1327549015.1528149,0,false,0,1.1688934703563657E-8,1.1688934703563657E-8,419807.8593396233,0,false,0,3.6963657084246055E-5,3.6963657084246055E-5]
[null,19,11,1523.6615815000951,null,371,4,20,2715.957494779911,1,0.5427808916469532,0.5427808916469532,9.7809021806445992E+23,0,false,0,9.3037214214418678E-22,9.3037214214418678E-22,3.0865409910759483E+20,0,false,0,3.0180079317256941E-18,3.0180079317256941E-18,9.7681451608574688E+16,0,false,0,8.7017337286267624E-15,8.7017337286267624E-15,33856597492503.91,0,false,0,2.7508250527291469E-11,2.7508250527291469E-11,10709917595.260128,0,false,0,8.6988726112768723E-8,8.6988726112768723E-8,3386773.3153735283,0,false,0,2.7508250527291488E-4,2.7508250527291488E-4]
[null,19,12,1678.0155770159135,null,372,20,17,2727.9960454058878,1,0.3443127942237138,0.3443127942237138,6.5319042076420648E+23,0,false,0,5.6059991537731548E-22,5.6059991537731548E-22,2.0612607829332168E+20,0,false,0,1.8185142423055108E-18,1.8185142423055108E-18,6.5233847858457936E+16,0,false,0,5.2432687641114562E-15,5.2432687641114562E-15,22610189482863.871,0,false,0,1.6575219978359594E-11,1.6575219978359594E-11,7152321382.2151756,0,false,0,5.2415447849943157E-8,5.2415447849943157E-8,2261762.612532367,0,false,0,1.6575219978359648E-4,1.6575219978359648E-4]
[null,19,13,1845.7916590983248,null,373,5,20,2733.698846851908,1,6.2574950960744946E-2,6.2574950960744946E-2,1.2162751894110434E+23,0,false,0,9.9438760310383691E-23,9.9438760310383691E-23,3.8381768462777803E+19,0,false,0,3.2256658786673412E-19,3.2256658786673412E-19,1.214688827910709E+16,0,false,0,9.300467794870913E-16,9.300467794870913E-16,4210137139444.8042,0,false,0,2.9400991354246914E-12,2.9400991354246914E-12,1331800156.1787579,0,false,0,9.2974098146338859E-9,9.2974098146338859E-9,421152.18816928437,0,false,0,2.9400991354247008E-5,2.9400991354247008E-5]
[null,19,14,2026.9898277473292,null,374,17,18,2744.0725514332976,1,0.33869868270953818,0.33869868270953818,6.8797064698947354E+23,0,false,0,5.1504315461654065E-22,5.1504315461654065E-22,2.1710160917385921E+20,0,false,0,1.6707339519338995E-18,1.6707339519338995E-18,6.8707334171082784E+16,0,false,0,4.8171781883926393E-15,4.8171781883926393E-15,23814107177018.23,0,false,0,1.5228246298202899E-11,1.5228246298202899E-11,7533158803.8941727,0,false,0,4.8155943072349117E-8,4.8155943072349117E-8,2382193.9796055239,0,false,0,1.5228246298202924E-4,1.5228246298202924E-4]
[null,19,15,2221.6100829629268,null,375,6,20,2755.3827216065711,1,0.50143603869880715,0.50143603869880715,1.0684182148497352E+24,0,false,0,7.2690275963597801E-22,7.2690275963597801E-22,3.3715873595706907E+20,0,false,0,2.3579793448229703E-18,2.3579793448229703E-18,1.0670247000127485E+17,0,false,0,6.7986926676229392E-15,6.7986926676229392E-15,36983301525506.836,0,false,0,2.1492284984976596E-11,2.1492284984976596E-11,11698993433.304571,0,false,0,6.7964572673964048E-8,6.7964572673964048E-8,3699546.5580595471,0,false,0,2.1492284984976704E-4,2.1492284984976704E-4]
[null,19,16,2429.6524247451166,null,376,13,19,2755.8297919553029,1,2.9470092746335094E-2,2.9470092746335094E-2,6.2910981895259704E+22,0,false,0,4.2640575246849618E-23,4.2640575246849618E-23,1.9852700785906328E+19,0,false,0,1.3832055849367258E-19,1.3832055849367258E-19,6282892845826235,0,false,0,3.9881560832036771E-16,3.9881560832036771E-16,2177663933804.5647,0,false,0,1.2607510192801697E-12,1.2607510192801697E-12,688864298.49841475,0,false,0,3.9868447833041953E-9,3.9868447833041953E-9,217838.01820290906,0,false,0,1.2607510192801705E-5,1.2607510192801705E-5]
[null,19,17,2651.1168530939003,null,377,7,20,2781.0091190439011,1,0.39388642567382143,0.39388642567382143,9.3463467356363099E+23,0,false,0,5.1272754911833401E-22,5.1272754911833401E-22,2.9494091427923237E+20,0,false,0,1.6632224246172705E-18,1.6632224246172705E-18,9.3341564971447632E+16,0,false,0,4.795520422050327E-15,4.795520422050327E-15,32352383615492.125,0,false,0,1.5159780946241434E-11,1.5159780946241434E-11,10234086948.899109,0,false,0,4.7939436619345386E-8,4.7939436619345386E-8,3236302.4530724529,0,false,0,1.5159780946241431E-4,1.5159780946241431E-4]
[null,19,18,2886.0033680092756,null,378,14,19,2809.0538481712947,1,8.9522379166043983E-2,8.9522379166043983E-2,2.3870845837089069E+23,0,false,0,1.0370075931543904E-22,1.0370075931543904E-22,7.5328781340469199E+19,0,false,0,3.3639196614237306E-19,3.3639196614237306E-19,2.3839711607643252E+16,0,false,0,9.6990908706671419E-16,9.6990908706671419E-16,8262894407749.4697,0,false,0,3.0661133732413164E-12,3.0661133732413164E-12,2613816058.300787,0,false,0,9.6959018237445104E-9,9.6959018237445104E-9,826561.21289539605,0,false,0,3.0661133732413202E-5,3.0661133732413202E-5]
[null,19,19,3134.3119694912443,null,379,8,20,2810.5780391638964,1,0.241185313804577,0.241185313804577,6.4718155021419159E+23,0,false,0,2.7762725810415209E-22,2.7762725810415209E-22,2.0422987026259503E+20,0,false,0,9.005872264087361E-19,9.005872264087361E-19,6.4633744527484032E+16,0,false,0,2.5966367288936499E-15,2.5966367288936499E-15,22402192400550.746,0,false,0,8.2085864603955744E-12,8.2085864603955744E-12,7086525295.8801174,0,false,0,2.595782958526952E-8,2.595782958526952E-8,2240956.0631379844,0,false,0,8.2085864603955865E-5,8.2085864603955865E-5]
[null,19,20,3396.042657539806,null,380,18,18,2813.0666983799538,1,8.8305557987475969E-2,8.8305557987475969E-2,2.3940455469917909E+23,0,false,0,1.0060745957227259E-22,1.0060745957227259E-22,7.5548447155680166E+19,0,false,0,3.2635769841530176E-19,3.2635769841530176E-19,2.3909230450129304E+16,0,false,0,9.4097757730994526E-16,9.4097757730994526E-16,8286989785422.875,0,false,0,2.9746539878657571E-12,2.9746539878657571E-12,2621438191.9001832,0,false,0,9.4066818525586861E-9,9.4066818525586861E-9,828971.54317581211,0,false,0,2.9746539878657621E-5,2.9746539878657621E-5]
[null,20,1,795.21557981650847,null,381,9,20,2844.0894819665582,1,0.55324366334482056,0.55324366334482056,1.7038904014894823E+24,0,false,0,5.548527637041649E-22,5.548527637041649E-22,5.3769350427666861E+20,0,false,0,1.799871219208954E-18,1.799871219208954E-18,1.7016680539835398E+17,0,false,0,5.189515882557487E-15,5.189515882557487E-15,58980174250927.641,0,false,0,1.6405294331532916E-11,1.6405294331532916E-11,18657303236.728764,0,false,0,5.1878095773093241E-8,5.1878095773093241E-8,5899957.3224494858,0,false,0,1.6405294331532869E-4,1.6405294331532869E-4]
[null,20,2,815.34870966639789,null,382,15,19,2866.2204270699526,1,2.9679607658706357E-2,2.9679607658706357E-2,1.000282894662256E+23,0,false,0,2.7200693841439297E-23,2.7200693841439297E-23,3.1565740051636888E+19,0,false,0,8.823556300031997E-20,8.823556300031997E-20,9989782472540458,0,false,0,2.5440701018477107E-16,2.5440701018477107E-16,3462479709717.8062,0,false,0,8.0424108462879989E-13,8.0424108462879989E-13,1095292354.0101333,0,false,0,2.5432336153112463E-9,2.5432336153112463E-9,346361.85424394603,0,false,0,8.0424108462880344E-6,8.0424108462880344E-6]
[null,20,3,848.90392608288005,null,383,10,20,2881.5434474518852,1,0.12435676899840031,0.12435676899840031,4.4591989050076436E+23,0,false,0,1.0711949784847349E-22,1.0711949784847349E-22,1.4071810507320713E+20,0,false,0,3.4748191557423744E-19,3.4748191557423744E-19,4.4533828680393456E+16,0,false,0,1.0018844129117978E-15,1.0018844129117978E-15,15435519104221.199,0,false,0,3.1671949854199316E-12,3.1671949854199316E-12,4882745163.1214085,0,false,0,1.0015549947790751E-8,1.0015549947790751E-8,1544059.5949634009,0,false,0,3.1671949854199278E-5,3.1671949854199278E-5]
[null,20,4,895.88122906595538,null,384,19,18,2886.0033680092756,1,0.39704439858211549,0.39704439858211549,1.4495584315412379E+24,0,false,0,3.3591464145762416E-22,3.3591464145762416E-22,4.5743444063530739E+20,0,false,0,1.0896640240812311E-18,1.0896640240812311E-18,1.447667803738992E+17,0,false,0,3.1417963125752958E-15,3.1417963125752958E-15,50176471916543.359,0,false,0,9.9319656021789929E-12,9.9319656021789929E-12,15872412446.821999,0,false,0,3.1407632945331479E-8,3.1407632945331479E-8,5019297.5293563623,0,false,0,9.931965602178998E-5,9.931965602178998E-5]
[null,20,5,{"$f":"3.1416/2*SQRT($H$2/$I$2)*(B394^2/$C$2^2+C394^2/$D$2^2)","v":956.28061861562344},null,385,11,20,2922.9399356198787,1,{"$f":"ABS(SIN(G394*3.1416*$J$2/$C$2)*SIN(H394*3.1416*$K$2/$D$2))*(1/F394^$M$2)+(1-1/F394^$M$2)","v":0.47107800043330128},{"$f":"$J394*$K394","v":0.47107800043330128},{"$f":"10^(LOG10($I394/22.27)/LOG10(2)*70/20)*$L394","v":1.9939059735435699E+24},{"$f":"IF($I394<22.27,M394,0)","v":0},{"$f":"AND($I394>22.27,$I394<44.45)","v":false},{"$f":"IF($O394=TRUE,$L394,0)","v":0},{"$f":"10^(LOG10(44.45/$I394)/LOG10(2)*70/20)*$L394","v":3.4376961256543391E-22},{"$f":"IF($I394>44.45,Q394,0)","v":3.4376961256543391E-22},{"$f":"10^(LOG10($I394/44.548)/LOG10(2)*70/20)*$L394","v":6.2921317543407609E+20},{"$f":"IF($I394<44.528,S394,0)","v":0},{"$f":"AND($I394>44.548,$I394<89.095)","v":false},{"$f":"IF($U394=TRUE,$L394,0)","v":0},{"$f":"10^(LOG10(89.095/$I394)/LOG10(2)*70/20)*$L394","v":1.1151445431477398E-18},{"$f":"IF($I394>89.095,W394,0)","v":1.1151445431477398E-18},{"$f":"10^(LOG10($I394/89.09)/LOG10(2)*70/20)*$L394","v":1.9913053649812528E+17},{"$f":"IF($I394<89.09,Y394,0)","v":0},{"$f":"AND($I394>89.09,$I394<176.78)","v":false},{"$f":"IF($AA394=TRUE,$L394,0)","v":0},{"$f":"10^(LOG10(176.78/$I394)/LOG10(2)*70/20)*$L394","v":3.2152635456640776E-15},{"$f":"IF($I394>176.78,AC394,0)","v":3.2152635456640776E-15},{"$f":"10^(LOG10($I394/176.78)/LOG10(2)*70/20)*$L394","v":69019064639817.383},{"$f":"IF($I394<176.78,AE394,0)","v":0},{"$f":"AND($I394>176.78,$I394<353.55)","v":false},{"$f":"IF($AG394=TRUE,$L394,0)","v":0},{"$f":"10^(LOG10(353.55/$I394)/LOG10(2)*70/20)*$L394","v":1.0164213004406861E-11},{"$f":"IF($I394>353.55,AI394,0)","v":1.0164213004406861E-11},{"$f":"10^(LOG10($I394/353.55)/LOG10(2)*70/20)*$L394","v":21832923256.923359},{"$f":"IF($I394<353.55,AK394,0)","v":0},{"$f":"AND($I394>353.55,$I394<707.1)","v":false},{"$f":"IF($AM394=TRUE,$L394,0)","v":0},{"$f":"10^(LOG10(707.1/$I394)/LOG10(2)*70/20)*$L394","v":3.214206371702881E-8},{"$f":"IF($I394>707.1,AO394,0)","v":3.214206371702881E-8},{"$f":"10^(LOG10($I394/707.1)/LOG10(2)*70/20)*$L394","v":6904176.5471539246},{"$f":"IF($I394<707.1,AQ394,0)","v":0},{"$f":"AND($I394>707.1,$I394<1414.2)","v":false},{"$f":"IF($AS394=TRUE,$L394,0)","v":0},{"$f":"10^(LOG10(1414.2/$I394)/LOG10(2)*70/20)*$L394","v":1.0164213004406905E-4},{"$f":"IF($I394>1414.2,AU394,0)","v":1.0164213004406905E-4}]
[null,20,6,1030.1020947318843,null,386,16,19,2927.3295286512766,{"$f":"IF(ABS(I395-I394)>0.0001,1,$L$2)","v":1},6.9912311633147858E-2,6.9912311633147858E-2,3.0112230647505974E+23,0,false,0,5.0136141727817247E-23,5.0136141727817247E-23,9.5024602546567283E+19,0,false,0,1.6263521503551987E-19,1.6263521503551987E-19,3.0072955914448412E+16,0,false,0,4.6892134419534806E-16,4.6892134419534806E-16,10423350053040.453,0,false,0,1.4823719290886182E-12,1.4823719290886182E-12,3297236828.3413343,0,false,0,4.6876716354176362E-9,4.6876716354176362E-9,1042677.8362548258,0,false,0,1.4823719290886193E-5,1.4823719290886193E-5]
[null,20,7,1117.3456574147383,null,387,20,18,2962.882560321264,1,0.1740317194889455,0.1740317194889455,8.6253092229832657E+23,0,false,0,1.0845976568083883E-22,1.0845976568083883E-22,2.7218726847229297E+20,0,false,0,3.5182957256598219E-19,3.5182957256598219E-19,8.6140594181701616E+16,0,false,0,1.014419884766557E-15,1.014419884766557E-15,29856511926763.746,0,false,0,3.2068225942404486E-12,3.2068225942404486E-12,9444563426.3259392,0,false,0,1.0140863449889728E-8,1.0140863449889728E-8,2986633.1933113993,0,false,0,3.2068225942404508E-5,3.2068225942404508E-5]
[null,20,8,1218.0113066641852,null,388,12,20,2968.2789464705384,1,0.43560991991560433,0.43560991991560433,2.2051205710055724E+24,0,false,0,2.6579676745474012E-22,2.6579676745474012E-22,6.9586577055665776E+20,0,false,0,8.6221063171208092E-19,8.6221063171208092E-19,2.2022444797986541E+17,0,false,0,2.4859866192795335E-15,2.4859866192795335E-15,76330258923063.953,0,false,0,7.8587951393713512E-12,7.8587951393713512E-12,24145686325.150646,0,false,0,2.4851692305073836E-8,2.4851692305073836E-8,7635536.4455457116,0,false,0,7.8587951393713158E-5,7.8587951393713158E-5]
[null,20,9,1332.0990424802249,null,389,17,19,2992.3811529152667,1,7.5872440403405295E-2,7.5872440403405295E-2,4.2194329201132796E+23,0,false,0,4.2140582326177257E-23,4.2140582326177257E-23,1.3315185477263027E+20,0,false,0,1.366986455708315E-19,1.366986455708315E-19,4.2139296047485096E+16,0,false,0,3.9413919437287247E-16,3.9413919437287247E-16,14605569034888.404,0,false,0,1.2459677622363537E-12,1.2459677622363537E-12,4620205584.1604404,0,false,0,3.9400960198100154E-9,3.9400960198100154E-9,1461037.2904175778,0,false,0,1.2459677622363566E-5,1.2459677622363566E-5]
[null,20,10,1459.6088648628577,null,390,13,20,3017.5604800038645,1,0.18325950748774053,0.18325950748774053,1.1234328775011007E+24,0,false,0,9.2336288505586141E-23,9.2336288505586141E-23,3.5451961006127029E+20,0,false,0,2.9952708004963589E-19,2.9952708004963589E-19,1.1219676082260195E+17,0,false,0,8.6361764252046665E-16,8.6361764252046665E-16,38887634331594.062,0,false,0,2.7301008294574359E-12,2.7301008294574359E-12,12301394410.888304,0,false,0,8.6333368630003999E-9,8.6333368630003999E-9,3890042.4734472302,0,false,0,2.7301008294574376E-5,2.7301008294574376E-5]
[null,20,11,1600.5407738120832,null,391,18,19,3061.3752998619225,1,1.978147104705448E-2,1.978147104705448E-2,1.4339351479167246E+23,0,false,0,8.4289634883911743E-24,8.4289634883911743E-24,4.5250423026905678E+19,0,false,0,2.7342476748673546E-20,2.7342476748673546E-20,1.4320648972264012E+16,0,false,0,7.8835761048539274E-17,7.8835761048539274E-17,4963567188049.6465,0,false,0,2.4921859632392542E-13,2.4921859632392542E-13,1570134021.1259689,0,false,0,7.8809839965366693E-10,7.8809839965366693E-10,496519.97384770226,0,false,0,2.4921859632392517E-6,2.4921859632392517E-6]
[null,20,12,1754.8947693279017,null,392,14,20,3070.7845362198564,1,0.55669411210591502,0.55669411210591502,4.1819934403257366E+24,0,false,0,2.2889506112195679E-22,2.2889506112195679E-22,1.3197038411772912E+21,0,false,0,7.4250622810656296E-19,7.4250622810656296E-19,4.1765389564670624E+17,0,false,0,2.140846424196058E-15,2.140846424196058E-15,144759722580180.62,0,false,0,6.7677248711372303E-12,6.7677248711372303E-12,45792100056.41333,0,false,0,2.1401425170163235E-8,2.1401425170163235E-8,14480733.502059126,0,false,0,6.7677248711372348E-5,6.7677248711372348E-5]
[null,20,13,1922.6708514103129,null,393,15,20,3127.9511151185143,1,0.18456237409162216,0.18456237409162216,1.718095336896643E+24,0,false,0,6.1238647469873881E-23,6.1238647469873881E-23,5.4217612915114987E+20,0,false,0,1.986503200389157E-19,1.986503200389157E-19,1.7158544621997814E+17,0,false,0,5.7276263985718776E-16,5.7276263985718776E-16,59471878156768.734,0,false,0,1.8106389693391207E-12,1.8106389693391207E-12,18812844806.255829,0,false,0,5.7257431633714328E-9,5.7257431633714328E-9,5949143.8855037186,0,false,0,1.810638969339125E-5,1.810638969339125E-5]
[null,20,14,2103.8690200593173,null,394,19,19,3134.3119694912443,1,8.8942558701244998E-2,8.8942558701244998E-2,8.4775736730738707E+23,0,false,0,2.8822667968768192E-23,2.8822667968768192E-23,2.6752520538022737E+20,0,false,0,9.3497039091007181E-20,9.3497039091007181E-20,8.466516556552568E+16,0,false,0,2.6957726983830066E-16,2.6957726983830066E-16,29345125251359.078,0,false,0,8.5219788451806573E-13,8.5219788451806573E-13,9282795571.3573608,0,false,0,2.6948863322542375E-9,2.6948863322542375E-9,2935477.7059213282,0,false,0,8.5219788451806629E-6,8.5219788451806629E-6]
[null,20,15,2298.4892752749147,null,395,16,20,3189.0602166998383,1,0.43474908299409487,0.43474908299409487,5.0680346166568036E+24,0,false,0,1.1519252283750297E-22,1.1519252283750297E-22,1.5993101965029763E+21,0,false,0,3.7366977347135982E-19,3.7366977347135982E-19,5.0614244883994995E+17,0,false,0,1.0773910952993326E-15,1.0773910952993326E-15,175430042060719.34,0,false,0,3.4058895720823198E-12,3.4058895720823198E-12,55494096671.093758,0,false,0,1.0770368506796346E-8,1.0770368506796346E-8,17548774.217422448,0,false,0,3.4058895720823276E-5,3.4058895720823276E-5]
[null,20,16,2506.531617057105,null,396,20,19,3211.1911618032327,1,3.8985127310196405E-2,3.8985127310196405E-2,4.9251571950070475E+23,0,false,0,9.5315675602272241E-24,9.5315675602272241E-24,1.5542226360227158E+20,0,false,0,3.0919182975802115E-20,3.0919182975802115E-20,4.9187334186895504E+16,0,false,0,8.9148373181470658E-17,8.9148373181470658E-17,17048433943919.885,0,false,0,2.8181921672790076E-13,2.8181921672790076E-13,5392961378.0015659,0,false,0,8.9119061326479009E-10,8.9119061326479009E-10,1705404.1287805256,0,false,0,2.8181921672790195E-6,2.8181921672790195E-6]
[null,20,17,2727.9960454058878,null,397,17,20,3254.1118409638284,1,0.47181209030806814,0.47181209030806814,6.9555856441527739E+24,0,false,0,9.8853247680698429E-23,9.8853247680698429E-23,2.1949611407116552E+21,0,false,0,3.2066725997365313E-19,3.2066725997365313E-19,6.9465136237956314E+17,0,false,0,9.2457050309457892E-16,9.2457050309457892E-16,240767629743534.12,0,false,0,2.9227873228985929E-12,2.9227873228985929E-12,76162451785.956406,0,false,0,9.24266505662555E-9,9.24266505662555E-9,24084681.982638072,0,false,0,2.9227873228985943E-5,2.9227873228985943E-5]
[null,20,18,2962.882560321264,null,398,18,20,3323.1059879104841,1,0.12301090032765594,0.12301090032765594,2.3144504310580812E+24,0,false,0,2.0194161432055886E-23,2.0194161432055886E-23,7.3036678982544746E+20,0,false,0,6.5507270280077795E-20,6.5507270280077795E-20,2.3114317432724157E+17,0,false,0,1.888751905766131E-16,1.888751905766131E-16,80114712542315.953,0,false,0,5.9707941231055401E-13,5.9707941231055401E-13,25342829257.61002,0,false,0,1.888130886896127E-9,1.888130886896127E-9,8014106.280680187,0,false,0,5.9707941231055433E-6,5.9707941231055433E-6]
[null,20,19,3211.1911618032327,null,399,19,20,3396.042657539806,1,0.55308850374475405,0.55308850374475405,1.3394511347356915E+25,0,false,0,7.0542184063734697E-23,7.0542184063734697E-23,4.2268808710572149E+21,0,false,0,2.2882979979919784E-19,2.2882979979919784E-19,1.3377041175061645E+18,0,false,0,6.5977824845841518E-16,6.5977824845841518E-16,463651073204320.19,0,false,0,2.0857160098273611E-12,2.0857160098273611E-12,146667567172.73862,0,false,0,6.5956131433326082E-9,6.5956131433326082E-9,46380357.114159554,0,false,0,2.0857160098273696E-5,2.0857160098273696E-5]
[null,20,20,3472.9218498517944,null,400,20,20,16116.754532482057,1,0.24242866460275847,0.24242866460275847,4.2848724862207181E+32,0,false,0,4.2365910989962371E-31,4.2365910989962371E-31,1.35216918909846E+29,0,false,0,1.3742958286328126E-27,1.3742958286328126E-27,4.2792838194410298E+25,0,false,0,3.9624668442428776E-24,3.9624668442428776E-24,1.4832088123706805E+22,0,false,0,1.252630039677395E-20,1.252630039677395E-20,4.6918607696980449E+18,0,false,0,3.9611639909276656E-17,3.9611639909276656E-17,1483696649663651.5,0,false,0,1.2526300396773915E-13,1.2526300396773915E-13]

{"sheet":"計算表s-4","index":10,"n_rows":409,"n_cols":48,"rows_kept":409,"cut":false,"hidden":true,"merged":[[8,44,8,45],[8,46,8,47],[8,36,8,37],[8,38,8,39],[8,40,8,41],[8,42,8,43],[8,24,8,25],[8,26,8,27],[8,28,8,29],[8,30,8,31],[8,32,8,33],[8,34,8,35],[8,12,8,13],[8,14,8,15],[8,16,8,17],[8,18,8,19],[8,20,8,21],[8,22,8,23],[7,12,7,17],[7,18,7,23],[7,24,7,29],[7,30,7,35],[7,36,7,41],[7,42,7,47]]}
[null,"ヤング率","辺長ｘ","辺長ｙ","板厚","ポアソン比","密度","曲げ剛性","面密度","加振点ｘ","加振点ｙ","縮退重み","周波数重み"]
[null,24000000000,{"$f":"床衝撃音計算シート!E17","v":12.27},{"$f":"床衝撃音計算シート!G17","v":6.65},{"$f":"(床衝撃音計算シート!N17)/1000","v":0.2},0.16,2300,{"$f":"B2*E2^3/12/(1-F2^2)","v":16420361.24794746},{"$f":"G2*E2","v":460},{"$f":"'計算表（参考）'!D33","v":3.91},{"$f":"'計算表（参考）'!F33","v":4.2949999999999999},1,0]
[]
[null,"周波数","31.5Hz","63Hz","125Hz","250Hz","500Hz","1000Hz","(2000Hz)","(4000Hz)"]
[null,"モード数１",{"$f":"M8","v":2.3957526648958849},{"$f":"S8","v":3.5528821288917252},{"$f":"Y8","v":9.8202080307401154},{"$f":"AE8","v":19.709621276918092},{"$f":"AK8","v":40.947530995064838},{"$f":"AQ8","v":57.628356286534824},{"$f":"H6*I7/H7","v":75.455569726216183},{"$f":"H6*J7/H7","v":152.18366005947496}]
[null,"モード数２",{"$f":"C5*($D$7^2+$C$7^2)/2/$D$7^2","v":1.5497332950948204},{"$f":"D5*($D$7^2+$C$7^2)/2/$D$7^2","v":2.2982421388353771},6.3523683279120435,12.749503224648054,26.487605780347476,37.277880887888358,48.809716636649469,98.442584837450013]
[null,null,{"$f":"MIN(C2,D2)","v":6.65},{"$f":"MAX(C2,D2)","v":12.27},null,null,null,{"$f":"0.354*SQRT(I2/H2)*C2*D2*1000-0.139*SQRT(SQRT(I2/H2*1000^2))*(C2+D2)","v":146.83189914920305},{"$f":"0.354*SQRT(I2/H2)*C2*D2*2000-0.139*SQRT(SQRT(I2/H2*2000^2))*(C2+D2)","v":297.20800486502736},{"$f":"0.354*SQRT(I2/H2)*C2*D2*4000-0.139*SQRT(SQRT(I2/H2*4000^2))*(C2+D2)","v":599.42827472442218}]
[null,null,null,null,null,null,null,null,null,null,null,null,{"$f":"M9+O9+Q9","v":2.3957526648958849},null,null,null,null,null,{"$f":"S9+U9+W9","v":3.5528821288917252},null,null,null,null,null,{"$f":"Y9+AA9+AC9","v":9.8202080307401154},null,null,null,null,null,{"$f":"AE9+AG9+AI9","v":19.709621276918092},null,null,null,null,null,{"$f":"AK9+AM9+AO9","v":40.947530995064838},null,null,null,null,null,{"$f":"AQ9+AS9+AU9","v":57.628356286534824}]
[null,"m","n","fi",null,"No.","m","n","fi","縮退ﾁｪｯｸ","周波数重み","重み",{"$f":"SUM(N10:N409)","v":6.0063399800803869E-3},null,{"$f":"SUM(P10:P409)","v":2.1938568536395451},null,{"$f":"SUM(R10:R409)","v":0.19588947127625933},null,{"$f":"SUM(T10:T409)","v":0.16003822809206172},null,{"$f":"SUM(V10:V409)","v":2.9429829347403595},null,{"$f":"SUM(X10:X409)","v":0.44986096605930403},null,{"$f":"SUM(Z10:Z409)","v":0.19664076039122544},null,{"$f":"SUM(AB10:AB409)","v":8.5221049252195282},null,{"$f":"SUM(AD10:AD409)","v":1.1014623451293617},null,{"$f":"SUM(AF10:AF409)","v":1.5874176361053536},null,{"$f":"SUM(AH10:AH409)","v":15.022836534957195},null,{"$f":"SUM(AJ10:AJ409)","v":3.0993671058555425},null,{"$f":"SUM(AL10:AL409)","v":2.8596377745250803},null,{"$f":"SUM(AN10:AN409)","v":32.270047456866301},null,{"$f":"SUM(AP10:AP409)","v":5.8178457636734509},null,{"$f":"SUM(AR10:AR409)","v":5.5677278969597319},null,{"$f":"SUM(AT10:AT409)","v":46.435163107438633},null,{"$f":"SUM(AV10:AV409)","v":5.6254652821364619}]
[null,1,1,{"$f":"3.1416/2*SQRT($H$2/$I$2)*(B10^2/$C$2^2+C10^2/$D$2^2)","v":8.6823046246294862},null,1,1,1,8.6823046246294862,{"$f":"1","v":1},{"$f":"ABS(SIN(G10*3.1416*$J$2/$C$2)*SIN(H10*3.1416*$K$2/$D$2))*(1/F10^$M$2)+(1-1/F10^$M$2)","v":0.75519281472684885},{"$f":"$J10*$K10","v":0.75519281472684885},{"$f":"10^(LOG10($I10/22.27)/LOG10(2)*70/20)*$L10","v":1.3235099440276645E-5},{"$f":"IF($I10<22.27,M10,0)","v":1.3235099440276645E-5},{"$f":"AND($I10>22.27,$I10<44.45)","v":false},{"$f":"IF($O10=TRUE,$L10,0)","v":0},{"$f":"10^(LOG10(44.45/$I10)/LOG10(2)*70/20)*$L10","v":133099064.5066741},{"$f":"IF($I10>44.45,Q10,0)","v":0},{"$f":"10^(LOG10($I10/44.548)/LOG10(2)*70/20)*$L10","v":4.176575553962657E-9},{"$f":"IF($I10<44.528,S10,0)","v":4.176575553962657E-9},{"$f":"AND($I10>44.548,$I10<89.095)","v":false},{"$f":"IF($U10=TRUE,$L10,0)","v":0},{"$f":"10^(LOG10(89.095/$I10)/LOG10(2)*70/20)*$L10","v":431756298571.71729},{"$f":"IF($I10>89.095,W10,0)","v":0},{"$f":"10^(LOG10($I10/89.09)/LOG10(2)*70/20)*$L10","v":1.3217837185494198E-12},{"$f":"IF($I10<89.09,Y10,0)","v":1.3217837185494198E-12},{"$f":"AND($I10>89.09,$I10<176.78)","v":false},{"$f":"IF($AA10=TRUE,$L10,0)","v":0},{"$f":"10^(LOG10(176.78/$I10)/LOG10(2)*70/20)*$L10","v":1244870269005648.2},{"$f":"IF($I10>176.78,AC10,0)","v":0},{"$f":"10^(LOG10($I10/176.78)/LOG10(2)*70/20)*$L10","v":4.5813302929196466E-16},{"$f":"IF($I10<176.78,AE10,0)","v":4.5813302929196466E-16},{"$f":"AND($I10>176.78,$I10<353.55)","v":false},{"$f":"IF($AG10=TRUE,$L10,0)","v":0},{"$f":"10^(LOG10(353.55/$I10)/LOG10(2)*70/20)*$L10","v":3.9353310847846548E+18},{"$f":"IF($I10>353.55,AI10,0)","v":0},{"$f":"10^(LOG10($I10/353.55)/LOG10(2)*70/20)*$L10","v":1.4492203454497118E-19},{"$f":"IF($I10<353.55,AK10,0)","v":1.4492203454497118E-19},{"$f":"AND($I10>353.55,$I10<707.1)","v":false},{"$f":"IF($AM10=TRUE,$L10,0)","v":0},{"$f":"10^(LOG10(707.1/$I10)/LOG10(2)*70/20)*$L10","v":1.2444609574780734E+22},{"$f":"IF($I10>707.1,AO10,0)","v":0},{"$f":"10^(LOG10($I10/707.1)/LOG10(2)*70/20)*$L10","v":4.5828371230771154E-23},{"$f":"IF($I10<707.1,AQ10,0)","v":4.5828371230771154E-23},{"$f":"AND($I10>707.1,$I10<1414.2)","v":false},{"$f":"IF($AS10=TRUE,$L10,0)","v":0},{"$f":"10^(LOG10(1414.2/$I10)/LOG10(2)*70/20)*$L10","v":3.9353310847846987E+25},{"$f":"IF($I10>1414.2,AU10,0)","v":0}]
[null,1,2,28.815434474518852,null,2,2,1,14.596088648628578,{"$f":"IF(ABS(I11-I10)>0.0001,1,$L$2)","v":1},0.81464982349719828,0.81464982349719828,5.9931048806401103E-3,5.9931048806401103E-3,false,0,342039.74245235982,0,1.8912328879557382E-6,1.8912328879557382E-6,false,0,1109533066.3142939,0,5.9852882031867693E-10,5.9852882031867693E-10,false,0,3199084139137.144,0,2.0745135359366228E-13,2.0745135359366228E-13,false,0,1.0113066051166808E+16,0,6.5623455000320722E-17,6.5623455000320722E-17,false,0,3.1980322849412108E+19,0,2.0751958573057877E-20,2.0751958573057877E-20,false,0,1.011306605116685E+23,0]
[null,1,3,62.370650891001134,null,3,3,1,24.452395355293728,1,0.12359512125749715,0.12359512125749715,0.36648918983853224,0,true,0.12359512125749715,128.74429699454959,0,1.1565230756129463E-4,1.1565230756129463E-4,false,0,417629.99115442752,0,3.6601118589163682E-8,3.6601118589163682E-8,false,0,1204140301.2604368,0,1.2686025027702744E-11,1.2686025027702744E-11,false,0,3806573966761.3818,0,4.0129928203265616E-15,4.0129928203265616E-15,false,0,1.2037443816868116E+16,0,1.2690197546134713E-18,1.2690197546134713E-18,false,0,3.8065739667614114E+19,0]
[null,1,4,109.34795387407632,null,4,1,2,28.815434474518852,1,0.6681662288007848,0.6681662288007848,13.365194151182809,0,true,0.6681662288007848,103.1763793972065,0,4.2176292983430652E-3,4.2176292983430652E-3,false,0,334690.94492647995,0,1.3347762216674439E-6,1.3347762216674439E-6,false,0,965004582.49869299,0,4.6263625832105037E-10,4.6263625832105037E-10,false,0,3050609067481.4829,0,1.46346548978968E-13,1.46346548978968E-13,false,0,9646872904003806,0,4.6278842247892703E-17,4.6278842247892703E-17,false,0,3.050609067481496E+19,0]
[null,1,5,169.74734342374444,null,5,2,2,34.729218498517945,1,0.72077155627629685,0.72077155627629685,126.31851144518849,0,true,0.72077155627629685,12.703248493974836,0,3.9862096185648128E-2,3.9862096185648128E-2,false,0,41207.709234652772,0,1.2615375693479358E-5,1.2615375693479358E-5,false,0,118812979.10359997,0,4.3725158670078136E-9,4.3725158670078136E-9,false,0,375596093491.52325,0,1.3831657073629273E-12,1.3831657073629273E-12,false,0,1187739135694756.2,0,4.373954016704785E-16,4.373954016704785E-16,false,0,3.7559609349152353E+18,0]
[null,1,6,243.56881954000545,null,6,4,1,38.251224744624942,1,0.68132394730496626,0.68132394730496626,367.08699206577319,0,true,0.68132394730496626,3.9059333264761671,0,0.11584095489104572,0.11584095489104572,false,0,12670.34687101581,0,3.6660820841832424E-5,3.6660820841832424E-5,false,0,36532039.416435637,0,1.2706717954606648E-8,1.2706717954606648E-8,false,0,115486467855.73212,0,4.0195386506331846E-12,4.0195386506331846E-12,false,0,365200277351936.06,0,1.271089727908069E-15,1.271089727908069E-15,false,0,1.1548646785573179E+18,0]
[null,1,7,330.81238222285936,null,7,3,2,44.585525205183096,1,0.10935231964391411,0.10935231964391411,349.93427951550501,0,false,0,0.1055494622948992,0.1055494622948992,0.11042810550182341,0,true,0.10935231964391411,342.38892155696379,0,3.4947786778113406E-5,3.4947786778113406E-5,false,0,987199.93267769634,0,1.2112976729110879E-8,1.2112976729110879E-8,false,0,3120773849.846209,0,3.8317194346184507E-12,3.8317194346184507E-12,false,0,9868753427806.4258,0,1.2116960768126829E-15,1.2116960768126829E-15,false,0,3.120773849846222E+16,0]
[null,1,8,431.47803147230621,null,8,5,1,55.992576816622211,1,0.85856031503673347,0.85856031503673347,38836.480952988488,0,false,0,5.8625729951869432E-2,5.8625729951869432E-2,12.255555591564017,0,true,0.85856031503673347,190.17435065304315,0,3.8785827368397877E-3,3.8785827368397877E-3,false,0,548324.12599095935,0,1.3443249706071292E-6,1.3443249706071292E-6,false,0,1733383012.8927314,0,4.2525270472440664E-10,4.2525270472440664E-10,false,0,5481438378186.0537,0,1.3447671280761685E-13,1.3447671280761685E-13,false,0,1.7333830128927324E+16,0]
[null,1,9,545.56576728834602,null,9,4,2,58.384354594514313,1,0.6028098302644499,0.6028098302644499,44346.692672770754,0,false,0,2.5309637729530769E-2,2.5309637729530769E-2,13.994402788734746,0,true,0.6028098302644499,82.101219454817155,0,4.4288852237862712E-3,4.4288852237862712E-3,false,0,236720.03740654871,0,1.5350609751694876E-6,1.5350609751694876E-6,false,0,748328355.80649209,0,4.8558856368850482E-10,4.8558856368850482E-10,false,0,2366422042037.4009,0,1.5355658669854113E-13,1.5355658669854113E-13,false,0,7483283558064873,0]
[null,1,10,673.0755896709785,null,10,1,3,62.370650891001134,1,0.16402443944067646,0.16402443944067646,26006.907344571013,0,false,0,3.1953241904734402E-3,3.1953241904734402E-3,8.206951065207603,0,true,0.16402443944067646,10.365221952001836,0,2.59729870961655E-3,2.59729870961655E-3,false,0,29885.740364129226,0,9.0022921988976574E-7,9.0022921988976574E-7,false,0,94475935.344414249,0,2.8477110743332589E-10,2.8477110743332589E-10,false,0,298759139763.15405,0,9.0052531129781399E-14,9.0052531129781399E-14,false,0,944759353444136.37,0]
[null,1,11,814.00749862020416,null,11,2,3,68.284434915000219,1,0.17693823091776217,0.17693823091776217,80429.411525131916,0,false,0,1.2023059147371715E-3,1.2023059147371715E-3,25.380958829308696,0,true,0.17693823091776217,3.9001262211859924,0,8.0324509178155631E-3,8.0324509178155631E-3,false,0,11245.119513450049,0,2.7840644577286646E-6,2.7840644577286646E-6,false,0,35548498.084660806,0,8.8068805286084301E-10,8.8068805286084301E-10,false,0,112414221345.66151,0,2.7849801551390268E-13,2.7849801551390268E-13,false,0,355484980846607,0]
[null,1,12,968.36149413602266,null,12,5,2,76.125706666511576,1,0.75962190941077679,0.75962190941077679,1222038.9069016543,0,false,0,1.4584664558691305E-3,1.4584664558691305E-3,385.63653016648641,0,true,0.75962190941077679,4.7310781703164571,0,0.12204450279088891,0.12204450279088891,false,0,13640.978890294798,0,4.2300882502458302E-5,4.2300882502458302E-5,false,0,43122379.56871371,0,1.3381113264805074E-8,1.3381113264805074E-8,false,0,136364937563.4445,0,4.2314795545475924E-12,4.2314795545475924E-12,false,0,431223795687137.37,0]
[null,1,13,1136.1375762184339,null,13,6,1,77.676451571285526,1,0.24483159266710552,0.24483159266710552,497946.33840976871,0,false,0,3.7182525593206368E-4,3.7182525593206368E-4,157.1359938451649,0,true,0.24483159266710552,1.2061534527814795,0,4.9729687773889149E-2,4.9729687773889149E-2,false,0,3477.6668648338386,0,1.7236414842965561E-5,1.7236414842965561E-5,false,0,10993732.324122323,0,5.4524257095460024E-9,5.4524257095460024E-9,false,0,34765234130.442848,0,1.7242084015025135E-12,1.7242084015025135E-12,false,0,109937323241222.89,0]
[null,1,14,1317.3357448674385,null,14,3,3,78.140741621665384,1,2.684429735894131E-2,2.684429735894131E-2,58513.881172198926,0,false,0,3.803922758528368E-5,3.803922758528368E-5,18.46511594220204,0,true,2.684429735894131E-2,0.12339437668944507,0,5.8437562778849315E-3,5.8437562778849315E-3,false,0,355.77938622164243,0,2.0254582716221112E-6,2.0254582716221112E-6,false,0,1124703.2825693379,0,6.4071681114777482E-10,6.4071681114777482E-10,false,0,3556624064.7870808,0,2.026124458386927E-13,2.026124458386927E-13,false,0,11247032825693.504,0]
[null,1,15,1511.9560000830359,null,15,4,3,91.939571010996588,1,0.14798045791077488,0.14798045791077488,2136730.1811428401,0,false,0,3.1655236501891192E-5,3.1655236501891192E-5,674.28394325602687,0,false,0,0.10268552820507303,0.10268552820507303,0.21339432900465791,0,true,0.14798045791077488,296.07017093325118,0,7.3962925256727471E-5,7.3962925256727471E-5,false,0,935948.24774937553,0,2.3396823463412722E-8,2.3396823463412722E-8,false,0,2959728234.9315906,0,7.3987252157253408E-12,7.3987252157253408E-12,false,0,9359482477493.7773,0]
[null,1,16,1719.9983418652257,null,16,6,2,97.809581421174911,1,0.21661779452025001,0.21661779452025001,6423237.3584503755,0,false,0,2.2564244760047631E-5,2.2564244760047631E-5,2026.9689887606016,0,false,0,7.3195516691073034E-2,7.3195516691073034E-2,0.64148596684821391,0,true,0.21661779452025001,211.04248589922577,0,2.2234039133344665E-4,2.2234039133344665E-4,false,0,667155.50659976655,0,7.0333330743183351E-8,7.0333330743183351E-8,false,0,2109730954.3787529,0,2.224135205744025E-11,2.224135205744025E-11,false,0,6671555065997.6582,0]
[null,1,17,1941.462770214009,null,17,7,1,103.30284900861494,1,0.59445291112169829,0.59445291112169829,33272887.203846123,0,false,0,3.2804312612659954E-5,3.2804312612659954E-5,10499.862727320478,0,false,0,0.10641298376760108,0.10641298376760108,3.3229490094602547,0,true,0.59445291112169829,306.81743420232442,0,1.1517411468477256E-3,1.1517411468477256E-3,false,0,969922.90380163339,0,3.6433232183300739E-7,3.6433232183300739E-7,false,0,3067165530.7775445,0,1.1521199622097971E-10,1.1521199622097971E-10,false,0,9699229038016.3047,0]
[null,1,18,2176.349285129385,null,18,1,4,109.34795387407632,1,0.81328889018611583,0.81328889018611583,88181910.813524574,0,false,0,2.3168434395808345E-5,2.3168434395808345E-5,27827.400516892856,0,false,0,7.5155430396990588E-2,7.5155430396990588E-2,8.8066897048910597,0,true,0.81328889018611583,216.69344758845762,0,3.052417257010759E-3,3.052417257010759E-3,false,0,685019.54090779368,0,9.6557657030282618E-7,9.6557657030282618E-7,false,0,2166221990.9915161,0,3.0534212174506286E-10,3.0534212174506286E-10,false,0,6850195409077.9785,0]
[null,1,19,2424.6578866113541,null,19,5,3,109.68092308299386,1,0.18647538966700411,0.18647538966700411,20946360.097803827,0,false,0,5.127680943779937E-6,5.127680943779937E-6,6610.0036440042031,0,false,0,1.6633539482406718E-2,1.6633539482406718E-2,2.0919040212040674,0,true,0.18647538966700411,47.958996402550945,0,7.2505835317294943E-4,7.2505835317294943E-4,false,0,151609.79745205733,0,2.2935899615891979E-7,2.2935899615891979E-7,false,0,479432275.5452922,0,7.2529682971199948E-11,7.2529682971199948E-11,false,0,1516097974520.5715,0]
[null,1,20,2686.3885746599153,null,20,2,4,115.26173789807541,1,0.87731985517101674,0.87731985517101674,175488519.04851755,0,false,0,1.3547330339081724E-5,1.3547330339081724E-5,55378.583437664223,0,false,0,4.3945802507402112E-2,4.3945802507402112E-2,17.525963315756602,0,true,0.87731985517101674,126.70764310800575,0,6.0745359111542231E-3,6.0745359111542231E-3,false,0,400553.00461230008,0,1.9215687297672025E-6,1.9215687297672025E-6,false,0,1266659818.1987941,0,6.0765338666209738E-10,6.0765338666209738E-10,false,0,4005530046123.0098,0]
[null,2,1,14.596088648628578,null,21,7,2,123.43597885850431,1,0.52594960131803825,0.52594960131803825,233349783.40955731,0,false,0,3.6615702567012843E-6,3.6615702567012843E-6,73637.754314482736,0,false,0,1.1877664406231564E-2,1.1877664406231564E-2,23.304543031929029,0,true,0.52594960131803825,34.246521321073992,0,8.0774038487926737E-3,8.0774038487926737E-3,false,0,108261.40141350839,0,2.5551395004580746E-6,2.5551395004580746E-6,false,0,342352611.14845973,0,8.0800605609123578E-10,8.0800605609123578E-10,false,0,1082614014135.0884,0]
[null,2,2,34.729218498517945,null,22,3,4,125.11804460474056,1,0.13310314536862422,0.13310314536862422,69118729.293669984,0,false,0,7.9171232306965533E-7,7.9171232306965533E-7,21811.668011379224,0,false,0,2.5682132583661516E-3,2.5682132583661516E-3,6.9028579225611244,0,true,0.13310314536862422,7.4048539427968194,0,2.3925451391590305E-3,2.3925451391590305E-3,false,0,23408.504986350763,0,7.5683805169750798E-7,7.5683805169750798E-7,false,0,74024192.376277149,0,2.3933320632483899E-10,2.3933320632483899E-10,false,0,234085049863.50818,0]
[null,2,3,68.284434915000219,null,23,6,3,131.36479783765719,1,5.3176306714617226E-2,5.3176306714617226E-2,48656020.528952368,0,false,0,1.7950901698818988E-7,1.7950901698818988E-7,15354.289313150812,0,false,0,5.8230423348454329E-4,5.8230423348454329E-4,4.859255953065313,0,true,5.3176306714617226E-2,1.6789407130342584,0,1.6842283791526271E-3,1.6842283791526271E-3,false,0,5307.5310271421067,0,5.3277495342870539E-7,5.3277495342870539E-7,false,0,16783886.797782112,0,1.6847823331248402E-10,1.6847823331248402E-10,false,0,53075310271.421486,0]
[null,2,4,115.26173789807541,null,24,8,1,132.8717691286104,1,0.88608631553923367,0.88608631553923367,925742176.00434172,0,false,0,2.6196816738728505E-6,2.6196816738728505E-6,292134.72547140188,0,false,0,8.4979114401723659E-3,8.4979114401723659E-3,92.453475044798864,0,true,0.88608631553923367,24.501778747661682,0,3.2044569770708034E-2,3.2044569770708034E-2,false,0,77455.95178781751,0,1.0136715648872639E-5,1.0136715648872639E-5,false,0,244937225.98569396,0,3.2055109443909213E-9,3.2055109443909213E-9,false,0,774559517878.17554,0]
[null,2,5,175.66112744774352,null,25,4,4,138.91687399407178,1,0.73373737958735863,0.73373737958735863,1285908312.7531042,0,false,0,1.293176483041341E-6,1.293176483041341E-6,405791.67900605808,0,false,0,4.1948986928448647E-3,4.1948986928448647E-3,128.42311302716479,0,true,0.73373737958735863,12.09502833308593,0,4.4511722286008443E-2,4.4511722286008443E-2,false,0,38235.262063542898,0,1.4080472138755312E-5,1.4080472138755312E-5,false,0,120910515.05422547,0,4.4526362489009103E-9,4.4526362489009103E-9,false,0,382352620635.4292,0]
[null,2,6,249.48260356400453,null,26,8,2,153.00489897849977,1,0.78397588046434996,0.78397588046434996,4223942941.5352597,0,false,0,4.4944222653141964E-7,4.4944222653141964E-7,1332941.766743575,0,false,0,1.4579329529345183E-3,1.4579329529345183E-3,421.84337438467588,0,true,0.78397588046434996,4.2036153110348193,0,0.14621180476158974,0.14621180476158974,false,0,13288.62807142597,0,4.6251439790947476E-5,4.6251439790947476E-5,false,0,42022331.684556916,0,1.4625989480153553E-8,1.4625989480153553E-8,false,0,132886280714.25999,0]
[null,2,7,336.72616624685844,null,27,5,4,156.65822606606906,1,0.92460832804218973,0.92460832804218973,6554242779.8687134,0,false,0,4.0288360141046772E-7,4.0288360141046772E-7,2068310.1243524682,0,false,0,1.3069027430429791E-3,1.3069027430429791E-3,654.56942223544399,0,true,0.92460832804218973,3.7681543377088471,0,0.22687514461118913,0.22687514461118913,false,0,11912.032335141617,0,7.1767817298727142E-5,7.1767817298727142E-5,false,0,37669153.740621656,0,2.2694976536281012E-8,2.2694976536281012E-8,false,0,119120323351.41624,0]
[null,2,8,437.3918154963053,null,28,7,3,156.99119527498658,1,0.12911246455103262,0.12911246455103262,938110120.7223568,0,false,0,5.4886941918760033E-8,5.4886941918760033E-8,296037.65463299421,0,false,0,1.7804620168142916E-4,1.7804620168142916E-4,93.688656392242677,0,true,0.12911246455103262,0.51335538987111662,0,3.2472686235215806E-2,3.2472686235215806E-2,false,0,1622.8385186797193,0,1.0272142490186741E-5,1.0272142490186741E-5,false,0,5131865.9936816413,0,3.2483366718783793E-9,3.2483366718783793E-9,false,0,16228385186.797232,0]
[null,2,9,551.47955131234505,null,29,9,1,166.38321193127192,1,0.3613957761018558,0.3613957761018558,5160128372.5598497,0,false,0,7.8179367386696186E-8,7.8179367386696186E-8,1628372.0506517128,0,false,0,2.5360384321759035E-4,2.5360384321759035E-4,515.33981284027061,0,true,0.3613957761018558,0.73120852103726197,0,0.17861786785387737,0.17861786785387737,false,0,2311.5240952744557,0,5.6502507264046173E-5,5.6502507264046173E-5,false,0,7309681.0074273376,0,1.7867661646459472E-8,1.7867661646459472E-8,false,0,23115240952.744614,0]
[null,2,10,678.98937369497776,null,30,1,5,169.74734342374444,1,0.55554301417417773,0.55554301417417773,10010875405.526232,0,false,0,9.52247494531658E-8,9.52247494531658E-8,3159113.2111367672,0,false,0,3.0889687698936824E-4,3.0889687698936824E-4,999.78184366212702,0,true,0.55554301417417773,0.89063330315002953,0,0.3465264991845261,0.3465264991845261,false,0,2815.5037599462844,0,1.0961734272506133E-4,1.0961734272506133E-4,false,0,8903404.6421982292,0,3.4664047406648154E-8,3.4664047406648154E-8,false,0,28155037599.46286,0]
[null,2,11,819.9212826442033,null,31,2,5,175.66112744774352,1,0.59928141478119035,0.59928141478119035,16080741771.321072,0,false,0,6.8982996267048049E-8,6.8982996267048049E-8,5074569.577263562,0,false,0,2.2377199451431028E-4,2.2377199451431028E-4,1605.9768006613076,0,true,0.59928141478119035,0.64519522686404474,0,0.55663495194737778,0.55663495194737778,false,0,2039.6156091516698,0,1.7608132262309935E-4,1.7608132262309935E-4,false,0,6449830.8761510598,0,5.5681803290392794E-8,5.5681803290392794E-8,false,0,20396156091.516712,0]
[null,2,12,974.2752781600218,null,32,6,4,178.34210082073238,1,0.26366619279177089,0.26366619279177089,8437483494.417985,0,false,0,2.5449688644134254E-8,2.5449688644134254E-8,2662600.8711735951,0,false,0,8.2555526663698883E-5,8.2555526663698883E-5,842.64786666522264,0,false,0,0.23802992805366296,0.23802992805366296,0.29206353079111252,0,true,0.26366619279177089,752.46923177533517,0,9.2388975237280997E-5,9.2388975237280997E-5,false,0,2379516.6416072035,0,2.9215959243870244E-8,2.9215959243870244E-8,false,0,7524692317.753336,0]
[null,2,13,1142.0513602424332,null,33,3,5,185.51743415440865,1,9.0920364788491734E-2,9.0920364788491734E-2,4602520685.4168587,0,false,0,5.5477017284796956E-9,5.5477017284796956E-9,1452408.8366741932,0,false,0,1.7996033050617E-5,1.7996033050617E-5,459.65177169411112,0,false,0,5.1887434135566964E-2,5.1887434135566964E-2,0.15931627514427446,0,true,9.0920364788491734E-2,164.02852373244863,0,5.0396800173341354E-5,5.0396800173341354E-5,false,0,518703.73622952215,0,1.5936867533212723E-8,1.5936867533212723E-8,false,0,1640285237.3244989,0]
[null,2,14,1323.2495288914374,null,34,9,2,186.51634178116129,1,0.31974940454094458,0.31974940454094458,17228987632.908573,0,false,0,1.8329315331814671E-8,1.8329315331814671E-8,5436919.3742625313,0,false,0,5.9457948651632458E-5,5.9457948651632458E-5,1720.6516235885547,0,false,0,0.17143335899751089,0.17143335899751089,0.59638148783967482,0,true,0.31974940454094458,541.9416331396784,0,1.8865441488961573E-4,1.8865441488961573E-4,false,0,1713769.9195927731,0,5.965776416975674E-8,5.965776416975674E-8,false,0,5419416331.3967781,0]
[null,2,15,1517.8697841070348,null,35,8,3,186.56011539498206,1,0.1924539115946782,0.1924539115946782,10398283938.051262,0,false,0,1.1002169362832114E-8,1.1002169362832114E-8,3281366.9965081452,0,false,0,3.5689626654869201E-5,3.5689626654869201E-5,1038.4721680551868,0,false,0,0.10290285348825837,0.10290285348825837,0.35993664735758218,0,true,0.1924539115946782,325.30040127703188,0,1.1385939870559683E-4,1.1385939870559683E-4,false,0,1028690.1918021648,0,3.6005503292691423E-8,3.6005503292691423E-8,false,0,3253004012.7703295,0]
[null,2,16,1725.9121258892249,null,36,4,5,199.31626354373989,1,0.50120280798984262,0.50120280798984262,58427108422.276382,0,false,0,1.3280031669756287E-8,1.3280031669756287E-8,18437733.227949519,0,false,0,4.3078719898603528E-5,4.3078719898603528E-5,5835.0903204753013,0,false,0,0.12420760926012461,0.12420760926012461,2.0224546324759634,0,true,0.50120280798984262,392.64980284137255,0,6.3976666464388274E-4,6.3976666464388274E-4,false,0,1241667.6997947949,0,2.0231198313237795E-7,2.0231198313237795E-7,false,0,3926498028.4137177,0]
[null,2,17,1947.3765542380081,null,37,10,1,203.83717741659947,1,0.49623752530610943,0.49623752530610943,75083187302.572159,0,false,0,1.0130316583110835E-8,1.0130316583110835E-8,23693860.859648298,0,false,0,3.2861448031171668E-5,3.2861448031171668E-5,7498.525792055716,0,false,0,9.4748449034344859E-2,9.4748449034344859E-2,2.5990048811529252,0,true,0.49623752530610943,299.52238880106108,0,8.2214782843992599E-4,8.2214782843992599E-4,false,0,947172.95882586332,0,2.5998597112315275E-7,2.5998597112315275E-7,false,0,2995223888.010602,0]
[null,2,18,2182.2630691533841,null,38,7,4,203.96849825806177,1,0.64018345901362761,0.64018345901362761,97590954327.860397,0,false,0,1.2971369947760794E-8,1.2971369947760794E-8,30796594.764769591,0,false,0,4.2077460850739491E-5,4.2077460850739491E-5,9746.3668550698767,0,false,0,0.12132070842189213,0.12132070842189213,3.3781113424548619,0,true,0.64018345901362761,383.52362247523581,0,1.0686039586026189E-3,1.0686039586026189E-3,false,0,1212808.1835002901,0,3.3792224258565534E-7,3.3792224258565534E-7,false,0,3835236224.7523608,0]
[null,2,19,2430.5716706353528,null,39,5,5,217.05761561573715,1,0.63158332013309237,0.63158332013309237,198425130955.17297,0,false,0,6.2094215066712256E-9,6.2094215066712256E-9,62616647.119191587,0,false,0,2.0142567161751582E-5,2.0142567161751582E-5,19816.63293359445,0,false,0,5.8076472964178227E-2,5.8076472964178227E-2,6.8684868400390231,0,true,0.63158332013309237,183.59354789085211,0,2.1727206367158874E-3,2.1727206367158874E-3,false,0,580573.7750462963,0,6.8707459312734781E-7,6.8707459312734781E-7,false,0,1835935478.9085255,0]
[null,2,20,2692.302358683914,null,40,9,3,220.07155819764355,1,7.849351640451678E-2,7.849351640451678E-2,28948837700.247757,0,false,0,6.5738978661697309E-10,6.5738978661697309E-10,9135330.520188326,0,false,0,2.132488173681821E-6,2.132488173681821E-6,2891.1080355522718,0,false,0,6.1485405892270709E-3,6.1485405892270709E-3,1.0020641529701062,0,true,7.849351640451678E-2,19.436999588858892,0,3.1698473261674171E-4,3.1698473261674171E-4,false,0,61465.189580550636,0,1.0023937385683719E-7,1.0023937385683719E-7,false,0,194369995.88858888,0]
[null,3,1,24.452395355293728,null,41,10,2,223.97030726648885,1,0.4390523180403203,0.4390523180403203,198602785247.63654,0,false,0,2.9980144879014995E-9,2.9980144879014995E-9,62672709.151691459,0,false,0,9.7251745769846019E-6,9.7251745769846019E-6,19834.375191774663,0,false,0,2.8040310545155236E-2,2.8040310545155236E-2,6.8746363442071399,0,true,0.4390523180403203,88.642092644324734,0,2.1746659202874783E-3,2.1746659202874783E-3,false,0,280310.90931972454,0,6.8768974580545947E-7,6.8768974580545947E-7,false,0,886420926.44324803,0]
[null,3,2,44.585525205183096,null,42,8,4,233.53741837805725,1,0.95425187067578598,0.95425187067578598,702011020999.95654,0,false,0,4.006532066495331E-9,4.006532066495331E-9,221532303.71644887,0,false,0,1.2996676284318835E-5,1.2996676284318835E-5,70109.540316426981,0,false,0,3.7472935440111169E-2,3.7472935440111169E-2,24.30011478934021,0,true,0.95425187067578598,118.46086403315725,0,7.6868984547787921E-3,7.6868984547787921E-3,false,0,374606.14393629716,0,2.4308107259529755E-6,2.4308107259529755E-6,false,0,1184608640.3315794,0]
[null,3,3,78.140741621665384,null,43,6,5,238.74149037040047,1,0.18010563435318749,0.18010563435318749,171195666360.24091,0,false,0,5.852593291185698E-10,5.852593291185698E-10,54023895.951142371,0,false,0,1.8985062185176384E-6,1.8985062185176384E-6,17097.237954447493,0,false,0,5.4739072823563528E-3,5.4739072823563528E-3,5.925938795185516,0,true,0.18010563435318749,17.304323205254658,0,1.8745627402471244E-3,1.8745627402471244E-3,false,0,54721.074696310148,0,5.9278878760674955E-7,5.9278878760674955E-7,false,0,173043232.05254743,0]
[null,3,4,125.11804460474056,null,44,1,6,243.56881954000545,1,0.32176530378700374,0.32176530378700374,385998125186.09119,0,false,0,8.2847563748863854E-10,8.2847563748863854E-10,121808705.76775548,0,false,0,2.6874687363486415E-6,2.6874687363486415E-6,38549.467615553527,0,false,0,7.7486997638018104E-3,7.7486997638018104E-3,13.361326916394228,0,true,0.32176530378700374,24.49548343018094,0,4.22661226573629E-3,4.22661226573629E-3,false,0,77461.520026285973,0,1.3365721546131511E-6,1.3365721546131511E-6,false,0,244954834.30180976,0]
[null,3,5,185.51743415440865,null,45,11,1,245.23366558459313,1,0.89670252759621205,0.89670252759621205,1164369795364.2007,0,false,0,2.1330074392858007E-9,2.1330074392858007E-9,367437996.59649146,0,false,0,6.9192026271965253E-6,6.9192026271965253E-6,116285.11329499632,0,false,0,1.9949933942635854E-2,1.9949933942635854E-2,40.304665935710823,0,true,0.89670252759621205,63.06648743934214,0,1.2749646534077258E-2,1.2749646534077258E-2,false,0,199433.74433472124,0,4.0317922409755735E-6,4.0317922409755735E-6,false,0,630664874.39342237,0]
[null,3,6,259.33891027066966,null,46,2,6,249.48260356400453,1,0.34709817522881925,0.34709817522881925,550341773056.96265,0,false,0,6.761743552118448E-10,6.761743552118448E-10,173670323.07133988,0,false,0,2.1934229055437507E-6,2.1934229055437507E-6,54962.397415058949,0,false,0,6.3242319139296599E-3,6.3242319139296599E-3,19.050083059385429,0,true,0.34709817522881925,19.992401664595903,0,6.0261465965105324E-3,6.0261465965105324E-3,false,0,63221.525157064767,0,1.9056348759044897E-6,1.9056348759044897E-6,false,0,199924016.64596021,0]
[null,3,7,346.58247295352362,null,47,10,3,257.52552368297108,1,0.10778053012488402,0.10778053012488402,247136668306.61282,0,false,0,1.4518774379879349E-10,1.4518774379879349E-10,77988455.772085965,0,false,0,4.7097042411896656E-7,4.7097042411896656E-7,24681.433327969105,0,false,0,1.3579352067501927E-3,1.3579352067501927E-3,8.554636934262831,0,true,0.10778053012488402,4.2927562520358142,0,2.7061034896849563E-3,2.7061034896849563E-3,false,0,13574.887196360982,0,8.5574506115344087E-7,8.5574506115344087E-7,false,0,42927562.520358264,0]
[null,3,8,447.24812220297048,null,48,3,6,259.33891027066966,1,5.2660222611353016E-2,5.2660222611353016E-2,131011960752.10162,0,false,0,6.5379402636723519E-11,6.5379402636723519E-11,41343199.197187319,0,false,0,2.1208239884996648E-7,2.1208239884996648E-7,13084.10846769912,0,false,0,6.1149095862898242E-4,6.1149095862898242E-4,4.5349796368122801,0,true,5.2660222611353016E-2,1.9330683987493313,0,1.434558160110325E-3,1.434558160110325E-3,false,0,6112.8990129424819,0,4.5364712219291226E-7,4.5364712219291226E-7,false,0,19330683.987493351,0]
[null,3,9,561.33585801901029,null,49,7,5,264.36788780772986,1,0.43729780737997515,0.43729780737997515,1360142750409.7251,0,false,0,4.3426679325342906E-10,4.3426679325342906E-10,429217701.52880985,0,false,0,1.4087057932575293E-6,1.4087057932575293E-6,135836.87455521076,0,false,0,4.0616800857417564E-3,4.0616800857417564E-3,47.08134769417984,0,true,0.43729780737997515,12.839937056764752,0,1.4893326306345399E-2,1.4893326306345399E-2,false,0,40603.446112575264,0,4.7096833064154207E-6,4.7096833064154207E-6,false,0,128399370.56764743,0]
[null,3,10,688.84568040164277,null,50,11,2,265.36679543448247,1,0.79336870602615872,0.79336870602615872,2578252580022.4551,0,false,0,7.5406916844955115E-10,7.5406916844955115E-10,813614340.13055146,0,false,0,2.4461036915891103E-6,2.4461036915891103E-6,257488.98207828525,0,false,0,7.0527790113024532E-3,7.0527790113024532E-3,89.24622516782685,0,true,0.79336870602615872,22.295512366493323,0,2.8231416858917439E-2,2.8231416858917439E-2,false,0,70504.600678569695,0,8.9275578847855494E-6,8.9275578847855494E-6,false,0,222955123.66493335,0]
[null,3,11,829.77758935086842,null,51,9,4,267.04886118071875,1,0.38919751874246589,0.38919751874246589,1361212734095.2627,0,false,0,3.437167017188426E-10,3.437167017188426E-10,429555354.27741981,0,false,0,1.1149729071458972E-6,1.1149729071458972E-6,135943.73336809938,0,false,0,3.2147686726153742E-3,3.2147686726153742E-3,47.118385184480438,0,true,0.38919751874246589,10.162648592965761,0,1.4905042441410169E-2,1.4905042441410169E-2,false,0,32137.116613677223,0,4.7133882736332907E-6,4.7133882736332907E-6,false,0,101626485.92965777,0]
[null,3,12,984.13158486668692,null,52,4,6,273.13773966000088,1,0.29029196598121315,0.29029196598121315,1319557219106.2812,0,false,0,1.9725513581183769E-10,1.9725513581183769E-10,416410201.39241147,0,false,0,6.3987036744431842E-7,6.3987036744431842E-7,131783.61490819053,0,false,0,1.8449194582319133E-3,1.8449194582319133E-3,45.676479337476096,0,true,0.29029196598121315,5.8322293283648019,0,1.4448921804805769E-2,1.4448921804805769E-2,false,0,18443.128514066892,0,4.569150263685707E-6,4.569150263685707E-6,false,0,58322293.283648081,0]
[null,3,13,1151.9076669490983,null,53,12,1,290.57267643525279,1,0.47106319788729673,0.47106319788729673,4396617878636.3271,0,false,0,1.5589283094042581E-10,1.5589283094042581E-10,1387432473.3931763,0,false,0,5.0569635414176885E-7,5.0569635414176885E-7,439088.34647511534,0,false,0,1.4580594620116954E-3,1.4580594620116954E-3,152.18894852041814,0,true,0.47106319788729673,4.6092728432676342,0,4.8142200288255263E-2,4.8142200288255263E-2,false,0,14575.800541886059,0,1.5223900448290116E-5,1.5223900448290116E-5,false,0,46092728.432676457,0]
[null,3,14,1333.1058355981027,null,54,5,6,290.87909173199813,1,0.36580713587321517,0.36580713587321517,3456317666757.7676,0,false,0,1.1958513777460344E-10,1.1958513777460344E-10,1090703695.7939112,0,false,0,3.8791885308226936E-7,3.8791885308226936E-7,345180.96661611751,0,false,0,1.1184750485085809E-3,1.1184750485085809E-3,119.64045226954231,0,true,0.36580713587321517,3.5357657223733234,0,3.7846076681218505E-2,3.7846076681218505E-2,false,0,11181.07295545026,0,1.1967980281403635E-5,1.1967980281403635E-5,false,0,35357657.223733276,0]
[null,3,15,1527.7260908137,null,55,8,5,293.93680792772534,1,0.65183229097751161,0.65183229097751161,6955043581441.5557,0,false,0,1.8869413417696443E-10,1.8869413417696443E-10,2194790082.9966455,0,false,0,6.1209957587911038E-7,6.1209957587911038E-7,694597.22680851317,0,false,0,1.7648487496385679E-3,1.7648487496385679E-3,240.74886624024072,0,true,0.65183229097751161,5.5791067690479643,0,7.6156516293645796E-2,7.6156516293645796E-2,false,0,17642.684699454574,0,2.4082805015164498E-5,2.4082805015164498E-5,false,0,55791067.69047989,0]
[null,3,16,1735.7684325958901,null,56,11,3,298.92201185096479,1,0.19475970449640101,0.19475970449640101,2526876206997.1812,0,false,0,4.6366120652803527E-11,4.6366120652803527E-11,797401594.27270365,0,false,0,1.5040575008083733E-7,1.5040575008083733E-7,252358.04568529871,0,false,0,4.3366048667389009E-4,4.3366048667389009E-4,87.467831774236714,0,true,0.19475970449640101,1.3709039696271024,0,2.766885451928711E-2,2.766885451928711E-2,false,0,4335.1789973879422,0,8.7496600528790463E-6,8.7496600528790463E-6,false,0,13709039.696271047,0]
[null,3,17,1957.2328609446733,null,57,10,4,304.5028266660463,1,0.53441248162680899,0.53441248162680899,8597340819045.0879,0,false,0,1.0260666107630534E-10,1.0260666107630534E-10,2713046747.8496342,0,false,0,3.3284285174586823E-7,3.3284285174586823E-7,858612.74928181572,0,false,0,9.5967602964953556E-4,9.5967602964953556E-4,297.59699283394792,0,true,0.53441248162680899,3.0337642442205337,0,9.4139385109637277E-2,9.4139385109637277E-2,false,0,9593.6048957162056,0,2.9769487447419352E-5,2.9769487447419352E-5,false,0,30337642.442205418,0]
[null,3,18,2192.1193758600493,null,58,12,2,310.7058062851421,1,0.41677901897548714,0.41677901897548714,8476585238206.5859,0,false,0,6.3296147245336997E-11,6.3296147245336997E-11,2674940135.2615967,0,false,0,2.0532458548667628E-7,2.0532458548667628E-7,846552.94108796259,0,false,0,5.9200635361620268E-4,5.9200635361620268E-4,293.4170378360198,0,true,0.41677901897548714,1.8714729267626913,0,9.2817132523871068E-2,9.2817132523871068E-2,false,0,5918.1170279115968,0,2.9351354466112496E-5,2.9351354466112496E-5,false,0,18714729.267626967,0]
[null,3,19,2440.427977342018,null,59,6,6,312.56296648666154,1,0.10431549434124458,0.10431549434124458,2273817920687.6128,0,false,0,1.4781839050804103E-11,1.4781839050804103E-11,717544464.59282219,0,false,0,4.7950390472789943E-8,4.7950390472789943E-8,227085.22290089875,0,false,0,1.382539541038625E-4,1.382539541038625E-4,78.708218004986605,0,true,0.10431549434124458,0.43705364062867846,0,2.4897910343465959E-2,2.4897910343465959E-2,false,0,1382.0849640553308,0,7.8734105664017539E-6,7.8734105664017539E-6,false,0,4370536.4062867761,0]
[null,3,20,2702.1586653905797,null,60,9,5,327.44825073038686,1,0.2658538254737759,0.2658538254737759,9953367206038.3398,0,false,0,2.1933215942370192E-11,2.1933215942370192E-11,3140965456.281023,0,false,0,7.1148540120483458E-8,7.1148540120483458E-8,994038.52438377938,0,false,0,2.0514049840649503E-4,2.0514049840649503E-4,344.53585258913091,0,true,0.2658538254737759,0.64849792000585771,0,0.10898763795326044,0.10898763795326044,false,0,2050.730485100185,0,3.4464917273411491E-5,3.4464917273411491E-5,false,0,6484979.2000585916,0]
[null,4,1,38.251224744624942,null,61,1,7,330.81238222285936,1,0.84022886578422395,0.84022886578422395,35427197583084.516,0,false,0,6.1552388314337078E-11,6.1552388314337078E-11,11179694420.778954,0,false,0,1.9966805510879079E-7,1.9966805510879079E-7,3538099.0653271405,0,false,0,5.7569704552631678E-4,5.7569704552631678E-4,1226.3126107441017,0,true,0.84022886578422395,1.8199153237774992,0,0.38792164540472662,0.38792164540472662,false,0,5755.0775717796996,0,1.2267159531591246E-4,1.2267159531591246E-4,false,0,18199153.237775031,0]
[null,4,2,58.384354594514313,null,62,2,7,336.72616624685844,1,0.90638083925089785,0.90638083925089785,46959018849312.758,0,false,0,5.4036713943997525E-11,5.4036713943997525E-11,14818769669.932405,0,false,0,1.7528817115216662E-7,1.7528817115216662E-7,4689777.1213707849,0,false,0,5.0540324135991564E-4,5.0540324135991564E-4,1625.4866580408886,0,true,0.90638083925089785,1.5976998853569511,0,0.51419308049685442,0.51419308049685442,false,0,5052.3706551178584,0,1.6260212914683667E-4,1.6260212914683667E-4,false,0,15976998.853569519,0]
[null,4,3,91.939571010996588,null,63,7,6,338.18936392399087,1,0.25327878894521177,0.25327878894521177,13800702891263.771,0,false,0,1.4357636334895445E-11,1.4357636334895445E-11,4355061976.168191,0,false,0,4.6574331255967706E-8,4.6574331255967706E-8,1378270.2932097528,0,false,0,1.3428640293418695E-4,1.3428640293418695E-4,477.71139540458745,0,true,0.25327878894521177,0.42451126746960993,0,0.15111529385764891,0.15111529385764891,false,0,1342.4224976089085,0,4.778685178758226E-5,4.778685178758226E-5,false,0,4245112.6746961065,0]
[null,4,4,138.91687399407178,null,64,13,1,339.85420996857852,1,0.38855210093502346,0.38855210093502346,22415484000161.305,0,false,0,2.0803524357782554E-11,2.0803524357782554E-11,7073612323.6379261,0,false,0,6.7483965475297493E-8,6.7483965475297493E-8,2238624.7967774114,0,false,0,1.9457453784162276E-4,1.9457453784162276E-4,775.91208395369608,0,true,0.38855210093502346,0.61509640493492324,0,0.24544564710468975,0.24544564710468975,false,0,1945.1056201755925,0,7.7616728662473103E-5,7.7616728662473103E-5,false,0,6150964.0493492167,0]
[null,4,5,{"$f":"3.1416/2*SQRT($H$2/$I$2)*(B74^2/$C$2^2+C74^2/$D$2^2)","v":199.31626354373989},null,65,12,3,344.26102270162443,1,{"$f":"ABS(SIN(G74*3.1416*$J$2/$C$2)*SIN(H74*3.1416*$K$2/$D$2))*(1/F74^$M$2)+(1-1/F74^$M$2)","v":0.10231278087907013},{"$f":"$J74*$K74","v":0.10231278087907013},{"$f":"10^(LOG10($I74/22.27)/LOG10(2)*70/20)*$L74","v":6856188282009.1504},{"$f":"IF($I74<22.27,M74,0)","v":0},{"$f":"AND($I74>22.27,$I74<44.45)","v":false},{"$f":"IF($O74=TRUE,$L74,0)","v":0},{"$f":"10^(LOG10(44.45/$I74)/LOG10(2)*70/20)*$L74","v":4.7158887984350746E-12},{"$f":"IF($I74>44.45,Q74,0)","v":4.7158887984350746E-12},{"$f":"10^(LOG10($I74/44.548)/LOG10(2)*70/20)*$L74","v":2163594501.2141252},{"$f":"IF($I74<44.528,S74,0)","v":0},{"$f":"AND($I74>44.548,$I74<89.095)","v":false},{"$f":"IF($U74=TRUE,$L74,0)","v":0},{"$f":"10^(LOG10(89.095/$I74)/LOG10(2)*70/20)*$L74","v":1.5297738565142601E-8},{"$f":"IF($I74>89.095,W74,0)","v":1.5297738565142601E-8},{"$f":"10^(LOG10($I74/89.09)/LOG10(2)*70/20)*$L74","v":684724.59034879901},{"$f":"IF($I74<89.09,Y74,0)","v":0},{"$f":"AND($I74>89.09,$I74<176.78)","v":false},{"$f":"IF($AA74=TRUE,$L74,0)","v":0},{"$f":"10^(LOG10(176.78/$I74)/LOG10(2)*70/20)*$L74","v":4.4107520806911747E-5},{"$f":"IF($I74>176.78,AC74,0)","v":4.4107520806911747E-5},{"$f":"10^(LOG10($I74/176.78)/LOG10(2)*70/20)*$L74","v":237.32698958605431},{"$f":"IF($I74<176.78,AE74,0)","v":0},{"$f":"AND($I74>176.78,$I74<353.55)","v":true},{"$f":"IF($AG74=TRUE,$L74,0)","v":0.10231278087907013},{"$f":"10^(LOG10(353.55/$I74)/LOG10(2)*70/20)*$L74","v":0.13943436679781285},{"$f":"IF($I74>353.55,AI74,0)","v":0},{"$f":"10^(LOG10($I74/353.55)/LOG10(2)*70/20)*$L74","v":7.507406797628037E-2},{"$f":"IF($I74<353.55,AK74,0)","v":7.507406797628037E-2},{"$f":"AND($I74>353.55,$I74<707.1)","v":false},{"$f":"IF($AM74=TRUE,$L74,0)","v":0},{"$f":"10^(LOG10(707.1/$I74)/LOG10(2)*70/20)*$L74","v":440.93018318444786},{"$f":"IF($I74>707.1,AO74,0)","v":0},{"$f":"10^(LOG10($I74/707.1)/LOG10(2)*70/20)*$L74","v":2.374050480193535E-5},{"$f":"IF($I74<707.1,AQ74,0)","v":2.374050480193535E-5},{"$f":"AND($I74>707.1,$I74<1414.2)","v":false},{"$f":"IF($AS74=TRUE,$L74,0)","v":0},{"$f":"10^(LOG10(1414.2/$I74)/LOG10(2)*70/20)*$L74","v":1394343.667978131},{"$f":"IF($I74>1414.2,AU74,0)","v":0}]
[null,4,6,273.13773966000088,null,66,11,4,345.89931483403996,{"$f":"IF(ABS(I75-I74)>0.0001,1,$L$2)","v":1},0.96568477516511608,0.96568477516511608,68384993355850.445,0,false,0,4.2120786608849147E-11,4.2120786608849147E-11,21580124335.051777,0,false,0,1.3663443080213396E-7,1.3663443080213396E-7,6829580.0283752391,0,false,0,3.9395404581418645E-4,3.9395404581418645E-4,2367.1468662249727,0,true,0.96568477516511608,1.2453824635940529,0,0.74880377092709349,0.74880377092709349,false,0,3938.2451429889347,0,2.3679254366525837E-4,2.3679254366525837E-4,false,0,12453824.635940559,0]
[null,4,7,360.38130234285478,null,67,3,7,346.58247295352362,1,0.13751215123545907,0.13751215123545907,9963900841082.3906,0,false,0,5.8619116539298807E-12,5.8619116539298807E-12,3144289535.7726483,0,false,0,1.9015289759067254E-8,1.9015289759067254E-8,995090.51400887803,0,false,0,5.4826227100560464E-5,5.4826227100560464E-5,344.90047441565559,0,true,0.13751215123545907,0.17331874745682371,0,0.10910297942301038,0.10910297942301038,false,0,548.08200317107878,0,3.4501391448719604E-5,3.4501391448719604E-5,false,0,1733187.4745682408,0]
[null,4,8,461.04695159230164,null,68,13,2,359.98733981846789,1,0.34377630045153357,0.34377630045153357,38724017510912.906,0,false,0,9.4266628081827753E-12,9.4266628081827753E-12,12220065713.682253,0,false,0,3.0578885411629569E-8,3.0578885411629569E-8,3867351.0609964216,0,false,0,8.8167203198183375E-5,8.8167203198183375E-5,1340.4320480314175,0,false,0,0.27871750498265091,0.27871750498265091,0.42402124961437004,0,true,0.34377630045153357,881.38213950450688,0,1.3408729250922013E-4,1.3408729250922013E-4,false,0,2787175.0498265135,0]
[null,4,9,575.13468740834139,null,69,4,7,360.38130234285478,1,0.75804223280744831,0.75804223280744831,86481028713256.172,0,false,0,2.052354937680468E-11,2.052354937680468E-11,27290656336.60091,0,false,0,6.657576253692374E-8,6.657576253692374E-8,8636823.33724856,0,false,0,1.9195594295384644E-4,1.9195594295384644E-4,2993.5412151207233,0,false,0,0.60681840351028105,0.60681840351028105,0.94695220744069919,0,true,0.75804223280744831,1918.9282811996052,0,2.9945258108368531E-4,2.9945258108368531E-4,false,0,6068184.0351028256,0]
[null,4,10,702.6445097909741,null,70,10,5,364.90221621571442,1,0.36504755498051705,0.36504755498051705,48142320348500.508,0,false,0,8.549847781070537E-12,8.549847781070537E-12,15192181908.86392,0,false,0,2.7734609893682216E-8,2.7734609893682216E-8,4807952.9358268417,0,false,0,7.9966387041322453E-5,7.9966387041322453E-5,1666.4466449933705,0,false,0,0.25279277407195405,0.25279277407195405,0.52715002589165405,0,true,0.36504755498051705,799.40094209973222,0,1.6669947504343612E-4,1.6669947504343612E-4,false,0,2527927.740719547,0]
[null,4,11,843.57641874019976,null,71,8,6,367.75828404398635,1,0.37753514988634068,0.37753514988634068,54513329705388.203,0,false,0,8.076042354616126E-12,8.076042354616126E-12,17202669404.943192,0,false,0,2.6197645844179776E-8,2.6197645844179776E-8,5444222.9145043585,0,false,0,7.5534903688131188E-5,7.5534903688131188E-5,1886.9791638073896,0,false,0,0.2387838009076664,0.2387838009076664,0.59691146911099213,0,true,0.37753514988634068,755.10067922040787,0,1.8875998038679761E-4,1.8875998038679761E-4,false,0,2387838.0090766684,0]
[null,4,12,997.93041425601814,null,72,5,7,378.12265441485209,1,0.95523573005866624,0.95523573005866624,190543195829525.41,0,false,0,1.4791567015389063E-11,1.4791567015389063E-11,60129359606.751999,0,false,0,4.7981946742530802E-8,4.7981946742530802E-8,19029467.444830656,0,false,0,1.3834493937062346E-4,1.3834493937062346E-4,6595.65361864239,0,false,0,0.43734126670302248,0.43734126670302248,2.0864148193916741,0,true,0.95523573005866624,1382.994517564709,0,6.5978229732065381E-4,6.5978229732065381E-4,false,0,4373412.6670302292,0]
[null,4,13,1165.7064963384296,null,73,12,4,391.23832568469965,1,0.50730152346040558,0.50730152346040558,150427073856348.25,0,false,0,5.284365380903915E-12,5.284365380903915E-12,47469990093.963791,0,false,0,1.7141803705503875E-8,1.7141803705503875E-8,15023087.506790638,0,false,0,4.9424459725786647E-5,4.9424459725786647E-5,5207.0338681107833,0,false,0,0.15624247566209082,0.15624247566209082,1.6471502682909087,0,true,0.50730152346040558,494.08209035563158,0,5.2087464963566877E-4,5.2087464963566877E-4,false,0,1562424.7566209114,0]
[null,4,14,1346.9046649874338,null,74,14,1,393.0782661845704,1,0.89020635480500632,0.89020635480500632,278767191664710.66,0,false,0,8.780641252232791E-12,8.780641252232791E-12,87970040815.145584,0,false,0,2.8483274320534826E-8,2.8483274320534826E-8,27840360.162829086,0,false,0,8.2124989219297027E-5,8.2124989219297027E-5,9649.5276488755953,0,false,0,0.25961662910501898,0.25961662910501898,3.0524522133543766,0,true,0.89020635480500632,820.97986642702142,0,9.652701443022061E-4,9.652701443022061E-4,false,0,2596166.2910501971,0]
[null,4,15,1541.5249202030311,null,75,13,3,393.54255623495021,1,8.4391746460691711E-2,8.4391746460691711E-2,26792401008388.129,0,false,0,8.2105987279148125E-13,8.2105987279148125E-13,8454827830.2364988,0,false,0,2.6634129465608607E-9,2.6634129465608607E-9,2675745.6257536202,0,false,0,7.6793404108443277E-6,7.6793404108443277E-6,927.41908675235129,0,false,0,2.4276222014345074E-2,2.4276222014345074E-2,0.29337212629202475,0,true,8.4391746460691711E-2,76.768154549251392,0,9.2772412108936683E-5,9.2772412108936683E-5,false,0,242762.22014345086,0]
[null,4,16,1749.5672619852212,null,76,6,7,399.80652916951544,1,0.27240006446464082,0.27240006446464082,103909965118805.84,0,false,0,2.2056862012459056E-12,2.2056862012459056E-12,32790673170.736916,0,false,0,7.154963211727866E-9,7.154963211727866E-9,10377443.75921399,0,false,0,2.062969551938025E-5,2.062969551938025E-5,3596.8439306645487,0,false,0,6.5215375504073067E-2,6.5215375504073067E-2,1.137796026578213,0,true,0.27240006446464082,206.22912505602244,0,3.5980269566766279E-4,3.5980269566766279E-4,false,0,652153.7550407321,0]
[null,4,17,1971.0316903340045,null,77,9,6,401.26972684664793,1,0.15398004247009878,0.15398004247009878,61285880234763.703,0,false,0,1.1949643673858732E-12,1.1949643673858732E-12,19339870497.130661,0,false,0,3.8763111829516084E-9,3.8763111829516084E-9,6120594.6382815391,0,false,0,1.1176454312383418E-5,1.1176454312383418E-5,2121.411032193198,0,false,0,3.5331431048096155E-2,3.5331431048096155E-2,0.67106971825787409,0,true,0.15398004247009878,111.72779510517405,0,2.1221087784623622E-4,2.1221087784623622E-4,false,0,353314.31048096291,0]
[null,4,18,2205.9182052493802,null,78,11,5,406.29870438370807,1,0.65964190241744469,0.65964190241744469,303454644155635.31,0,false,0,4.4290358525492587E-12,4.4290358525492587E-12,95760613982.237289,0,false,0,1.4367224390538196E-8,1.4367224390538196E-8,30305885.480732128,0,false,0,4.1424596586268385E-5,4.1424596586268385E-5,10504.083932808744,0,false,0,0.13095300504752155,0.13095300504752155,3.3227755198668576,0,true,0.65964190241744469,414.10976239369478,0,1.0507538796229328E-3,1.0507538796229328E-3,false,0,1309530.0504752193,0]
[null,4,19,2454.2268067313494,null,79,14,2,413.21139603445977,1,0.78762113641096287,0.78762113641096287,440849539818340.69,0,false,0,4.34641154846227E-12,4.34641154846227E-12,139118064000.16483,0,false,0,1.4099201742618884E-8,1.4099201742618884E-8,44027454.92705597,0,false,0,4.0651814748646704E-5,4.0651814748646704E-5,15260.008891532891,0,false,0,0.12851005780790381,0.12851005780790381,4.827225705933369,0,true,0.78762113641096287,406.38448491288176,0,1.5265028010463609E-3,1.5265028010463609E-3,false,0,1285100.5780790413,0]
[null,4,20,2715.957494779911,null,80,7,7,425.43292660684477,1,0.66138936379389923,0.66138936379389923,519530466057724.31,0,false,0,2.6006978933660608E-12,2.6006978933660608E-12,163947256601.0549,0,false,0,8.4363304904122154E-9,8.4363304904122154E-9,51885285.36746221,0,false,0,2.4324224201851593E-5,2.4324224201851593E-5,17983.549522882648,0,false,0,7.6894659626884604E-2,7.6894659626884604E-2,5.688768149339178,0,true,0.66138936379389923,243.16226432434888,0,1.7989464432532692E-3,1.7989464432532692E-3,false,0,768946.59626884665,0]
[null,5,1,55.992576816622211,null,81,1,8,431.47803147230621,1,0.42163762806380706,0.42163762806380706,390244791051921,0,false,0,1.4071102332085207E-12,1.4071102332085207E-12,123148818165.18042,0,false,0,4.5644851691804137E-9,4.5644851691804137E-9,38973580.318665646,0,false,0,1.316064617754747E-5,1.316064617754747E-5,13508.325275286968,0,false,0,4.1603933588777703E-2,4.1603933588777703E-2,4.2731125175920264,0,true,0.42163762806380706,131.5631897629207,0,1.3512768253767121E-3,1.3512768253767121E-3,false,0,416039.3358877771,0]
[null,5,2,76.125706666511576,null,82,2,8,437.3918154963053,1,0.45483353732145348,0.45483353732145348,493159207104157.12,0,false,0,1.2956996090324106E-12,1.2956996090324106E-12,155625327780.67029,0,false,0,4.2030833900309266E-9,4.2030833900309266E-9,49251599.018540673,0,false,0,1.211862703036361E-5,1.211862703036361E-5,17070.708270336047,0,false,0,3.8309863159954029E-2,3.8309863159954029E-2,5.4000074552235562,0,true,0.45483353732145348,121.14642443483015,0,1.7076322940396162E-3,1.7076322940396162E-3,false,0,383098.63159954047,0]
[null,5,3,109.68092308299386,null,83,10,6,438.72369233197543,1,0.21143212033655825,0.21143212033655825,237496933869949.81,0,false,0,5.8139385378884103E-13,5.8139385378884103E-13,74946462821.709351,0,false,0,1.8859671122003331E-9,1.8859671122003331E-9,23718717.174077146,0,false,0,5.4377536449781509E-6,5.4377536449781509E-6,8220.9574814587741,0,false,0,1.7190032956266553E-2,1.7190032956266553E-2,2.6005500759506317,0,true,0.21143212033655825,54.359657195159983,0,8.2236614093278567E-4,8.2236614093278567E-4,false,0,171900.32956266621,0]
[null,5,4,156.65822606606906,null,84,13,4,440.51985921802537,1,0.41844294700185547,0.41844294700185547,492894347818346.19,0,false,0,1.097248963878982E-12,1.097248963878982E-12,155541746631.67169,0,false,0,3.5593349435772137E-9,3.5593349435772137E-9,49225147.634985231,0,false,0,1.0262526020697196E-5,1.0262526020697196E-5,17061.540164913746,0,false,0,3.24422862873254E-2,3.24422862873254E-2,5.3971072921578873,0,true,0.41844294700185547,102.59151717119612,0,1.706715181952272E-3,1.706715181952272E-3,false,0,324422.86287325423,0]
[null,5,5,217.05761561573715,null,85,14,3,446.76661245094209,1,0.19334876535634482,0.19334876535634482,268261960742880.75,0,false,0,4.3043762366051537E-13,4.3043762366051537E-13,84654924759.173264,0,false,0,1.396284458095128E-9,1.396284458095128E-9,26791207.245260395,0,false,0,4.0258660144793864E-6,4.0258660144793864E-6,9285.8890311721698,0,false,0,1.2726720257054324E-2,1.2726720257054324E-2,2.9374217637966336,0,true,0.19334876535634482,40.245423156095278,0,9.2889432221464796E-4,9.2889432221464796E-4,false,0,127267.20257054365,0]
[null,5,6,290.87909173199813,null,86,3,8,447.24812220297048,1,6.9005362274426038E-2,6.9005362274426038E-2,96948190284054.25,0,false,0,1.517093987407297E-13,1.517093987407297E-13,30593758918.734394,0,false,0,4.9212583650844469E-10,4.9212583650844469E-10,9682174.2850173246,0,false,0,1.4189319866450872E-6,1.4189319866450872E-6,3355.8620620593692,0,false,0,4.485581584898723E-3,4.485581584898723E-3,1.0615658042327825,0,true,6.9005362274426038E-2,14.184654438787922,0,3.3569658275240028E-4,3.3569658275240028E-4,false,0,44855.815848987339,0]
[null,5,7,378.12265441485209,null,87,15,1,450.24484508322826,1,0.57174099994714955,0.57174099994714955,868113221576297,0,false,0,1.163077934043876E-12,1.163077934043876E-12,273948864205.25067,0,false,0,3.7728756818425519E-9,3.7728756818425519E-9,86698096.022242785,0,false,0,1.0878221766578488E-5,1.0878221766578488E-5,30049.743242491502,0,false,0,3.4388647018931372E-2,3.4388647018931372E-2,9.5056886315012807,0,true,0.57174099994714955,108.74645023138268,0,3.0059626803912998E-3,3.0059626803912998E-3,false,0,343886.47018931434,0]
[null,5,8,478.78830366429889,null,88,12,5,451.63771523436776,1,0.34652854703800462,0.34652854703800462,545397046632081.87,0,false,0,6.80067102166706E-13,6.80067102166706E-13,172109925010.08173,0,false,0,2.2060504775160874E-9,2.2060504775160874E-9,54468569.702575833,0,false,0,6.3606406217356291E-6,6.3606406217356291E-6,18878.921330962381,0,false,0,2.0107498251889431E-2,2.0107498251889431E-2,5.9720027030705793,0,true,0.34652854703800462,63.58549252382474,0,1.8885130734385242E-3,1.8885130734385242E-3,false,0,201074.98251889416,0]
[null,5,9,592.8760394803387,null,89,8,7,455.00184672684026,1,0.98586120706371039,0.98586120706371039,1691461274990053.5,0,false,0,1.7748269287542681E-12,1.7748269287542681E-12,533771268094.85168,0,false,0,5.7573109788906863E-9,5.7573109788906863E-9,168925513.85257739,0,false,0,1.6599885840114354E-5,1.6599885840114354E-5,58549.939978769195,0,false,0,5.247618838439963E-2,5.247618838439963E-2,18.521206465560553,0,true,0.98586120706371039,165.9442782187744,0,5.8569197445408156E-3,5.8569197445408156E-3,false,0,524761.88384399761,0]
[null,5,10,720.3858618629713,null,90,4,8,461.04695159230164,1,0.3803953208805908,0.3803953208805908,760897078994156.62,0,false,0,5.8739592419298522E-13,5.8739592419298522E-13,240114866801.64801,0,false,0,1.9054370589731758E-9,1.9054370589731758E-9,75990465.734291732,0,false,0,5.4938907713080037E-6,5.4938907713080037E-6,26338.455963404027,0,false,0,1.7367495768060452E-2,1.7367495768060452E-2,8.3316905373288233,0,true,0.3803953208805908,54.920843880406444,0,2.6347118857631209E-3,2.6347118857631209E-3,false,0,173674.9576806048,0]
[null,5,11,861.31777081219695,null,91,15,2,470.37797493311763,1,0.50585495562964478,0.50585495562964478,1277293400164549.5,0,false,0,6.1879652045815185E-13,6.1879652045815185E-13,403073087167.79694,0,false,0,2.0072965669016673E-9,2.0072965669016673E-9,127562745.39277853,0,false,0,5.7875793022111873E-6,5.7875793022111873E-6,44213.517046289984,0,false,0,1.8295915085063882E-2,1.8295915085063882E-2,13.986140345828808,0,true,0.50585495562964478,57.856763545835165,0,4.4228059167594098E-3,4.4228059167594098E-3,false,0,182959.15085063918,0]
[null,5,12,1015.6717663280153,null,92,5,8,478.78830366429889,1,0.47934954851594835,0.47934954851594835,1487314743524175.2,0,false,0,4.7718663942546865E-13,4.7718663942546865E-13,469349129327.09149,0,false,0,1.5479322708228799E-9,1.5479322708228799E-9,148537487.09784269,0,false,0,4.4631077039440599E-6,4.4631077039440599E-6,51483.406833178131,0,false,0,1.4108945260699463E-2,1.4108945260699463E-2,16.285837489389493,0,true,0.47934954851594835,44.616402406448458,0,5.150034006982906E-3,5.150034006982906E-3,false,0,141089.4526069951,0]
[null,5,13,1183.4478484104268,null,93,11,6,480.12018049996908,1,0.38205840359184162,0.38205840359184162,1224354423019057,0,false,0,3.6824670719066358E-13,3.6824670719066358E-13,386367233252.9563,0,false,0,1.1945450995254137E-9,1.1945450995254137E-9,122275752.39485535,0,false,0,3.4441968404511123E-6,3.4441968404511123E-6,42381.03410373845,0,false,0,1.0887925614265633E-2,1.0887925614265633E-2,13.406467763142581,0,true,0.38205840359184162,34.430643935567289,0,4.2394973509153359E-3,4.2394973509153359E-3,false,0,108879.25614265645,0]
[null,5,14,1364.6460170594312,null,94,9,7,488.51328952950183,1,0.40208958180183813,0.40208958180183813,1576188061600960,0,false,0,3.1682841211751708E-13,3.1682841211751708E-13,497394715939.71613,0,false,0,1.0277507434423364E-9,1.0277507434423364E-9,157413227.35030034,0,false,0,2.9632835668923077E-6,2.9632835668923077E-6,54559.757155853971,0,false,0,9.3676443434845373E-3,9.3676443434845373E-3,17.258984848845955,0,true,0.40208958180183813,29.623092435803873,0,5.4577702224690005E-3,5.4577702224690005E-3,false,0,93676.443434845685,0]
[null,5,15,1559.2662722750285,null,95,14,4,493.74391543401725,1,0.95868885960979144,0.95868885960979144,4253446284329950,0,false,0,6.674226209091489E-13,6.674226209091489E-13,1342252081398.3657,0,false,0,2.1650334016609185E-9,2.1650334016609185E-9,424789860.6067661,0,false,0,6.2423772902623703E-6,6.2423772902623703E-6,147233.06311100797,0,false,0,1.9733639725322955E-2,1.9733639725322955E-2,46.574496257804775,0,true,0.95868885960979144,62.403248057200045,0,1.4728148904965184E-2,1.4728148904965184E-2,false,0,197336.39725322978,0]
[null,5,16,1767.3086140572186,null,96,6,8,500.47217841896224,1,0.13669384823871852,0.13669384823871852,709833345136650,0,false,0,8.1307022338720618E-14,8.1307022338720618E-14,224000779900.69913,0,false,0,2.6374955483698124E-10,2.6374955483698124E-10,70890752.481228441,0,false,0,7.6046135369926663E-7,7.6046135369926663E-7,24570.88457607419,0,false,0,2.4039992587987224E-3,2.4039992587987224E-3,7.7725515421526534,0,true,0.13669384823871852,7.6021131511605438,0,2.4578966104256612E-3,2.4578966104256612E-3,false,0,24039.992587987257,0]
[null,5,17,1988.7730424060017,null,97,13,5,500.91924876769349,1,0.2858308515491203,0.2858308515491203,1499771719743254.2,0,false,0,1.6825948660356054E-13,1.6825948660356054E-13,473280153992.80682,0,false,0,5.4581219939294123E-10,5.4581219939294123E-10,149781559.98320606,0,false,0,1.5737243017243206E-6,1.5737243017243206E-6,51914.605123513487,0,false,0,4.974916919177101E-3,4.974916919177101E-3,16.422239210139232,0,true,0.2858308515491203,15.732068634707463,0,5.1931680184164435E-3,5.1931680184164435E-3,false,0,49749.169191771085,0]
[null,5,18,2223.6595573213776,null,98,15,3,503.93319134959995,1,0.12417954089711887,0.12417954089711887,698645096646831.37,0,false,0,6.8175761516643326E-14,6.8175761516643326E-14,220470125269.42047,0,false,0,2.2115342849203988E-10,2.2115342849203988E-10,69773386.891369179,0,false,0,6.3764519227431244E-7,6.3764519227431244E-7,24183.603302046631,0,false,0,2.0157481536007358E-3,2.0157481536007358E-3,7.6500421691437177,0,true,0.12417954089711887,6.3743553546572684,0,2.4191557450829221E-3,2.4191557450829221E-3,false,0,20157.481536007388,0]
[null,5,19,2471.9681588033468,null,99,16,1,511.35394666455221,1,0.27345167227863004,0.27345167227863004,1823481178509755.2,0,false,0,1.2666201581285968E-13,1.2666201581285968E-13,575432541904.31689,0,false,0,4.1087533800247691E-10,4.1087533800247691E-10,182110285.1332337,0,false,0,1.1846648079922991E-6,1.1846648079922991E-6,63119.809559216141,0,false,0,3.7450072991673171E-3,3.7450072991673171E-3,19.966801423485958,0,true,0.27345167227863004,11.842752919324335,0,6.3140570086507811E-3,6.3140570086507811E-3,false,0,37450.072991673296,0]
[null,5,20,2733.698846851908,null,100,12,6,525.45919135062877,1,0.2007060846121882,0.2007060846121882,1836449346808793.2,0,false,0,6.7753016668941907E-14,6.7753016668941907E-14,579524882497.74622,0,false,0,2.197820984127463E-10,2.197820984127463E-10,183405410.55291495,0,false,0,6.3369127648812939E-7,6.3369127648812939E-7,63568.702765800881,0,false,0,2.0032488851328537E-3,2.0032488851328537E-3,20.108800608509192,0,true,0.2007060846121882,6.3348291972128452,0,6.3589610937068858E-3,6.3589610937068858E-3,false,0,20032.488851328562,0]
[null,6,1,77.676451571285526,null,101,10,7,525.96725501482933,1,0.55211475124843867,0.55211475124843867,5108903227786693,0,false,0,1.8429669121687478E-13,1.8429669121687478E-13,1612207027610.2766,0,false,0,5.9783483478070142E-10,5.9783483478070142E-10,510223979.54811591,0,false,0,1.7237196401218789E-6,1.7237196401218789E-6,176844.70922694347,0,false,0,5.449087868926096E-3,5.449087868926096E-3,55.941600847446281,0,true,0.55211475124843867,17.231528836199534,0,1.7690287463393579E-2,1.7690287463393579E-2,false,0,54490.878689261132,0]
[null,6,2,97.809581421174911,null,102,7,8,526.09857585629163,1,0.33189367079933763,0.33189367079933763,3080050631213555,0,false,0,1.1046548370626868E-13,1.1046548370626868E-13,971965811767.62061,0,false,0,3.5833586465637031E-10,3.5833586465637031E-10,307603338.75971293,0,false,0,1.0331792858721947E-6,1.0331792858721947E-6,106615.96706680894,0,false,0,3.2661255241448746E-3,3.2661255241448746E-3,33.726018152807853,0,true,0.33189367079933763,10.328395780309084,0,1.0665103377105741E-2,1.0665103377105741E-2,false,0,32661.255241448824,0]
[null,6,3,131.36479783765719,null,103,16,2,531.48707651444158,1,0.2419397656633776,0.2419397656633776,2527675252392249.5,0,false,0,7.1528603836267979E-14,7.1528603836267979E-14,797653747532.19141,0,false,0,2.3202961905717464E-10,2.3202961905717464E-10,252437846.00703692,0,false,0,6.690041934501252E-7,6.690041934501252E-7,87495.490734340055,0,false,0,2.1148814168712479E-3,2.1148814168712479E-3,27.67760392724356,0,true,0.2419397656633776,6.6878422584772039,0,8.7524268586110787E-3,8.7524268586110787E-3,false,0,21148.814168712546,0]
[null,6,4,178.34210082073238,null,104,1,9,545.56576728834602,1,0.46717973399951385,0.46717973399951385,6614740348400195,0,false,0,1.0191584322788153E-13,1.0191584322788153E-13,2087401228801.1384,0,false,0,3.3060192722601046E-10,3.3060192722601046E-10,660611288.52119565,0,false,0,9.5321483772464057E-7,9.5321483772464057E-7,228969.26823007068,0,false,0,3.0133388793774046E-3,3.0133388793774046E-3,72.430255141084984,0,true,0.46717973399951385,9.5290142207719946,0,2.2904457775294856E-2,2.2904457775294856E-2,false,0,30133.388793774091,0]
[null,6,5,238.74149037040047,null,105,15,4,550.91049433267517,1,0.61572434781321805,0.61572434781321805,9764320231443034,0,false,0,1.1992705082795252E-13,1.1992705082795252E-13,3081308256408.2158,0,false,0,3.8902797518537317E-10,3.8902797518537317E-10,975158483.91347241,0,false,0,1.121672947729551E-6,1.121672947729551E-6,337991.99067554023,0,false,0,3.5458750426162764E-3,3.5458750426162764E-3,106.91760649588112,0,true,0.61572434781321805,11.213041433014054,0,3.3810315850059849E-2,3.3810315850059849E-2,false,0,35458.75042616282,0]
[null,6,6,312.56296648666154,null,106,2,9,551.47955131234505,1,0.50396121417260775,0.50396121417260775,8088460421034823,0,false,0,9.6987301431223757E-14,9.6987301431223757E-14,2552460313285.165,0,false,0,3.146143696021606E-10,3.146143696021606E-10,807791081.65369403,0,false,0,9.0711838186334663E-7,9.0711838186334663E-7,279982.09546655347,0,false,0,2.8676170156893624E-3,2.8676170156893624E-3,88.567233351164333,0,true,0.50396121417260775,9.0682012266331942,0,2.8007418344930684E-2,2.8007418344930684E-2,false,0,28676.170156893695,0]
[null,6,7,399.80652916951544,null,107,14,5,554.14330498368531,1,0.65486311832066002,0.65486311832066002,1.1116045396100678E+16,0,false,0,1.1916185770453269E-13,1.1916185770453269E-13,3507869636159.1182,0,false,0,3.8654578681023464E-10,3.8654578681023464E-10,1110154697.7810216,0,false,0,1.1145161268088082E-6,1.1145161268088082E-6,384781.96359937033,0,false,0,3.523250629021645E-3,3.523250629021645E-3,121.71876170380264,0,true,0.65486311832066002,11.141496755329342,0,3.8490852095929312E-2,3.8490852095929312E-2,false,0,35232.506290216435,0]
[null,6,8,500.47217841896224,null,108,8,8,555.66749597628711,1,0.49471780591410064,0.49471780591410064,8670155791295384,0,false,0,8.7191609715959807E-14,8.7191609715959807E-14,2736024832331.3657,0,false,0,2.8283840173486196E-10,2.8283840173486196E-10,865884749.40703857,0,false,0,8.1549966594017991E-7,8.1549966594017991E-7,300117.48344040988,0,false,0,2.5779884578409295E-3,2.5779884578409295E-3,94.936696378166474,0,true,0.49471780591410064,8.1523153084023026,0,3.0021619408686404E-2,3.0021619408686404E-2,false,0,25779.884578409288,0]
[null,6,9,614.559914235002,null,109,3,9,561.33585801901029,1,7.6458799324779045E-2,7.6458799324779045E-2,1507804819012704,0,false,0,1.1975573864208917E-14,1.1975573864208917E-14,475815144091.1236,0,false,0,3.8847226042101795E-11,3.8847226042101795E-11,150583822.17033792,0,false,0,1.1200706716527839E-7,1.1200706716527839E-7,52192.670892457987,0,false,0,3.5408098667434997E-4,3.5408098667434997E-4,16.510200248519357,0,true,7.6458799324779045E-2,1.1197023940506765,0,5.2209837410799164E-3,5.2209837410799164E-3,false,0,3540.8098667435147,0]
[null,6,10,742.06973661763459,null,110,16,3,565.04229293092385,1,5.9392457641219719E-2,5.9392457641219719E-2,1264387435413564.5,0,false,0,8.617254808001294E-15,8.617254808001294E-15,399000376031.58649,0,false,0,2.7953269645748786E-11,2.7953269645748786E-11,126273832.21483189,0,false,0,8.0596842289517661E-8,8.0596842289517661E-8,43766.77701581423,0,false,0,2.5478579310177658E-4,2.5478579310177658E-4,13.844822278826982,0,true,5.9392457641219719E-2,0.80570342165403042,0,4.3781172201336075E-3,4.3781172201336075E-3,false,0,2547.8579310177697,0]
[null,6,11,883.00164556686025,null,111,11,7,567.36374318282299,1,0.99767282343718733,0.99767282343718733,2.2276136957972568E+16,0,false,0,1.3801392859550568E-13,1.3801392859550568E-13,7029638838395.29,0,false,0,4.476994874652076E-10,4.476994874652076E-10,2224708267.2927651,0,false,0,1.290838797808367E-6,1.290838797808367E-6,771088.58543380781,0,false,0,4.080648540605694E-3,4.080648540605694E-3,243.91982125404738,0,true,0.99767282343718733,12.904143718956089,0,7.7134220162393727E-2,7.7134220162393727E-2,false,0,40806.48540605692,0]
[null,6,12,1037.3556410826786,null,112,13,6,574.7407248839545,1,0.16555054862334287,0.16555054862334287,4295492643858933.5,0,false,0,1.9707647344103525E-14,1.9707647344103525E-14,1355520572363.2053,0,false,0,6.392908096224953E-11,6.392908096224953E-11,428989012.5436694,0,false,0,1.8432484361670565E-7,1.8432484361670565E-7,148688.49804360216,0,false,0,5.826946830068449E-4,5.826946830068449E-4,47.034896574074047,0,true,0.16555054862334287,1.8426423787714408,0,1.4873740268452441E-2,1.4873740268452441E-2,false,0,5826.946830068443,0]
[null,6,13,1205.1317231650901,null,113,4,9,575.13468740834139,1,0.42148274488623333,0.42148274488623333,1.102356735387611E+16,0,false,0,4.9776453748865965E-14,4.9776453748865965E-14,3478686513495.2979,0,false,0,1.6146843335295678E-10,1.6146843335295678E-10,1100918955.2701735,0,false,0,4.6555719680051659E-7,4.6555719680051659E-7,381580.83573338616,0,false,0,1.4717370588163393E-3,1.4717370588163393E-3,120.70614324253607,0,true,0.42148274488623333,4.6540412227368302,0,3.8170634022095556E-2,3.8170634022095556E-2,false,0,14717.370588163418,0]
[null,6,14,1386.3298918140945,null,114,17,1,576.40557092854215,1,0.86672176805386825,0.86672176805386825,2.3257742606081088E+16,0,false,0,9.9765035571759018E-14,9.9765035571759018E-14,7339402295180.9512,0,false,0,3.2362498297783658E-10,3.2362498297783658E-10,2322740803.3957782,0,false,0,9.3309841906023769E-7,9.3309841906023769E-7,805066.86955379788,0,false,0,2.9497460941245277E-3,2.9497460941245277E-3,254.66823219622853,0,true,0.86672176805386825,9.3279161766189347,0,8.0533166142870705E-2,8.0533166142870705E-2,false,0,29497.460941245321,0]
[null,6,15,1580.9501470296918,null,115,9,8,589.17893877894869,1,0.20177371242995723,0.20177371242995723,6985990201028155,0,false,0,1.8000630218176389E-14,1.8000630218176389E-14,2204555849806.8252,0,false,0,5.8391736288787776E-11,5.8391736288787776E-11,697687852.46632111,0,false,0,1.6835918017176478E-7,1.6835918017176478E-7,241820.08362259134,0,false,0,5.3222342250009932E-4,5.3222342250009932E-4,76.495376390090158,0,true,0.20177371242995723,1.6830382391904215,0,2.4189961986455372E-2,2.4189961986455372E-2,false,0,5322.2342250009924,0]
[null,6,16,1788.9924888118819,null,116,5,9,592.8760394803387,1,0.53112525937694122,0.53112525937694122,1.9776369122656472E+16,0,false,0,4.4058921913557842E-14,4.4058921913557842E-14,6240791782226.5254,0,false,0,1.4292149321233024E-10,1.4292149321233024E-10,1975057523.0891299,0,false,0,4.1208134841458439E-7,4.1208134841458439E-7,684559.11007264408,0,false,0,1.3026871797422014E-3,1.3026871797422014E-3,216.5477986849063,0,true,0.53112525937694122,4.1194585666865171,0,6.8478426613991852E-2,6.8478426613991852E-2,false,0,13026.871797422047,0]
[null,6,17,2010.4569171606649,null,117,17,2,596.53870077843146,1,0.76684285640292493,0.76684285640292493,3.0672864279789244E+16,0,false,0,5.9216799693101548E-14,5.9216799693101548E-14,9679378360477.5215,0,false,0,1.9209170510341611E-10,1.9209170510341611E-10,3063285832.4375482,0,false,0,5.5385237782725911E-7,5.5385237782725911E-7,1061741.341118884,0,false,0,1.7508591321620021E-3,1.7508591321620021E-3,335.86252349728528,0,true,0.76684285640292493,5.5367027197376952,0,0.10620905549432409,0.10620905549432409,false,0,17508.591321620032,0]
[null,6,18,2245.3434320760412,null,118,15,5,611.30988388234323,1,0.4205902284074069,0.4205902284074069,2.2357111036776084E+16,0,false,0,2.4439323857536239E-14,2.4439323857536239E-14,7055191676857.9072,0,false,0,7.9278032850457486E-11,7.9278032850457486E-11,2232795113.8986163,0,false,0,2.2858002629554011E-7,2.2858002629554011E-7,773891.50355192774,0,false,0,7.2259584411172911E-4,7.2259584411172911E-4,244.80647331877316,0,true,0.4205902284074069,2.2850486951650359,0,7.7414604164056239E-2,7.7414604164056239E-2,false,0,7225.9584411173155,0]
[null,6,19,2493.6520335580099,null,119,16,4,612.01959591399907,1,0.29448798072511351,0.29448798072511351,1.5866565012357984E+16,0,false,0,1.6882577263147744E-14,1.6882577263147744E-14,5006982218381.2637,0,false,0,5.4764915865522089E-11,5.4764915865522089E-11,1584587059.37778,0,false,0,1.5790207524733975E-7,1.5790207524733975E-7,549221.22242985363,0,false,0,4.9916602600623547E-4,4.9916602600623547E-4,173.73612440216766,0,true,0.29448798072511351,1.5785015727545471,0,5.4940186496120869E-2,5.4940186496120869E-2,false,0,4991.6602600623582,0]
[null,6,20,2755.3827216065711,null,120,12,7,612.70275403348262,1,0.52410574988944092,0.52410574988944092,2.8606681409238148E+16,0,false,0,2.9659025853322064E-14,2.9659025853322064E-14,9027356899958.7383,0,false,0,9.6210076826130741E-11,9.6210076826130741E-11,2856937033.1584802,0,false,0,2.7739969194613779E-7,2.7739969194613779E-7,990220.41134965874,0,false,0,8.7692642181686593E-4,8.7692642181686593E-4,313.23818080205797,0,true,0.52410574988944092,2.7730848333228697,0,9.9054610146213126E-2,9.9054610146213126E-2,false,0,8769.2642181686733,0]
[null,7,1,103.30284900861494,null,121,6,9,614.559914235002,1,0.15145848332556863,0.15145848332556863,8562967959466701,0,false,0,8.2746455852279994E-15,8.2746455852279994E-15,2702199768899.2241,0,false,0,2.6841889258295443E-11,2.6841889258295443E-11,855179946.5019201,0,false,0,7.7392431823536436E-8,7.7392431823536436E-8,296407.17613818642,0,false,0,2.4465588926427938E-4,2.4465588926427938E-4,93.763008281815459,0,true,0.15145848332556863,0.77366985304906022,0,2.9650466643976726E-2,2.9650466643976726E-2,false,0,2446.5588926427995,0]
[null,7,2,123.43597885850431,null,122,10,8,626.63290426427625,1,0.27705826783058068,0.27705826783058068,1.9639744705486268E+16,0,false,0,1.207238020238082E-14,1.207238020238082E-14,6197677470664.0781,0,false,0,3.9161253390094826E-11,3.9161253390094826E-11,1961412901.0001936,0,false,0,1.1291249300495849E-7,1.1291249300495849E-7,679829.85523055447,0,false,0,3.5694325316152763E-4,3.5694325316152763E-4,215.05178510418565,0,true,0.27705826783058068,1.1287536754205252,0,6.8005345581429649E-2,6.8005345581429649E-2,false,0,3569.432531615279,0]
[null,7,3,156.99119527498658,null,123,14,6,627.96478109994632,1,0.37929057665962801,0.37929057665962801,2.7558635016093064E+16,0,false,0,1.6124004699191194E-14,1.6124004699191194E-14,8696626861640.5254,0,false,0,5.2304203736358203E-11,5.2304203736358203E-11,2752269088.2748976,0,false,0,1.5080717615655378E-7,1.5080717615655378E-7,953942.28052814864,0,false,0,4.7673736204779455E-4,4.7673736204779455E-4,301.76225526953885,0,true,0.37929057665962801,1.5075759097713464,0,9.5425603852089008E-2,9.5425603852089008E-2,false,0,4767.3736204779498,0]
[null,7,4,203.96849825806177,null,124,17,3,630.09391719491384,1,0.18824802008674818,0.18824802008674818,1.4226805154721272E+16,0,false,0,7.6937835481273865E-15,7.6937835481273865E-15,4489526269774.416,0,false,0,2.4957647291239284E-11,2.4957647291239284E-11,1420824943.9561825,0,false,0,7.1959652238940608E-8,7.1959652238940608E-8,492460.92725562147,0,false,0,2.2748158049625046E-4,2.2748158049625046E-4,155.78103945503793,0,true,0.18824802008674818,0.71935992010308791,0,4.9262290094647554E-2,4.9262290094647554E-2,false,0,2274.8158049625035,0]
[null,7,5,264.36788780772986,null,125,7,9,640.18631167233139,1,0.36774231358851167,0.36774231358851167,3.34316558175803E+16,0,false,0,1.2494412335926556E-14,1.2494412335926556E-14,10549965041538.139,0,false,0,4.0530271516055239E-11,4.0530271516055239E-11,3338805162.9857802,0,false,0,1.1685974280392047E-7,1.1685974280392047E-7,1157236.9231578896,0,false,0,3.694214488579142E-4,3.694214488579142E-4,366.07081051063875,0,true,0.36774231358851167,1.1682131949104191,0,0.11576175461175225,0.11576175461175225,false,0,3694.2144885791445,0]
[null,7,6,338.18936392399087,null,126,18,1,645.39971787519823,1,0.66150787923888377,0.66150787923888377,6.6085048830022568E+16,0,false,0,2.045282681266992E-14,2.045282681266992E-14,20854335146584.359,0,false,0,6.6346347607303921E-11,6.6346347607303921E-11,6599885552.5970917,0,false,0,1.9129447761774349E-7,1.9129447761774349E-7,2287534.2756603276,0,false,0,6.0472735421503686E-4,6.0472735421503686E-4,723.61977880617042,0,true,0.66150787923888377,1.9123158027269413,0,0.22882866609747354,0.22882866609747354,false,0,6047.273542150373,0]
[null,7,7,425.43292660684477,null,127,13,7,661.98428756680835,1,0.43230375700117896,0.43230375700117896,5.8005783789304576E+16,0,false,0,9.9516073797639118E-15,9.9516073797639118E-15,18304776602251.844,0,false,0,3.2281738290582919E-11,3.2281738290582919E-11,5793012809.6414347,0,false,0,9.3076988946561016E-8,9.3076988946561016E-8,2007870.478326635,0,false,0,2.9423850581003632E-4,2.9423850581003632E-4,635.15323326849204,0,true,0.43230375700117896,0.93046385368440199,0,0.20085308803486662,0.20085308803486662,false,0,2942.3850581003653,0]
[null,7,8,526.09857585629163,null,128,18,2,665.53284772508766,1,0.58527731775747782,0.58527731775747782,8.35678304199356E+16,0,false,0,1.2661080586389031E-14,1.2661080586389031E-14,26371343804750.723,0,false,0,4.1070921949443486E-11,4.1070921949443486E-11,8345883470.0875921,0,false,0,1.1841858433715716E-7,1.1841858433715716E-7,2892700.8425138141,0,false,0,3.7434931780517427E-4,3.7434931780517427E-4,915.05319333762907,0,true,0.58527731775747782,1.1837964847945759,0,0.28936522711573198,0.28936522711573198,false,0,3743.4931780517477,0]
[null,7,9,{"$f":"3.1416/2*SQRT($H$2/$I$2)*(B138^2/$C$2^2+C138^2/$D$2^2)","v":640.18631167233139},null,129,11,8,668.02939243226979,1,{"$f":"ABS(SIN(G138*3.1416*$J$2/$C$2)*SIN(H138*3.1416*$K$2/$D$2))*(1/F138^$M$2)+(1-1/F138^$M$2)","v":0.50064502659660381},{"$f":"$J138*$K138","v":0.50064502659660381},{"$f":"10^(LOG10($I138/22.27)/LOG10(2)*70/20)*$L138","v":7.4664355008228464E+16},{"$f":"IF($I138<22.27,M138,0)","v":0},{"$f":"AND($I138>22.27,$I138<44.45)","v":false},{"$f":"IF($O138=TRUE,$L138,0)","v":0},{"$f":"10^(LOG10(44.45/$I138)/LOG10(2)*70/20)*$L138","v":1.0368907685556033E-14},{"$f":"IF($I138>44.45,Q138,0)","v":1.0368907685556033E-14},{"$f":"10^(LOG10($I138/44.548)/LOG10(2)*70/20)*$L138","v":23561690736585.621},{"$f":"IF($I138<44.528,S138,0)","v":0},{"$f":"AND($I138>44.548,$I138<89.095)","v":false},{"$f":"IF($U138=TRUE,$L138,0)","v":0},{"$f":"10^(LOG10(89.095/$I138)/LOG10(2)*70/20)*$L138","v":3.3635406974051523E-11},{"$f":"IF($I138>89.095,W138,0)","v":3.3635406974051523E-11},{"$f":"10^(LOG10($I138/89.09)/LOG10(2)*70/20)*$L138","v":7456697190.0142517},{"$f":"IF($I138<89.09,Y138,0)","v":0},{"$f":"AND($I138>89.09,$I138<176.78)","v":false},{"$f":"IF($AA138=TRUE,$L138,0)","v":0},{"$f":"10^(LOG10(176.78/$I138)/LOG10(2)*70/20)*$L138","v":9.6979982148301771E-8},{"$f":"IF($I138>176.78,AC138,0)","v":9.6979982148301771E-8},{"$f":"10^(LOG10($I138/176.78)/LOG10(2)*70/20)*$L138","v":2584506.9993169024},{"$f":"IF($I138<176.78,AE138,0)","v":0},{"$f":"AND($I138>176.78,$I138<353.55)","v":false},{"$f":"IF($AG138=TRUE,$L138,0)","v":0},{"$f":"10^(LOG10(353.55/$I138)/LOG10(2)*70/20)*$L138","v":3.0657679587361178E-4},{"$f":"IF($I138>353.55,AI138,0)","v":3.0657679587361178E-4},{"$f":"10^(LOG10($I138/353.55)/LOG10(2)*70/20)*$L138","v":817.56168773857485},{"$f":"IF($I138<353.55,AK138,0)","v":0},{"$f":"AND($I138>353.55,$I138<707.1)","v":true},{"$f":"IF($AM138=TRUE,$L138,0)","v":0.50064502659660381},{"$f":"10^(LOG10(707.1/$I138)/LOG10(2)*70/20)*$L138","v":0.96948095271712376},{"$f":"IF($I138>707.1,AO138,0)","v":0},{"$f":"10^(LOG10($I138/707.1)/LOG10(2)*70/20)*$L138","v":0.25853570609452492},{"$f":"IF($I138<707.1,AQ138,0)","v":0.25853570609452492},{"$f":"AND($I138>707.1,$I138<1414.2)","v":false},{"$f":"IF($AS138=TRUE,$L138,0)","v":0},{"$f":"10^(LOG10(1414.2/$I138)/LOG10(2)*70/20)*$L138","v":3065.7679587361195},{"$f":"IF($I138>1414.2,AU138,0)","v":0}]
[null,7,10,767.69613405496409,null,130,8,9,669.75523179232687,{"$f":"IF(ABS(I139-I138)>0.0001,1,$L$2)","v":1},0.54815347964341687,0.54815347964341687,8.4239128274185168E+16,0,false,0,1.1017346284397325E-14,1.1017346284397325E-14,26583184011931.215,0,false,0,3.5738858642359284E-11,3.5738858642359284E-11,8412925699.5809669,0,false,0,1.0304480263344281E-7,1.0304480263344281E-7,2915937.8208917906,0,false,0,3.2574913629578153E-4,3.2574913629578153E-4,922.40378796386392,0,true,0.54815347964341687,1.0301092165272963,0,0.29168968923328137,0.29168968923328137,false,0,3257.4913629578173,0]
[null,7,11,908.62804300418975,null,131,16,5,672.41898546366713,1,0.20115944337154018,0.20115944337154018,3.2373891769988196E+16,0,false,0,3.8607568724680174E-15,3.8607568724680174E-15,10216168421197.641,0,false,0,1.2523800246984738E-11,1.2523800246984738E-11,3233166720.1101727,0,false,0,3.6109505834683652E-8,3.6109505834683652E-8,1120622.415682035,0,false,0,1.1415073867974194E-4,1.1415073867974194E-4,354.48847835383509,0,true,0.20115944337154018,0.3609763308186662,0,0.11209909958854135,0.11209909958854135,false,0,1141.507386797419,0]
[null,7,12,1062.9820385200082,null,132,1,10,673.0755896709785,1,0.83498070409865333,0.83498070409865333,1.3591243478764909E+17,0,false,0,1.584456057619517E-14,1.584456057619517E-14,42889632614787.273,0,false,0,5.1397722833208564E-11,5.1397722833208564E-11,13573516712.993402,0,false,0,1.4819354636241877E-7,1.4819354636241877E-7,4704609.5685708476,0,false,0,4.684750564653865E-4,4.684750564653865E-4,1488.217497591776,0,true,0.83498070409865333,1.481448205406612,0,0.47061569461061603,0.47061569461061603,false,0,4684.7505646538721,0]
[null,7,13,1230.7581206024195,null,133,17,4,677.07122017798895,1,0.93339763182947821,0.93339763182947821,1.6275568316521834E+17,0,false,0,1.653422107772342E-14,1.653422107772342E-14,51360506254128.687,0,false,0,5.3634893068135313E-11,5.3634893068135313E-11,16254340443.752377,0,false,0,1.5464391366771927E-7,1.5464391366771927E-7,5633788.7372462489,0,false,0,4.8886620211071035E-4,4.8886620211071035E-4,1782.1463937234428,0,true,0.93339763182947821,1.5459306697460595,0,0.56356417280212823,0.56356417280212823,false,0,4888.6620211071113,0]
[null,7,14,1411.9562892514236,null,134,2,10,678.98937369497776,1,0.90071948508086219,0.90071948508086219,1.6230949378200909E+17,0,false,0,1.543909024252772E-14,1.543909024252772E-14,51219703105745.945,0,false,0,5.0082429062408673E-11,5.0082429062408673E-11,16209779700.9506,0,false,0,1.4440119842055075E-7,1.4440119842055075E-7,5618343.8896506578,0,false,0,4.5648654239164807E-4,4.5648654239164807E-4,1777.2606976620852,0,true,0.90071948508086219,1.4435371951726148,0,0.5620191800512081,0.5620191800512081,false,0,4564.8654239164835,0]
[null,7,15,1606.576544467021,null,135,15,6,685.13135999860435,1,0.24360191589219507,0.24360191589219507,4.8742270481666864E+16,0,false,0,3.7604702495941422E-15,3.7604702495941422E-15,15381507049267.012,0,false,0,1.2198483301679644E-11,1.2198483301679644E-11,4867869698.9414129,0,false,0,3.5171529030283252E-8,3.5171529030283252E-8,1687213.9216709558,0,false,0,1.1118557084895048E-4,1.1118557084895048E-4,533.71937539418934,0,true,0.24360191589219507,0.35159964682870498,0,0.16877688576080627,0.16877688576080627,false,0,1111.8557084895056,0]
[null,7,16,1814.6188862492111,null,136,3,10,688.84568040164277,1,0.13665323525101386,0.13665323525101386,2.9116935041046716E+16,0,false,0,1.9809827405886224E-15,1.9809827405886224E-15,9188376683342.2305,0,false,0,6.4260539980588292E-12,6.4260539980588292E-12,2907895845.0584812,0,false,0,1.8528052968009203E-8,1.8528052968009203E-8,1007882.8432114217,0,false,0,5.8571583401846166E-5,5.8571583401846166E-5,318.82536923153049,0,true,0.13665323525101386,0.18521960971234713,0,0.10082143426158016,0.10082143426158016,false,0,585.71583401846249,0]
[null,7,17,2036.0833145979943,null,137,18,3,699.08806414156993,1,0.14367649818939818,0.14367649818939818,3.6344468734666368E+16,0,false,0,1.7543637991258217E-15,1.7543637991258217E-15,11469155960931.297,0,false,0,5.690931210270086E-12,5.690931210270086E-12,3629706542.7871246,0,false,0,1.6408495000669433E-8,1.6408495000669433E-8,1258063.9559646356,0,false,0,5.1871156407523704E-5,5.1871156407523704E-5,397.96560481103973,0,true,0.14367649818939818,0.16403099911461194,0,0.12584777416093468,0.12584777416093468,false,0,518.71156407523688,0]
[null,7,18,2270.9698295133703,null,138,4,10,702.6445097909741,1,0.75330741784896527,0.75330741784896527,2.0213778972726682E+17,0,false,0,8.6712855616235102E-15,8.6712855616235102E-15,63788243897720.062,0,false,0,2.8128538482381561E-11,2.8128538482381561E-11,20187414576.726685,0,false,0,8.1102189784225035E-8,8.1102189784225035E-8,6997000.5408738423,0,false,0,2.5638331675870184E-4,2.5638331675870184E-4,2213.3736038697029,0,true,0.75330741784896527,0.81075523502591618,0,0.69993019011235291,0.69993019011235291,false,0,2563.8331675870177,0]
[null,7,19,2519.2784309953395,null,139,9,9,703.26667459498844,1,0.22356778196953669,0.22356778196953669,6.0611298436153752E+16,0,false,0,2.5471314715380596E-15,2.5471314715380596E-15,19126993981775.832,0,false,0,8.2625678865808622E-12,8.2625678865808622E-12,6053224442.6698284,0,false,0,2.3823219583991433E-8,2.3823219583991433E-8,2098060.3800657252,0,false,0,7.531086483687755E-5,7.531086483687755E-5,663.68316501264474,0,true,0.22356778196953669,0.23815386544161837,0,0.20987504461493264,0.20987504461493264,false,0,753.10864836877795,0]
[null,7,20,2781.0091190439011,null,140,12,8,713.36840328292953,1,0.2630029914905786,0.2630029914905786,8.4162606369365776E+16,0,false,0,2.5385674875645223E-15,2.5385674875645223E-15,26559036137678.562,0,false,0,8.2347874206915252E-12,8.2347874206915252E-12,8405283489.6861715,0,false,0,2.3743120981703054E-8,2.3743120981703054E-8,2913289.014797071,0,false,0,7.505765409895467E-5,7.505765409895467E-5,921.56588642911902,0,false,0,0.23735314278177011,0.23735314278177011,0.29142472150280685,0,true,0.2630029914905786,750.57654098954799,0]
[null,8,1,132.8717691286104,null,141,14,7,715.20834378280017,1,0.99044517006197963,0.99044517006197963,3.2658467616694944E+17,0,false,0,9.2779405863138653E-15,9.2779405863138653E-15,103059714884104.31,0,false,0,3.0096449593860973E-11,3.0096449593860973E-11,32615871881.66832,0,false,0,8.6776210158289497E-8,8.6776210158289497E-8,11304730.099524785,0,false,0,2.7432024505532926E-4,2.7432024505532926E-4,3576.0453432857053,0,false,0,0.86747678267038497,0.86747678267038497,1.1308448300821523,0,true,0.99044517006197963,2743.2024505532972,0]
[null,8,2,153.00489897849977,null,142,19,1,718.33638750452042,1,0.15313277918235663,0.15313277918235663,5.3121414925092008E+16,0,false,0,1.3634939274471969E-15,1.3634939274471969E-15,16763425463421.254,0,false,0,4.4229994660112582E-12,4.4229994660112582E-12,5305212980.917861,0,false,0,1.2752704600441827E-8,1.2752704600441827E-8,1838798.0271494628,0,false,0,4.0314333211027368E-5,4.0314333211027368E-5,581.67024460913319,0,false,0,0.12748511529781628,0.12748511529781628,0.18394028201121354,0,true,0.15313277918235663,403.1433321102744,0]
[null,8,3,186.56011539498206,null,143,5,10,720.3858618629713,1,0.94926922288028825,0.94926922288028825,3.4039001763383725E+17,0,false,0,8.1768964646592664E-15,8.1768964646592664E-15,107416240646899.41,0,false,0,2.6524803645095706E-11,2.6524803645095706E-11,33994605427.441406,0,false,0,7.6478188177508683E-8,7.6478188177508683E-8,11782602.059246385,0,false,0,2.4176574759340972E-4,2.4176574759340972E-4,3727.2114287388399,0,false,0,0.76453042260854687,0.76453042260854687,1.1786477435825109,0,true,0.94926922288028825,2417.6574759340988,0]
[null,8,4,233.53741837805725,null,144,17,5,737.47060972765712,1,0.63758713547768087,0.63758713547768087,3.002492056936073E+17,0,false,0,4.1819971992842896E-15,4.1819971992842896E-15,94749079767428.062,0,false,0,1.3565862675989932E-11,1.3565862675989932E-11,29985759712.955231,0,false,0,3.9114053864689729E-8,3.9114053864689729E-8,10393127.665389311,0,false,0,1.2364882980827032E-4,1.2364882980827032E-4,3287.676526797542,0,false,0,0.39101193220865621,0.39101193220865621,1.0396546034551823,0,true,0.63758713547768087,1236.4882980827076,0]
[null,8,5,293.93680792772534,null,145,19,2,738.46951735440985,1,0.13548612960395651,0.13548612960395651,6.4814475636111552E+16,0,false,0,8.7479073466898837E-16,8.7479073466898837E-16,20453382742323.469,0,false,0,2.8377089728273518E-12,2.8377089728273518E-12,6472993951.32761,0,false,0,8.1818830299624645E-9,8.1818830299624645E-9,2243553.3785850652,0,false,0,2.5864878792231203E-5,2.5864878792231203E-5,709.70722354878012,0,false,0,8.1791928387635604E-2,8.1791928387635604E-2,0.22442912982884328,0,true,0.13548612960395651,258.64878792231195,0]
[null,8,6,367.75828404398635,null,146,10,9,740.720640080316,1,0.30698400534562587,0.30698400534562587,1.521465156117216E+17,0,false,0,1.9131807342550001E-15,1.9131807342550001E-15,48012591109873.102,0,false,0,6.206112983455625E-12,6.206112983455625E-12,15194807419.247936,0,false,0,1.7893903493131078E-8,1.7893903493131078E-8,5266552.3525495036,0,false,0,5.6566886042593876E-5,5.6566886042593876E-5,1665.9778561450767,0,false,0,0.17888020003778485,0.17888020003778485,0.52682845568227887,0,true,0.30698400534562587,565.66886042593762,0]
[null,8,7,455.00184672684026,null,147,6,10,742.06973661763459,1,0.27069862377426895,0.27069862377426895,1.3703156804674902E+17,0,false,0,1.6517259103646609E-15,1.6517259103646609E-15,43242795402318.367,0,false,0,5.3579870599187132E-12,5.3579870599187132E-12,13685284072.765844,0,false,0,1.5448526899722499E-8,1.5448526899722499E-8,4743348.3715913063,0,false,0,4.8836468856445873E-5,4.8836468856445873E-5,1500.4718119297663,0,false,0,0.15443447446624811,0.15443447446624811,0.47449084905778682,0,true,0.27069862377426895,488.36468856445993,0]
[null,8,8,555.66749597628711,null,148,18,4,746.06536712464515,1,0.71239688522480837,0.71239688522480837,3.8385926450378016E+17,0,false,0,4.0837440086666425E-15,4.0837440086666425E-15,121133749506234.12,0,false,0,1.3247141924186324E-11,1.3247141924186324E-11,38335860514.308853,0,false,0,3.8195095671496241E-8,3.8195095671496241E-8,13287290.243829565,0,false,0,1.2074378433218143E-4,1.2074378433218143E-4,4203.192113656024,0,false,0,0.38182537179784581,0.38182537179784581,1.3291660522410376,0,true,0.71239688522480837,1207.4378433218151,0]
[null,8,9,669.75523179232687,null,149,16,6,746.24046157992825,1,0.1165096630767367,0.1165096630767367,6.2950165479104832E+16,0,false,0,6.6606027123857174E-16,6.6606027123857174E-16,19865065876107.773,0,false,0,2.1606141140174701E-12,2.1606141140174701E-12,6286806093.5802717,0,false,0,6.2296352878510839E-9,6.2296352878510839E-9,2179020.2737433822,0,false,0,1.9693359224277924E-5,1.9693359224277924E-5,689.29335191936752,0,false,0,6.2275869928604947E-2,6.2275869928604947E-2,0.21797369680771966,0,true,0.1165096630767367,196.93359224277921,0]
[null,8,10,797.26505417495957,null,150,13,8,762.64993681625526,1,0.21693557330349922,0.21693557330349922,1.5093749880806896E+17,0,false,0,9.6305460450969405E-16,9.6305460450969405E-16,47631063940451.25,0,false,0,3.1240256489158347E-12,3.1240256489158347E-12,15074063428.337,0,false,0,9.0074115023024122E-9,9.0074115023024122E-9,5224702.230212138,0,false,0,2.8474570693034E-5,2.8474570693034E-5,1652.7393326435949,0,false,0,9.0044498785466776E-2,9.0044498785466776E-2,0.52264206697004301,0,true,0.21693557330349922,284.74570693034093,0]
[null,8,11,938.19696312418512,null,151,7,10,767.69613405496409,1,0.65725825326002429,0.65725825326002429,4.9374506465238336E+17,0,false,0,2.702438642358777E-15,2.702438642358777E-15,155810205750426,0,false,0,8.7663644343908877E-12,8.7663644343908877E-12,49310108361.2267,0,false,0,2.5275801390142188E-8,2.5275801390142188E-8,17090987.732119858,0,false,0,7.9902821506791706E-5,7.9902821506791706E-5,5406.4224933746473,0,false,0,0.25267490743534926,0.25267490743534926,1.7096609072230475,0,true,0.65725825326002429,799.02821506791827,0]
[null,8,12,1092.5509586400035,null,152,19,3,772.024733770892,1,3.3259742115613049E-2,3.3259742115613049E-2,2.6673284449533488E+16,0,false,0,1.2809959949315344E-16,1.2809959949315344E-16,8417238440747.6621,0,false,0,4.1553867512652436E-13,4.1553867512652436E-13,2663849505.9840698,0,false,0,1.1981104711112484E-9,1.1981104711112484E-9,923295.86650809692,0,false,0,3.7875122391156418E-6,3.7875122391156418E-6,292.06782071161808,0,false,0,1.1977165341369717E-2,1.1977165341369717E-2,9.2359954469041175E-2,0,true,3.3259742115613049E-2,37.875122391156481,0]
[null,8,13,1260.3270407224149,null,153,15,7,772.3749226814582,1,0.63612005111792336,0.63612005111792336,5.1284555714772666E+17,0,false,0,2.4371265790717328E-15,2.4371265790717328E-15,161837712410626.47,0,false,0,7.9057261208474587E-12,7.9057261208474587E-12,51217666374.715088,0,false,0,2.2794348189710645E-8,2.2794348189710645E-8,17752151.369563073,0,false,0,7.2058357582934448E-5,7.2058357582934448E-5,5615.569560665399,0,false,0,0.22786853441293842,0.22786853441293842,1.7757990170813744,0,true,0.63612005111792336,720.58357582934559,0]
[null,8,14,1441.5252093714191,null,154,11,9,782.11712824830954,1,0.55472091385113709,0.55472091385113709,5.1738495298112384E+17,0,false,0,1.8370534763919789E-15,1.8370534763919789E-15,163270201055919.94,0,false,0,5.9591659204001185E-12,5.9591659204001185E-12,51671013894.445541,0,false,0,1.718188827104181E-8,1.718188827104181E-8,17909282.577658303,0,false,0,5.4316036531530974E-5,5.4316036531530974E-5,5665.2751546996442,0,false,0,0.17176238891255025,0.17176238891255025,1.7915173060413616,0,true,0.55472091385113709,543.16036531531097,0]
[null,8,15,1636.1454645870167,null,155,20,1,795.21557981650847,1,0.82669693970109692,0.82669693970109692,9.3529860568597248E+17,0,false,0,2.2569861093994855E-15,2.2569861093994855E-15,295150430096183.69,0,false,0,7.3213735358241082E-12,7.3213735358241082E-12,93407871588.44783,0,false,0,2.1109501524778126E-8,2.1109501524778126E-8,32375365.629025426,0,false,0,6.6732156436769406E-5,6.6732156436769406E-5,10241.356890043351,0,false,0,0.21102560751485738,0.21102560751485738,3.2386014103195588,0,true,0.82669693970109692,667.32156436769446,0]
[null,8,16,1844.1878063692066,null,156,8,10,797.26505417495957,1,0.97970340979573267,0.97970340979573267,1.1420773473992434E+18,0,false,0,2.5958538343462775E-15,2.5958538343462775E-15,360403210524157.94,0,false,0,8.4206169840837049E-12,8.4206169840837049E-12,114058776054.41539,0,false,0,2.4278917910050123E-8,2.4278917910050123E-8,39533012.744693771,0,false,0,7.6751435659775925E-5,7.6751435659775925E-5,12505.548110136649,0,false,0,0.24270935037276034,0.24270935037276034,3.9546015416845983,0,true,0.97970340979573267,767.5143565977603,0]
[null,8,17,2065.6522347179898,null,157,18,5,806.46475667431321,1,0.4866255000919994,0.4866255000919994,6.4822824140340096E+17,0,false,0,1.1283615826085774E-15,1.1283615826085774E-15,204560172641744.25,0,false,0,3.6602602893063433E-12,3.6602602893063433E-12,64738277128.731064,0,false,0,1.0553521109137012E-8,1.0553521109137012E-8,22438423.62098166,0,false,0,3.3362190991910814E-5,3.3362190991910814E-5,7097.9863821655308,0,false,0,0.10550051126799052,0.10550051126799052,2.2445803768501396,0,true,0.4866255000919994,333.62190991910956,0]
[null,8,18,2300.5387496333656,null,158,17,6,811.29208584391813,1,0.36928448941550435,0.36928448941550435,5.2726494452517978E+17,0,false,0,7.9887668961264492E-16,7.9887668961264492E-16,166388011491912.41,0,false,0,2.5914535447774529E-12,2.5914535447774529E-12,52657724422.860985,0,false,0,7.4718619787937523E-9,7.4718619787937523E-9,18251278.531363517,0,false,0,2.3620333329877542E-5,2.3620333329877542E-5,5773.4593419294688,0,false,0,7.4694052414802273E-2,7.4694052414802273E-2,1.8257281498874025,0,true,0.36928448941550435,236.20333329877536,0]
[null,8,19,2548.8473511153347,null,159,1,11,814.00749862020416,1,0.27157982157281113,0.27157982157281113,4.0312308928357248E+17,0,false,0,5.651241112402444E-16,5.651241112402444E-16,127212798629677.58,0,false,0,1.8331901535677983E-12,1.8331901535677983E-12,40259730453.164597,0,false,0,5.285583388498926E-9,5.285583388498926E-9,13954107.629066484,0,false,0,1.6708986573031288E-5,1.6708986573031288E-5,4414.1276410242181,0,false,0,5.2838454963950336E-2,5.2838454963950336E-2,1.3958697228342616,0,true,0.27157982157281113,167.08986573031328,0]
[null,8,20,2810.5780391638964,null,160,20,2,815.34870966639789,1,0.73143039206619409,0.73143039206619409,1.1066902909533745E+18,0,false,0,1.4931602412713033E-15,1.4931602412713033E-15,349236183366904.94,0,false,0,4.8436203615347232E-12,4.8436203615347232E-12,110524685867.28784,0,false,0,1.3965468488523696E-8,1.3965468488523696E-8,38308089.619602934,0,false,0,4.4148168387350658E-5,4.4148168387350658E-5,12118.066003195549,0,false,0,0.13960876662867081,0.13960876662867081,3.8320689406351214,0,true,0.73143039206619409,441.48168387350682,0]
[null,9,1,166.38321193127192,null,161,14,8,815.87399303224709,1,0.49701809737566394,0.49701809737566394,7.5766516235584563E+17,0,false,0,1.0070559495125433E-15,1.0070559495125433E-15,239094976918316.37,0,false,0,3.2667603700126736E-12,3.2667603700126736E-12,75667695602.378357,0,false,0,9.4189543361558331E-9,9.4189543361558331E-9,26226583.153788205,0,false,0,2.9775555500131515E-5,2.9775555500131515E-5,8296.3016128392555,0,false,0,9.4158573977169382E-2,9.4158573977169382E-2,2.6235209252300455,0,true,0.49701809737566394,297.75555500131475,0]
[null,9,2,186.51634178116129,null,162,19,4,819.00203675396722,1,0.16491309981197394,0.16491309981197394,2.6283468268446134E+17,0,false,0,3.1960543113600069E-16,3.1960543113600069E-16,82942248782265.719,0,false,0,1.0367590370537736E-12,1.0367590370537736E-12,26249187307.591682,0,false,0,2.9892569155810064E-9,2.9892569155810064E-9,9098023.7756874654,0,false,0,9.4497522779540794E-6,9.4497522779540794E-6,2877.9940139851187,0,false,0,2.9882740522699493E-2,2.9882740522699493E-2,0.91010161765234554,0,true,0.16491309981197394,94.497522779541001,0]
[null,9,3,220.07155819764355,null,163,2,11,819.9212826442033,1,0.29296154491315435,0.29296154491315435,4.7304496837077645E+17,0,false,0,5.6040928250030125E-16,5.6040928250030125E-16,149277915117886.59,0,false,0,1.8178958536964644E-12,1.8178958536964644E-12,47242798601.984016,0,false,0,5.2414857823769896E-9,5.2414857823769896E-9,16374453.802101176,0,false,0,1.6569583548911406E-5,1.6569583548911406E-5,5179.7600431267811,0,false,0,5.2397623895016045E-2,5.2397623895016045E-2,1.6379839469412616,0,true,0.29296154491315435,165.69583548911433,0]
[null,9,4,267.04886118071875,null,164,12,9,827.45613909896929,1,0.29141058441551349,0.29141058441551349,5.2334507853277862E+17,0,false,0,5.0119763440938957E-16,5.0119763440938957E-16,165151026718766.97,0,false,0,1.6258208597300055E-12,1.6258208597300055E-12,52266249083.288437,0,false,0,4.6876815872806519E-9,4.6876815872806519E-9,18115592.351624228,0,false,0,1.4818876733824931E-5,1.4818876733824931E-5,5730.5374917895142,0,false,0,4.6861402844163562E-2,4.6861402844163562E-2,1.8121550691043309,0,true,0.29141058441551349,148.18876733824939,0]
[null,9,5,327.44825073038686,null,165,3,11,829.77758935086842,1,4.44468489686594E-2,4.44468489686594E-2,8.2465117654846416E+16,0,false,0,7.3994286202828398E-17,7.3994286202828398E-17,26023362801774.945,0,false,0,2.4002797649105569E-13,2.4002797649105569E-13,8235756018.0266008,0,false,0,6.9206562278713327E-10,6.9206562278713327E-10,2854530.4349706932,0,false,0,2.1877840815015039E-6,2.1877840815015039E-6,902.97868055013612,0,false,0,6.9183807262042062E-3,6.9183807262042062E-3,0.28554693091120137,0,true,4.44468489686594E-2,21.877840815015087,0]
[null,9,6,401.26972684664793,null,166,9,10,830.77649697762104,1,0.39957808615664869,0.39957808615664869,7.5180627999898406E+17,0,false,0,6.5596986568394281E-16,6.5596986568394281E-16,237246100380923.56,0,false,0,2.1278821322450686E-12,2.1278821322450686E-12,75082571528.083481,0,false,0,6.1352601250824292E-9,6.1352601250824292E-9,26023777.913485784,0,false,0,1.9395016882170493E-5,1.9395016882170493E-5,8232.1478711052478,0,false,0,6.1332428605076234E-2,6.1332428605076234E-2,2.6032337307998854,0,true,0.39957808615664869,193.95016882170472,0]
[null,9,7,488.51328952950183,null,167,16,7,833.4840242627821,1,0.3042428158278716,0.3042428158278716,5.9450310080276019E+17,0,false,0,4.8092023750197688E-16,4.8092023750197688E-16,187606230597076.87,0,false,0,1.5600435842407653E-12,1.5600435842407653E-12,59372770322.895767,0,false,0,4.4980278986057323E-9,4.4980278986057323E-9,20578727.62673714,0,false,0,1.4219336303814846E-5,1.4219336303814846E-5,6509.7054465220481,0,false,0,4.4965489535974901E-2,4.4965489535974901E-2,2.0585496107813119,0,true,0.3042428158278716,142.19336303814856,0]
[null,9,8,589.17893877894869,null,168,4,11,843.57641874019976,1,0.24501535559404436,0.24501535559404436,5.5068324830807584E+17,0,false,0,3.3672181551605604E-16,3.3672181551605604E-16,173778081777087.94,0,false,0,1.0922823932265318E-12,1.0922823932265318E-12,54996500402.290245,0,false,0,3.1493457795154404E-9,3.1493457795154404E-9,19061903.226806879,0,false,0,9.9558312632544826E-6,9.9558312632544826E-6,6029.8856910569866,0,false,0,3.1483102792195607E-2,3.1483102792195607E-2,1.9068172814198463,0,true,0.24501535559404436,99.558312632545054,0]
[null,9,9,703.26667459498844,null,169,20,3,848.90392608288005,1,0.17955480968239976,0.17955480968239976,4.3420460719445773E+17,0,false,0,2.2934336051629791E-16,2.2934336051629791E-16,137021135051510.25,0,false,0,7.4396045385842027E-13,7.4396045385842027E-13,43363828348.899734,0,false,0,2.1450393506429944E-9,2.1450393506429944E-9,15029994.517545143,0,false,0,6.7809797091662767E-6,6.7809797091662767E-6,4754.4648506324493,0,false,0,2.1443340648351579E-2,2.1443340648351579E-2,1.5034937983210761,0,true,0.17955480968239976,67.809797091662688,0]
[null,9,10,830.77649697762104,null,170,5,11,861.31777081219695,1,0.30875248363096341,0.30875248363096341,8.8391993668737792E+17,0,false,0,3.3311524097446843E-16,3.3311524097446843E-16,278936959702323.37,0,false,0,1.0805831278682746E-12,1.0805831278682746E-12,88276705897.585785,0,false,0,3.1156136309356029E-9,3.1156136309356029E-9,30596892.760307316,0,false,0,9.849195916449371E-6,9.849195916449371E-6,9678.7694099046876,0,false,0,3.1145892217209471E-2,3.1145892217209471E-2,3.0606956282862696,0,true,0.30875248363096341,98.491959164493679,0]
[null,9,11,971.70840592684658,null,171,10,10,868.23046246294859,1,0.54866618193412942,0.54866618193412942,1.7237497497244332E+18,0,false,0,5.3942203371790305E-16,5.3942203371790305E-16,543960481622026.94,0,false,0,1.7498159097458615E-12,1.7498159097458615E-12,172150150009.88708,0,false,0,5.0451928772820413E-9,5.0451928772820413E-9,59667605.683362752,0,false,0,1.5949054976275738E-5,1.5949054976275738E-5,18874.75964224623,0,false,0,5.0435340252274058E-2,5.0435340252274058E-2,5.9687230757722975,0,true,0.54866618193412942,159.4905497627575,0]
[null,9,12,1126.0624014426651,null,172,15,8,873.040571930905,1,0.31921320540071457,0.31921320540071457,1.0694098476620805E+18,0,false,0,2.9430933178678954E-16,2.9430933178678954E-16,337471663667306.62,0,false,0,9.5470173436875217E-13,9.5470173436875217E-13,106801503945.98166,0,false,0,2.7526635021083996E-9,2.7526635021083996E-9,37017626.899964511,0,false,0,8.701824210527631E-6,8.701824210527631E-6,11709.851639949469,0,false,0,2.7517584303663866E-2,2.7517584303663866E-2,3.702980224489822,0,true,0.31921320540071457,87.018242105276371,0]
[null,9,13,1293.8384835250765,null,173,13,9,876.73767263229502,1,0.24036731232067285,0.24036731232067285,8.458174254787977E+17,0,false,0,2.1098943048226371E-16,2.1098943048226371E-16,266913021568998.25,0,false,0,6.8442265826901625E-13,6.8442265826901625E-13,84471424405.096832,0,false,0,1.9733757713123117E-9,1.9733757713123117E-9,29277974.155850742,0,false,0,6.238310294782187E-6,6.238310294782187E-6,9261.5535460922711,0,false,0,1.9727269282388171E-2,1.9727269282388171E-2,2.9287603877260775,0,true,0.24036731232067285,62.383102947822067,0]
[null,9,14,1475.0366521740807,null,174,19,5,879.40142630363528,1,0.11264917257800636,0.11264917257800636,4.1062693970505926E+17,0,false,0,9.5454209871536118E-17,9.5454209871536118E-17,129580774659808.45,0,false,0,3.096412171638959E-13,3.096412171638959E-13,41009136784.285431,0,false,0,8.9277943733813939E-10,8.9277943733813939E-10,14213853.4466528,0,false,0,2.8222882006971594E-6,2.8222882006971594E-6,4496.2934966651619,0,false,0,8.9248589276214371E-3,8.9248589276214371E-3,1.4218528478064598,0,true,0.11264917257800636,28.222882006971588,0]
[null,9,15,1669.6569073896781,null,175,18,6,880.28623279057422,1,0.28184892595645711,0.28184892595645711,1.0394742377770607E+18,0,false,0,2.3605084060430296E-16,2.3605084060430296E-16,328024939296027.19,0,false,0,7.6571865919422582E-13,7.6571865919422582E-13,103811847394.5195,0,false,0,2.207774145755571E-9,2.207774145755571E-9,35981405.623183407,0,false,0,6.9792993216198034E-6,6.9792993216198034E-6,11382.061923713531,0,false,0,2.2070482328386629E-2,2.2070482328386629E-2,3.5993240148012444,0,true,0.28184892595645711,69.792993216198141,0]
[null,9,16,1877.6992491718681,null,176,6,11,883.00164556686025,1,8.8045488457102736E-2,8.8045488457102736E-2,3.3655529568497536E+17,0,false,0,7.1144986129790661E-17,7.1144986129790661E-17,106206124620183.3,0,false,0,2.3078521240691591E-13,2.3078521240691591E-13,33611633387.069241,0,false,0,6.6541623226325727E-10,6.6541623226325727E-10,11649863.140974402,0,false,0,2.1035390179552921E-6,2.1035390179552921E-6,3685.2218910514971,0,false,0,6.6519744437725653E-3,6.6519744437725653E-3,1.1653694858835604,0,true,8.8045488457102736E-2,21.035390179552991,0]
[null,9,17,2099.1636775206512,null,177,20,4,895.88122906595538,1,0.89029374154327479,0.89029374154327479,4.0271924208995395E+18,0,false,0,6.0792607759097658E-16,6.0792607759097658E-16,1270853573267984.5,0,false,0,1.9720342441080188E-12,1.9720342441080188E-12,402193984067.21442,0,false,0,5.6859084814099439E-9,5.6859084814099439E-9,139401284.56562412,0,false,0,1.7974509432220798E-5,1.7974509432220798E-5,44097.055845667812,0,false,0,5.6840389629997663E-2,5.6840389629997663E-2,13.94471345799526,0,true,0.89029374154327479,179.74509432220808,0]
[null,9,18,2334.0501924360274,null,178,17,7,898.53564852677198,1,0.96431617716834739,0.96431617716834739,4.5146847454665359E+18,0,false,0,6.3620633413635183E-16,6.3620633413635183E-16,1424690613534936,0,false,0,2.0637717700924978E-12,2.0637717700924978E-12,450879633951.30426,0,false,0,5.9504125987279719E-9,5.9504125987279719E-9,156275833.67031771,0,false,0,1.8810669874679233E-5,1.8810669874679233E-5,49435.011923754486,0,false,0,5.9484561117500515E-2,5.9484561117500515E-2,15.632723383664594,0,true,0.96431617716834739,188.1066987467928,0]
[null,9,19,2582.3587939179965,null,179,7,11,908.62804300418975,1,0.21377509476736994,0.21377509476736994,1.1396313778757601E+18,0,false,0,1.2386149858989982E-16,1.2386149858989982E-16,359631340500542.56,0,false,0,4.0179081922878224E-13,4.0179081922878224E-13,113814498124.59721,0,false,0,1.1584716815295048E-9,1.1584716815295048E-9,39448345.498149395,0,false,0,3.6622045948670113E-6,3.6622045948670113E-6,12478.765169715358,0,false,0,1.1580907777313942E-2,1.1580907777313942E-2,3.9461320322678106,0,true,0.21377509476736994,36.622045948670163,0]
[null,9,20,2844.0894819665582,null,180,11,10,909.62695063094213,1,0.99144124951737067,0.99144124951737067,5.353309595212757E+18,0,false,0,5.6715024088525193E-16,5.6715024088525193E-16,1689333887444667.7,0,false,0,1.8397626583348033E-12,1.8397626583348033E-12,534632738895.28607,0,false,0,5.3045336986725129E-9,5.3045336986725129E-9,185304836.78340191,0,false,0,1.6768893011918318E-5,1.6768893011918318E-5,58617.808017854222,0,false,0,5.3027895757342972E-2,5.3027895757342972E-2,18.536578478289911,0,true,0.99144124951737067,167.68893011918331,0]
[null,10,1,203.83717741659947,null,181,14,9,929.96172884828684,1,0.5507022311817209,0.5507022311817209,3.8451158042208445E+18,0,false,0,2.4361877846067538E-16,2.4361877846067538E-16,1213395996194232.7,0,false,0,7.9026807919803554E-13,7.9026807919803554E-13,384010070259.80664,0,false,0,2.2785567682330491E-9,2.2785567682330491E-9,133098701.62405673,0,false,0,7.2030600310154313E-6,7.2030600310154313E-6,42103.348593885385,0,false,0,2.2778075820931869E-2,2.2778075820931869E-2,13.31424786767254,0,true,0.5507022311817209,72.030600310154426,0]
[null,10,2,223.97030726648885,null,182,16,8,934.14967351222901,1,0.15267294953189653,0.15267294953189653,1.1231635637670772E+18,0,false,0,6.41014271790503E-17,6.41014271790503E-17,354434623230388.37,0,false,0,2.07936810334257E-13,2.07936810334257E-13,112169864575.20955,0,false,0,5.9953810488299067E-10,5.9953810488299067E-10,38878312.035426252,0,false,0,1.8952825843800557E-6,1.8952825843800557E-6,12298.445472390269,0,false,0,5.993409776291243E-3,5.993409776291243E-3,3.8891099372138673,0,true,0.15267294953189653,18.952825843800568,0]
[null,10,3,257.52552368297108,null,183,8,11,938.19696312418512,1,0.31865128849152874,0.31865128849152874,2.4650541613127219E+18,0,false,0,1.2723055018624833E-16,1.2723055018624833E-16,777892527048320.62,0,false,0,4.1271959060916735E-13,4.1271959060916735E-13,246183904432.94919,0,false,0,1.1899822874273481E-9,1.1899822874273481E-9,85327861.372483417,0,false,0,3.7618171167318106E-6,3.7618171167318106E-6,26991.913882705219,0,false,0,1.1895910229880064E-2,1.1895910229880064E-2,8.5355926276467233,0,true,0.31865128849152874,37.618171167318231,0]
[null,10,4,304.5028266660463,null,184,19,6,953.2229024198964,1,6.5245344304793187E-2,6.5245344304793187E-2,6.0714169246963712E+17,0,false,0,2.1656861087618247E-17,2.1656861087618247E-17,191594567309663.78,0,false,0,7.0252080407395156E-14,7.0252080407395156E-14,60634981065.327278,0,false,0,2.0255576241566681E-10,2.0255576241566681E-10,21016212.536650855,0,false,0,6.4032695460976746E-7,6.4032695460976746E-7,6648.0958248045526,0,false,0,2.0248916237661199E-3,2.0248916237661199E-3,2.1023124909438087,0,true,6.5245344304793187E-2,6.4032695460976781,0]
[null,10,5,364.90221621571442,null,185,12,10,954.96596148160188,1,0.5208321278707666,0.5208321278707666,4.9506615111111209E+18,0,false,0,1.6924615536640384E-16,1.6924615536640384E-16,1562270985311044.2,0,false,0,5.4901282634355509E-13,5.4901282634355509E-13,494420447006.41876,0,false,0,1.5829525755125211E-9,1.5829525755125211E-9,171367171.46093988,0,false,0,5.0040896881007249E-6,5.0040896881007249E-6,54208.881600870773,0,false,0,1.5824321030159891E-2,1.5824321030159891E-2,17.142353526914619,0,true,0.5208321278707666,50.040896881007335,0]
[null,10,6,438.72369233197543,null,186,20,5,956.28061861562344,1,0.6081436432313394,0.6081436432313394,5.8737867760716626E+18,0,false,0,1.9448256743005004E-16,1.9448256743005004E-16,1853579897063259.7,0,false,0,6.3087651112763894E-13,6.3087651112763894E-13,586612572264.90027,0,false,0,1.8189877361716202E-9,1.8189877361716202E-9,203321156.84357348,0,false,0,5.7502529855709424E-6,5.7502529855709424E-6,64316.942529436332,0,false,0,1.8183896556587524E-2,1.8183896556587524E-2,20.338803053117026,0,true,0.6081436432313394,57.502529855709511,0]
[null,10,7,525.96725501482933,null,187,18,7,967.52979547342807,1,0.73599484031273865,0.73599484031273865,8.1440224938800599E+18,0,false,0,2.054457152924636E-16,2.054457152924636E-16,2569993932599434.5,0,false,0,6.6643955703869761E-13,6.6643955703869761E-13,813340042096.87146,0,false,0,1.9215256231148235E-9,1.9215256231148235E-9,281905376.87906975,0,false,0,6.0743996407706359E-6,6.0743996407706359E-6,89175.628375062384,0,false,0,1.920893828294383E-2,1.920893828294383E-2,28.199809744193701,0,true,0.73599484031273865,60.743996407706391,0]
[null,10,8,626.63290426427625,null,188,1,12,968.36149413602266,1,0.59469708161168677,0.59469708161168677,6.6465868240268749E+18,0,false,0,1.6435368484333333E-16,1.6435368484333333E-16,2097450961497320,0,false,0,5.3314227930597076E-13,5.3314227930597076E-13,663791782416.71802,0,false,0,1.5371934928417968E-9,1.5371934928417968E-9,230071634.13347557,0,false,0,4.8594343413318289E-6,4.8594343413318289E-6,72778.968504496355,0,false,0,1.5366880658648685E-2,1.5366880658648685E-2,23.014730623186715,0,true,0.59469708161168677,48.59434341331837,0]
[null,10,9,740.720640080316,null,189,9,11,971.70840592684658,1,0.12996389594412308,0.12996389594412308,1.5119856611738839E+18,0,false,0,3.4505178960707679E-17,3.4505178960707679E-17,477134484625292.62,0,false,0,1.1193037610630843E-13,1.1193037610630843E-13,151001361088.22781,0,false,0,3.2272556966581949E-10,3.2272556966581949E-10,52337390.76350531,0,false,0,1.020212304672672E-6,1.020212304672672E-6,16555.979742269541,0,false,0,3.2261945796952869E-3,3.2261945796952869E-3,5.2354604881179219,0,true,0.12996389594412308,10.202123046726728,0]
[null,10,10,868.23046246294859,null,190,2,12,974.2752781600218,1,0.64151811712415585,0.64151811712415585,7.6958201387292969E+18,0,false,0,1.6517695500095337E-16,1.6517695500095337E-16,2428555554429453.5,0,false,0,5.3581286213310062E-13,5.3581286213310062E-13,768578264648.4176,0,false,0,1.5448935059589555E-9,1.5448935059589555E-9,266390850.25026706,0,false,0,4.8837759146890082E-6,4.8837759146890082E-6,84267.890621416591,0,false,0,1.5443855472289474E-2,1.5443855472289474E-2,26.647846798161769,0,true,0.64151811712415585,48.837759146890164,0]
[null,10,11,1009.1623714121741,null,191,3,12,984.13158486668692,1,9.7328333214957097E-2,9.7328333214957097E-2,1.3125367030580803E+18,0,false,0,2.2292235818311602E-17,2.2292235818311602E-17,414194750285648.44,0,false,0,7.2313154562551287E-14,7.2313154562551287E-14,131082478974.13896,0,false,0,2.0849839706039083E-10,2.0849839706039083E-10,45433464.141491488,0,false,0,6.5911303652140249E-7,6.5911303652140249E-7,14372.04837640034,0,false,0,2.0842984309173761E-3,2.0842984309173761E-3,4.5448407511549984,0,true,9.7328333214957097E-2,6.5911303652140285,0]
[null,10,12,1163.5163669279925,null,192,15,9,987.12830774694487,1,0.35369220027409404,0.35369220027409404,4.941400215508139E+18,0,false,0,7.8196524124198516E-17,7.8196524124198516E-17,1559348415594965.7,0,false,0,2.5365949747411814E-13,2.5365949747411814E-13,493495525376.92865,0,false,0,7.3136898732234737E-10,7.3136898732234737E-10,171046591.67014068,0,false,0,2.3120313673777992E-6,2.3120313673777992E-6,54107.472026476229,0,false,0,7.3112851426673691E-3,7.3112851426673691E-3,17.110285003751095,0,true,0.35369220027409404,23.120313673778025,0]
[null,10,13,{"$f":"3.1416/2*SQRT($H$2/$I$2)*(B202^2/$C$2^2+C202^2/$D$2^2)","v":1331.2924490104042},null,193,4,12,997.93041425601814,1,{"$f":"ABS(SIN(G202*3.1416*$J$2/$C$2)*SIN(H202*3.1416*$K$2/$D$2))*(1/F202^$M$2)+(1-1/F202^$M$2)","v":0.53652703679519398},{"$f":"$J202*$K202","v":0.53652703679519398},{"$f":"10^(LOG10($I202/22.27)/LOG10(2)*70/20)*$L202","v":8.5069084713052733E+18},{"$f":"IF($I202<22.27,M202,0)","v":0},{"$f":"AND($I202>22.27,$I202<44.45)","v":false},{"$f":"IF($O202=TRUE,$L202,0)","v":0},{"$f":"10^(LOG10(44.45/$I202)/LOG10(2)*70/20)*$L202","v":1.0451965727551057E-16},{"$f":"IF($I202>44.45,Q202,0)","v":1.0451965727551057E-16},{"$f":"10^(LOG10($I202/44.548)/LOG10(2)*70/20)*$L202","v":2684509181164771},{"$f":"IF($I202<44.528,S202,0)","v":0},{"$f":"AND($I202>44.548,$I202<89.095)","v":false},{"$f":"IF($U202=TRUE,$L202,0)","v":0},{"$f":"10^(LOG10(89.095/$I202)/LOG10(2)*70/20)*$L202","v":3.3904836612127911E-13},{"$f":"IF($I202>89.095,W202,0)","v":3.3904836612127911E-13},{"$f":"10^(LOG10($I202/89.09)/LOG10(2)*70/20)*$L202","v":849581309403.93079},{"$f":"IF($I202<89.09,Y202,0)","v":0},{"$f":"AND($I202>89.09,$I202<176.78)","v":false},{"$f":"IF($AA202=TRUE,$L202,0)","v":0},{"$f":"10^(LOG10(176.78/$I202)/LOG10(2)*70/20)*$L202","v":9.7756820719365562E-10},{"$f":"IF($I202>176.78,AC202,0)","v":9.7756820719365562E-10},{"$f":"10^(LOG10($I202/176.78)/LOG10(2)*70/20)*$L202","v":294466676.69216281},{"$f":"IF($I202<176.78,AE202,0)","v":0},{"$f":"AND($I202>176.78,$I202<353.55)","v":false},{"$f":"IF($AG202=TRUE,$L202,0)","v":0},{"$f":"10^(LOG10(353.55/$I202)/LOG10(2)*70/20)*$L202","v":3.0903256741277008E-6},{"$f":"IF($I202>353.55,AI202,0)","v":3.0903256741277008E-6},{"$f":"10^(LOG10($I202/353.55)/LOG10(2)*70/20)*$L202","v":93149.166646808313},{"$f":"IF($I202<353.55,AK202,0)","v":0},{"$f":"AND($I202>353.55,$I202<707.1)","v":false},{"$f":"IF($AM202=TRUE,$L202,0)","v":0},{"$f":"10^(LOG10(707.1/$I202)/LOG10(2)*70/20)*$L202","v":9.7724678419387999E-3},{"$f":"IF($I202>707.1,AO202,0)","v":9.7724678419387999E-3},{"$f":"10^(LOG10($I202/707.1)/LOG10(2)*70/20)*$L202","v":29.456352875050388},{"$f":"IF($I202<707.1,AQ202,0)","v":0},{"$f":"AND($I202>707.1,$I202<1414.2)","v":true},{"$f":"IF($AS202=TRUE,$L202,0)","v":0.53652703679519398},{"$f":"10^(LOG10(1414.2/$I202)/LOG10(2)*70/20)*$L202","v":30.903256741276969},{"$f":"IF($I202>1414.2,AU202,0)","v":0}]
[null,10,14,1512.4906176594084,null,194,17,8,999.20129777621889,{"$f":"IF(ABS(I203-I202)>0.0001,1,$L$2)","v":1},0.48390623341097555,0.48390623341097555,7.7869578289447895E+18,0,false,0,9.2884045702850246E-17,9.2884045702850246E-17,2457315704718957,0,false,0,3.0130393416114437E-13,3.0130393416114437E-13,777680146777.57507,0,false,0,8.6874079385165066E-10,8.6874079385165066E-10,269545581.82516342,0,false,0,2.7462963296534364E-6,2.7462963296534364E-6,85265.83246154926,0,false,0,8.6845515314654953E-3,8.6845515314654953E-3,26.963423716881668,0,true,0.48390623341097555,27.462963296534404,0]
[null,10,15,1707.1108728750057,null,195,13,10,1004.2474950149277,1,0.42960354030259623,0.42960354030259623,7.3301199592994068E+18,0,false,0,7.7769827301288278E-17,7.7769827301288278E-17,2313152233405786,0,false,0,2.5227534769398923E-13,2.5227534769398923E-13,732055944191.19739,0,false,0,7.2737810886884652E-10,7.2737810886884652E-10,253732136.82156742,0,false,0,2.2994152511248305E-6,2.2994152511248305E-6,80263.537327693004,0,false,0,7.2713894800825254E-3,7.2713894800825254E-3,25.38155910174541,0,true,0.42960354030259623,22.994152511248345,0]
[null,10,16,1915.1532146571956,null,196,10,11,1009.1623714121741,1,0.17845521825987154,0.17845521825987154,3.2227348697543086E+18,0,false,0,3.0522523637053277E-17,3.0522523637053277E-17,1016992409815804.6,0,false,0,9.9011152914160094E-14,9.9011152914160094E-14,321853152616.25897,0,false,0,2.8547595245408273E-10,2.8547595245408273E-10,111554982.65410258,0,false,0,9.024574026885643E-7,9.024574026885643E-7,35288.385722476531,0,false,0,2.8538208837756247E-3,2.8538208837756247E-3,11.159167383359209,0,true,0.17845521825987154,9.0245740268856451,0]
[null,10,17,2136.6176430059791,null,197,5,12,1015.6717663280153,1,0.67609662563412021,0.67609662563412021,1.3157392484300458E+19,0,false,0,1.0730852372329255E-16,1.0730852372329255E-16,4152053715334452.5,0,false,0,3.4809509127421944E-13,3.4809509127421944E-13,1314023158102.4949,0,false,0,1.0036523644185022E-9,1.0036523644185022E-9,455443202.64585131,0,false,0,3.1727839007422062E-6,3.1727839007422062E-6,144071.15690637272,0,false,0,1.0033223649859006E-2,1.0033223649859006E-2,45.559300095963437,0,true,0.67609662563412021,31.727839007422169,0]
[null,10,18,2371.5041579213548,null,198,20,6,1030.1020947318843,1,0.35223109483492915,0.35223109483492915,8.0765254309505096E+18,0,false,0,4.7447936928504147E-17,4.7447936928504147E-17,2548694010806802.5,0,false,0,1.5391502336282708E-13,1.5391502336282708E-13,806599139300.27563,0,false,0,4.4377867137441643E-10,4.4377867137441643E-10,279568965.72872388,0,false,0,1.4028899586614357E-6,1.4028899586614357E-6,88436.547287708061,0,false,0,4.4363275759495965E-3,4.4363275759495965E-3,27.966091783034383,0,true,0.35223109483492915,14.02889958661436,0]
[null,10,19,2619.812759403324,null,199,6,12,1037.3556410826786,1,0.1927992835818125,0.1927992835818125,4.7966018602071306E+18,0,false,0,2.3936666736858071E-17,2.3936666736858071E-17,1513654669678411.2,0,false,0,7.7647477604415162E-14,7.7647477604415162E-14,479034575584.05273,0,false,0,2.2387869419109911E-10,2.2387869419109911E-10,166034395.92126229,0,false,0,7.0773381484559793E-7,7.0773381484559793E-7,52521.955246365607,0,false,0,2.2380508320319768E-3,2.2380508320319768E-3,16.608900574394575,0,true,0.1927992835818125,7.0773381484559739,0]
[null,10,20,2881.5434474518852,null,200,19,7,1040.4664651027504,1,0.17037580185838483,0.17037580185838483,4.3889007262905339E+18,0,false,0,2.0428975206491235E-17,2.0428975206491235E-17,1384997186074083.5,0,false,0,6.626897605524379E-14,6.626897605524379E-14,438317637772.06958,0,false,0,1.910713944915775E-10,1.910713944915775E-10,151921819.25571895,0,false,0,6.0402213537999168E-7,6.0402213537999168E-7,48057.698813680203,0,false,0,1.9100857049593469E-3,1.9100857049593469E-3,15.197178735760129,0,true,0.17037580185838483,6.0402213537999172,0]
[null,11,1,245.23366558459313,null,201,16,9,1048.2374093282688,1,0.16916352622218717,0.16916352622218717,4.7514612972768737E+18,0,false,0,1.8602562660219527E-17,1.8602562660219527E-17,1499409746738675.2,0,false,0,6.0344327947715475E-14,6.0344327947715475E-14,474526406877.30347,0,false,0,1.7398903041772151E-10,1.7398903041772151E-10,164471855.12340161,0,false,0,5.5002071851335756E-7,5.5002071851335756E-7,52027.673941576424,0,false,0,1.7393182307845517E-3,1.7393182307845517E-3,16.452595101597172,0,true,0.16916352622218717,5.5002071851335792,0]
[null,11,2,265.36679543448247,null,202,11,11,1050.5588595801678,1,0.32246905386215946,0.32246905386215946,9.2934878025874002E+18,0,false,0,3.456080635914662E-17,3.456080635914662E-17,2932728548243217.5,0,false,0,1.1211082425399634E-13,1.1211082425399634E-13,928136650686.24146,0,false,0,3.2324585051614505E-10,3.2324585051614505E-10,321694123.93914866,0,false,0,1.0218570362194594E-6,1.0218570362194594E-6,101762.07337522633,0,false,0,3.2313956775226788E-3,3.2313956775226788E-3,32.179993128689361,0,true,0.32246905386215946,10.218570362194635,0]
[null,11,3,298.92201185096479,null,203,14,10,1057.4715512309194,1,0.98425874085816234,0.98425874085816234,3.0613745788631032E+19,0,false,0,9.7743661164239202E-17,9.7743661164239202E-17,9660722448893944,0,false,0,3.1706790359149279E-13,3.1706790359149279E-13,3057381694019.0386,0,false,0,9.1419258443414835E-10,9.1419258443414835E-10,1059694954.2697563,0,false,0,2.889980253024246E-6,2.889980253024246E-6,335215.18631205941,0,false,0,9.1389199924663614E-3,9.1389199924663614E-3,106.00434950238034,0,true,0.98425874085816234,28.899802530242571,0]
[null,11,4,345.89931483403996,null,204,7,12,1062.9820385200082,1,0.46811808124460558,0.46811808124460558,1.5467028836509143E+19,0,false,0,4.3761323738784756E-17,4.3761323738784756E-17,4880901335309436,0,false,0,1.4195612289302779E-13,1.4195612289302779E-13,1544685552434.7102,0,false,0,4.0929792449452377E-10,4.0929792449452377E-10,535391275.82618141,0,false,0,1.2938881145323855E-6,1.2938881145323855E-6,169361.27283874693,0,false,0,4.0916334793431527E-3,4.0916334793431527E-3,53.556736959565093,0,true,0.46811808124460558,12.938881145323862,0]
[null,11,5,406.29870438370807,null,205,18,8,1068.195444722875,1,0.36933165637796173,0.36933165637796173,1.2917321656894669E+19,0,false,0,3.2617232293967804E-17,3.2617232293967804E-17,4076295013748025,0,false,0,1.0580611920222219E-13,1.0580611920222219E-13,1290047387282.2214,0,false,0,3.0506767940488053E-10,3.0506767940488053E-10,447133149.82756102,0,false,0,9.6439151260643869E-7,9.6439151260643869E-7,141442.42314433827,0,false,0,3.0496737359713365E-3,3.0496737359713365E-3,44.728021490942446,0,true,0.36933165637796173,9.6439151260644174,0]
[null,11,6,480.12018049996908,null,206,8,12,1092.5509586400035,1,0.69777272192113204,0.69777272192113204,3.1718102476389183E+19,0,false,0,4.7414075881540447E-17,4.7414075881540447E-17,1.0009222221469096E+16,0,false,0,1.5380518246832604E-13,1.5380518246832604E-13,3167673323933.6479,0,false,0,4.4346197034576436E-10,4.4346197034576436E-10,1097922266.2038033,0,false,0,1.4018887913641862E-6,1.4018887913641862E-6,347307.6997665657,0,false,0,4.4331616069714129E-3,4.4331616069714129E-3,109.8283380176277,0,true,0.69777272192113204,14.018887913641862,0]
[null,11,7,567.36374318282299,null,207,12,11,1095.8978704308274,1,0.16940211391977061,0.16940211391977061,7.9791528112235141E+18,0,false,0,1.1108805980512888E-17,1.1108805980512888E-17,2517966315483337,0,false,0,3.6035542169097016E-14,3.6035542169097016E-14,796874577428.38672,0,false,0,1.0390022154212245E-10,1.0390022154212245E-10,276198412.03950453,0,false,0,3.284533189770241E-7,3.284533189770241E-7,87370.33405497222,0,false,0,1.0386605930092015E-3,1.0386605930092015E-3,27.628925554348736,0,true,0.16940211391977061,3.2845331897702401,0]
[null,11,8,668.02939243226979,null,208,17,9,1113.2890335922586,1,0.5361741228926431,0.5361741228926431,3.0328137879907418E+19,0,false,0,2.927874568672822E-17,2.927874568672822E-17,9570593695802430,0,false,0,9.4976496727296537E-14,9.4976496727296537E-14,3028858154370.2822,0,false,0,2.7384294663737129E-10,2.7384294663737129E-10,1049808635.167755,0,false,0,8.6568270371808602E-7,8.6568270371808602E-7,332087.8294379263,0,false,0,2.7375290747618736E-3,2.7375290747618736E-3,105.01539242453602,0,true,0.5361741228926431,8.6568270371808822,0]
[null,11,9,782.11712824830954,null,209,15,10,1114.6381301295773,1,0.63214677548357068,0.63214677548357068,3.6263780657962799E+19,0,false,0,3.4036844300664431E-17,3.4036844300664431E-17,1.1443693375615776E+16,0,false,0,1.1041115852155399E-13,1.1041115852155399E-13,3621648259088.5942,0,false,0,3.1834525417379722E-10,3.1834525417379722E-10,1255270937.8105361,0,false,0,1.0063650852907742E-6,1.0063650852907742E-6,397082.08441950736,0,false,0,3.1824058271884646E-3,3.1824058271884646E-3,125.56838048129011,0,true,0.63214677548357068,10.063650852907761,0]
[null,11,10,909.62695063094213,null,210,20,7,1117.3456574147383,1,0.91978448211743358,0.91978448211743358,5.4273990283429814E+19,0,false,0,4.8146743394651366E-17,4.8146743394651366E-17,1.7127141511604782E+16,0,false,0,1.5618186193423356E-13,1.5618186193423356E-13,5420320188833.2637,0,false,0,4.50314580523895E-10,4.50314580523895E-10,1878694428.5921118,0,false,0,1.4235515224272734E-6,1.4235515224272734E-6,594290.74411127006,0,false,0,4.5016651774704656E-3,4.5016651774704656E-3,187.93123437479062,0,true,0.91978448211743358,14.235515224272774,0]
[null,11,11,1050.5588595801678,null,211,9,12,1126.0624014426651,1,0.28459091395394243,0.28459091395394243,1.8380865717429264E+19,0,false,0,1.3610140600108926E-17,1.3610140600108926E-17,5800415385052864,0,false,0,4.4149550940299813E-14,4.4149550940299813E-14,1835689195066.1079,0,false,0,1.2729510498710314E-10,1.2729510498710314E-10,636253753.14585912,0,false,0,4.0241011137394069E-7,4.0241011137394069E-7,201267.27936485162,0,false,0,1.272532505423686E-3,1.272532505423686E-3,63.646302125833884,0,true,0.28459091395394243,4.0241011137394187,0]
[null,11,12,1204.9128550959863,null,212,1,13,1136.1375762184339,1,0.79774545576655898,0.79774545576655898,5.714614652293011E+19,0,false,0,3.4397607835469363E-17,3.4397607835469363E-17,1.8033502479362328E+16,0,false,0,1.1158142916939169E-13,1.1158142916939169E-13,5707161203638.7773,0,false,0,3.2171946119985208E-10,3.2171946119985208E-10,1978114130.3132639,0,false,0,1.0170317564505986E-6,1.0170317564505986E-6,625740.35487072554,0,false,0,3.2161368031055427E-3,3.2161368031055427E-3,197.87647452735251,0,true,0.79774545576655898,10.170317564506007,0]
[null,11,13,1372.6889371783975,null,213,19,8,1141.1321143521973,1,8.5496763917995058E-2,8.5496763917995058E-2,6.4449757743744778E+18,0,false,0,3.5031971405031275E-18,3.5031971405031275E-18,2033828939978972,0,false,0,1.136392232474944E-14,1.136392232474944E-14,643656973145.91125,0,false,0,3.2765263849463675E-11,3.2765263849463675E-11,223092866.70276678,0,false,0,1.0357879414290983E-7,1.0357879414290983E-7,70571.362612737503,0,false,0,3.2754490678530329E-4,3.2754490678530329E-4,22.316624343790188,0,true,8.5496763917995058E-2,1.0357879414290996,0]
[null,11,14,1553.8871058274019,null,214,2,13,1142.0513602424332,1,0.86055267219535214,0.86055267219535214,6.5480959345196319E+19,0,false,0,3.4932236739478786E-17,3.4932236739478786E-17,2.066370375872692E+16,0,false,0,1.1331569678096527E-13,1.1331569678096527E-13,6539555394203.1953,0,false,0,3.2671982412516162E-10,3.2671982412516162E-10,2266623715.3055849,0,false,0,1.0328390932832918E-6,1.0328390932832918E-6,717005.10412364826,0,false,0,3.2661239912383198E-3,3.2661239912383198E-3,226.73692229969132,0,true,0.86055267219535214,10.32839093283294,0]
[null,11,15,1748.5073610429993,null,215,13,11,1145.1794039641534,1,0.13972975932224926,0.13972975932224926,1.0975841394971427E+19,0,false,0,5.4944789333038956E-18,5.4944789333038956E-18,3463625721987832.5,0,false,0,1.7823385127583891E-14,1.7823385127583891E-14,1096152584173.6069,0,false,0,5.1389643444150084E-11,5.1389643444150084E-11,379928801.44172823,0,false,0,1.6245488892854729E-7,1.6245488892854729E-7,120183.55230196333,0,false,0,5.1372746604388009E-4,5.1372746604388009E-4,38.005376256417684,0,true,0.13972975932224926,1.624548889285474,0]
[null,11,16,1956.5497028251893,null,216,3,13,1151.9076669490983,1,0.13055930143316791,0.13055930143316791,1.097834331308281E+19,0,false,0,4.7958472348267689E-18,4.7958472348267689E-18,3464415247602570.5,0,false,0,1.5557113480090528E-14,1.5557113480090528E-14,1096402449664.9733,0,false,0,4.4855368889759743E-11,4.4855368889759743E-11,380015405.34890693,0,false,0,1.4179849250665423E-7,1.4179849250665423E-7,120210.94786968126,0,false,0,4.4840620509934657E-4,4.4840620509934657E-4,38.014039495595817,0,true,0.13055930143316791,1.4179849250665464,0]
[null,11,17,2178.0141311739726,null,217,10,12,1163.5163669279925,1,0.39077570963448544,0.39077570963448544,3.6922324812646498E+19,0,false,0,1.2774755463437652E-17,1.2774755463437652E-17,1.1651508921699926E+16,0,false,0,4.1439668674576671E-14,4.1439668674576671E-14,3687416782063.0454,0,false,0,1.1948178095161399E-10,1.1948178095161399E-10,1278066446.8181655,0,false,0,3.7771033524633212E-7,3.7771033524633212E-7,404293.02825601876,0,false,0,1.1944249551641836E-3,1.1944249551641836E-3,127.84868114158323,0,true,0.39077570963448544,3.7771033524633149,0]
[null,11,18,2412.9006460893484,null,218,4,13,1165.7064963384296,1,0.71971431966558386,0.71971431966558386,6.9505219493962318E+19,0,false,0,2.3019155217573813E-17,2.3019155217573813E-17,2.1933632000367156E+16,0,false,0,7.4671187884188403E-14,7.4671187884188403E-14,6941456533507.0107,0,false,0,2.1529724535777692E-10,2.1529724535777692E-10,2405923499.2575512,0,false,0,6.8060581348908721E-7,6.8060581348908721E-7,761070.05209998786,0,false,0,2.1522645593772659E-3,2.1522645593772659E-3,240.67148235789773,0,true,0.71971431966558386,6.8060581348908764,0]
[null,11,19,2661.2092475713175,null,219,16,10,1175.7472317109014,1,0.30234248181869938,0.30234248181869938,3.2259910511902085E+19,0,false,0,8.7522900631601417E-18,8.7522900631601417E-18,1.0180199568958862E+16,0,false,0,2.8391306698527434E-14,2.8391306698527434E-14,3221783460631.2397,0,false,0,8.1859821672866873E-11,8.1859821672866873E-11,1116676953.8980012,0,false,0,2.5877837140530041E-7,2.5877837140530041E-7,353240.40342274884,0,false,0,8.1832906282973893E-4,8.1832906282973893E-4,111.70442364126254,0,true,0.30234248181869938,2.5877837140530091,0]
[null,11,20,2922.9399356198787,null,220,18,9,1182.2831805389146,1,0.40922406706581854,0.40922406706581854,4.6571163443515957E+19,0,false,0,1.1106871827871278E-17,1.1106871827871278E-17,1.4696374865599412E+16,0,false,0,3.6029268025934848E-14,3.6029268025934848E-14,4651042167935.3232,0,false,0,1.0388213148921161E-10,1.0388213148921161E-10,1612061041.3474455,0,false,0,3.2839613201600485E-7,3.2839613201600485E-7,509946.13133180246,0,false,0,1.0384797519599203E-3,1.0384797519599203E-3,161.25912589998472,0,true,0.40922406706581854,3.2839613201600608,0]
[null,12,1,290.57267643525279,null,221,5,13,1183.4478484104268,1,0.90693737607896929,0.90693737607896929,1.0440107514785453E+20,0,false,0,2.4335268498785026E-17,2.4335268498785026E-17,3.2945651843234844E+16,0,false,0,7.8940490609214434E-14,7.8940490609214434E-14,10426490707696.895,0,false,0,2.2760680065401898E-10,2.2760680065401898E-10,3613843706.6268821,0,false,0,7.1951924632082611E-7,7.1951924632082611E-7,1143173.5958905064,0,false,0,2.275319638701537E-3,2.275319638701537E-3,361.50323239789043,0,true,0.90693737607896929,7.1951924632082633,0]
[null,12,2,310.7058062851421,null,222,14,11,1198.4034601801452,1,0.32013292272698712,0.32013292272698712,4.2645133761293402E+19,0,false,0,7.4229701061090815E-18,7.4229701061090815E-18,1.3457445028396578E+16,0,false,0,2.4079163210508368E-14,2.4079163210508368E-14,4258951263297.9263,0,false,0,6.9426744861528338E-11,6.9426744861528338E-11,1476161505.4562855,0,false,0,2.1947445767760168E-7,2.1947445767760168E-7,466956.78986148449,0,false,0,6.9403917449145115E-4,6.9403917449145115E-4,147.66470248429081,0,true,0.32013292272698712,2.1947445767760216,0]
[null,12,3,344.26102270162443,null,223,11,12,1204.9128550959863,1,0.70613274628171785,0.70613274628171785,1.0017939165685206E+20,0,false,0,1.5373785845865646E-17,1.5373785845865646E-17,3.161342308706616E+16,0,false,0,4.9870589973322972E-14,4.9870589973322972E-14,10004872983670.344,0,false,0,1.4379040898982725E-10,1.4379040898982725E-10,3467710112.7561097,0,false,0,4.5455569168950526E-7,4.5455569168950526E-7,1096946.8966895158,0,false,0,1.4374313091321119E-3,1.4374313091321119E-3,346.88506657922892,0,true,0.70613274628171785,4.5455569168950669,0]
[null,12,4,391.23832568469965,null,224,6,13,1205.1317231650901,1,0.25862705082663812,0.25862705082663812,3.67691096328308E+19,0,false,0,5.6188998931435806E-18,5.6188998931435806E-18,1.1603159094227518E+16,0,false,0,1.8226990767369807E-14,1.8226990767369807E-14,3672115247606.9536,0,false,0,5.2553347744549601E-11,5.2553347744549601E-11,1272762902.6491756,0,false,0,1.6613363507654401E-7,1.6613363507654401E-7,402615.34871290007,0,false,0,5.2536068280512158E-4,5.2536068280512158E-4,127.31815228757043,0,true,0.25862705082663812,1.6613363507654442,0]
[null,12,5,451.63771523436776,null,225,20,8,1218.0113066641852,1,0.4615596573297035,0.4615596573297035,7.4253237317839995E+19,0,false,0,8.8618991798168061E-18,8.8618991798168061E-18,2.3431955096651344E+16,0,false,0,2.8746864618282836E-14,2.8746864618282836E-14,7415639042169.2305,0,false,0,8.2884991391703283E-11,8.2884991391703283E-11,2570276158.5330653,0,false,0,2.620191767825074E-7,2.620191767825074E-7,813060.0206073767,0,false,0,8.2857738927503315E-4,8.2857738927503315E-4,257.11215395427467,0,true,0.4615596573297035,2.6201917678250792,0]
[null,12,6,525.45919135062877,null,226,7,13,1230.7581206024195,1,0.62794838518963114,0.62794838518963114,1.1401987583968641E+20,0,false,0,1.0682031281226868E-17,1.0682031281226868E-17,3.598103877094382E+16,0,false,0,3.4651139767992605E-14,3.4651139767992605E-14,11387116217448.943,0,false,0,9.9908614713974479E-11,9.9908614713974479E-11,3946798537.7552605,0,false,0,3.1583490015849297E-7,3.1583490015849297E-7,1248497.788763646,0,false,0,9.9875764907271319E-4,9.9875764907271319E-4,394.80966661768969,0,true,0.62794838518963114,3.1583490015849347,0]
[null,12,7,612.70275403348262,null,227,17,10,1240.7988559748912,1,0.95829295252101598,0.95829295252101598,1.912414023377283E+20,0,false,0,1.4832050044910652E-17,1.4832050044910652E-17,6.0349691327487424E+16,0,false,0,4.8113268499343653E-14,4.8113268499343653E-14,19099197030081.773,0,false,0,1.3872357553938609E-10,1.3872357553938609E-10,6619822040.2033777,0,false,0,4.3853822571301071E-7,4.3853822571301071E-7,2094060.0590937289,0,false,0,1.386779634302135E-3,1.386779634302135E-3,662.19993439229734,0,true,0.95829295252101598,4.3853822571301162,0]
[null,12,8,713.36840328292953,null,228,12,12,1250.2518659466461,1,0.3709515021532212,0.3709515021532212,8.0858186852160782E+19,0,false,0,5.2565013808451284E-18,5.2565013808451284E-18,2.5516266656582056E+16,0,false,0,1.7051416462187162E-14,1.7051416462187162E-14,8075272526277.1377,0,false,0,4.9163848838870968E-11,4.9163848838870968E-11,2798906517.6877499,0,false,0,1.5541862264716353E-7,1.5541862264716353E-7,885383.06803893566,0,false,0,4.9147683837126479E-4,4.9147683837126479E-4,279.98270967508631,0,true,0.3709515021532212,1.5541862264716377,0]
[null,12,9,827.45613909896929,null,229,19,9,1255.2198501682369,1,9.4731477378920334E-2,9.4731477378920334E-2,2.1623489262127636E+19,0,false,0,1.2818858659450632E-18,1.2818858659450632E-18,6823684026788724,0,false,0,4.1582733787290463E-15,4.1582733787290463E-15,2159528621139.7932,0,false,0,1.198942763939224E-11,1.198942763939224E-11,748497182.37657261,0,false,0,3.7901433147539096E-8,3.7901433147539096E-8,236773.44261520548,0,false,0,1.1985485533082843E-4,1.1985485533082843E-4,74.874336810322319,0,true,9.4731477378920334E-2,0.37901433147539187,0]
[null,12,10,954.96596148160188,null,230,15,11,1255.5700390788031,1,0.20560751601916319,0.20560751601916319,4.7084609838885347E+19,0,false,0,2.7732275749969069E-18,2.7732275749969069E-18,1.4858402183402658E+16,0,false,0,8.9959946549259769E-15,8.9959946549259769E-15,4702319839766.1221,0,false,0,2.5937887468226211E-11,2.5937887468226211E-11,1629833990.7348449,0,false,0,8.1995833115115898E-8,8.1995833115115898E-8,515568.27996637754,0,false,0,2.5929359128682615E-4,2.5929359128682615E-4,163.03700540291089,0,true,0.20560751601916319,0.81995833115116046,0]
[null,12,11,1095.8978704308274,null,231,8,13,1260.3270407224149,1,0.93601437653247588,0.93601437653247588,2.2398412532567343E+20,0,false,0,1.2081874287569374E-17,1.2081874287569374E-17,7.0682251125675464E+16,0,false,0,3.9192050985062974E-14,3.9192050985062974E-14,22369198766127.301,0,false,0,1.1300129080700435E-10,1.1300129080700435E-10,7753211550.2274704,0,false,0,3.5722396413949235E-7,3.5722396413949235E-7,2452587.175068018,0,false,0,1.1296413614751092E-3,1.1296413614751092E-3,775.57616333330782,0,true,0.93601437653247588,3.5722396413949351,0]
[null,12,12,1250.2518659466461,null,232,9,13,1293.8384835250765,1,0.38175924412464424,0.38175924412464424,1.2394588887777486E+20,0,false,0,3.6318968961132594E-18,3.6318968961132594E-18,3.9113372123652512E+16,0,false,0,1.1781407829364071E-14,1.1781407829364071E-14,12378422892782.955,0,false,0,3.3968987556922912E-11,3.3968987556922912E-11,4290387525.6923203,0,false,0,1.0738405115755507E-7,1.0738405115755507E-7,1357185.9033404174,0,false,0,3.3957818603391494E-4,3.3957818603391494E-4,429.17986628288344,0,true,0.38175924412464424,1.0738405115755525,0]
[null,12,13,1418.0279480290574,null,233,13,12,1299.5333994799716,1,0.30597589910031869,0.30597589910031869,1.0454576058783556E+20,0,false,0,2.7660149682631603E-18,2.7660149682631603E-18,3.2991309956674776E+16,0,false,0,8.9725978835214762E-15,8.9725978835214762E-15,10440940380684.93,0,false,0,2.5870428243639334E-11,2.5870428243639334E-11,3618851993.811379,0,false,0,8.1782578457115071E-8,8.1782578457115071E-8,1144757.8762675142,0,false,0,2.5861922084590284E-4,2.5861922084590284E-4,362.00422584225566,0,true,0.30597589910031869,0.81782578457115196,0]
[null,12,14,1599.2261166780618,null,234,18,10,1309.7930029215474,1,0.73139773578681666,0.73139773578681666,2.7382980948187516E+20,0,false,0,6.0341070699978512E-18,6.0341070699978512E-18,8.6411960362599584E+16,0,false,0,1.957386960895637E-14,1.957386960895637E-14,27347265916656.078,0,false,0,5.6436763994389099E-11,5.6436763994389099E-11,9478620141.4252892,0,false,0,1.7841003773764758E-7,1.7841003773764758E-7,2998388.7380861198,0,false,0,5.6418207668756156E-4,5.6418207668756156E-4,948.17377229501744,0,true,0.73139773578681666,1.7841003773764801,0]
[null,12,15,1793.8463718936591,null,235,16,11,1316.6791406601271,1,9.8337742253384985E-2,9.8337742253384985E-2,3.9131348606884323E+19,0,false,0,7.6331212987577377E-19,7.6331212987577377E-19,1.2348606425104974E+16,0,false,0,2.4760866732728326E-15,2.4760866732728326E-15,3908031043277.147,0,false,0,7.1392280627642896E-12,7.1392280627642896E-12,1354531815.8317561,0,false,0,2.2568798385075548E-8,2.2568798385075548E-8,428481.45419598545,0,false,0,7.1368806949968758E-5,7.1368806949968758E-5,135.49773304004225,0,true,9.8337742253384985E-2,0.22568798385075611,0]
[null,12,16,2001.888713675849,null,236,1,14,1317.3357448674385,1,0.11111812521770814,0.11111812521770814,4.4474074725337719E+19,0,false,0,8.5753015828417802E-19,8.5753015828417802E-19,1.4034600504601198E+16,0,false,0,2.7817178762802555E-15,2.7817178762802555E-15,4441606814876.5488,0,false,0,8.0204455439290328E-12,8.0204455439290328E-12,1539470305.5174155,0,false,0,2.5354536491628056E-8,2.5354536491628056E-8,486983.37498598354,0,false,0,8.0178084331399317E-5,8.0178084331399317E-5,153.9976647591572,0,true,0.11111812521770814,0.25354536491628077,0]
[null,12,17,2223.3531420246322,null,237,2,14,1323.2495288914374,1,0.11986655504486916,0.11986655504486916,5.0540231383443227E+19,0,false,0,8.781027458676151E-19,8.781027458676151E-19,1.5948886205216996E+16,0,false,0,2.8484527124715792E-15,2.8484527124715792E-15,5047431284955.9316,0,false,0,8.2128601392838104E-12,8.2128601392838104E-12,1749450346.7311802,0,false,0,2.5962804804494522E-8,2.5962804804494522E-8,553406.73423070798,0,false,0,8.2101597628565253E-5,8.2101597628565253E-5,175.00257526445085,0,true,0.11986655504486916,0.25962804804494544,0]
[null,12,18,2458.239656940008,null,238,10,13,1331.2924490104042,1,0.52419888414454407,0.52419888414454407,2.371557441507522E+20,0,false,0,3.578862798747187E-18,3.578862798747187E-18,7.4838794220736752E+16,0,false,0,1.1609372017829728E-14,1.1609372017829728E-14,23684642702796.672,0,false,0,3.3472961748632968E-11,3.3472961748632968E-11,8209147197.7261553,0,false,0,1.0581599556909723E-7,1.0581599556909723E-7,2596814.1079290085,0,false,0,3.3461955887663245E-4,3.3461955887663245E-4,821.18472411139794,0,true,0.52419888414454407,1.0581599556909731,0]
[null,12,19,2706.5482584219772,null,239,20,9,1332.0990424802249,1,0.51141383876575131,0.51141383876575131,2.330067046078152E+20,0,false,0,3.4670734882518694E-18,3.4670734882518694E-18,7.3529489579267456E+16,0,false,0,1.1246741828818019E-14,1.1246741828818019E-14,23270279898783.242,0,false,0,3.2427400763331681E-11,3.2427400763331681E-11,8065528174.4589043,0,false,0,1.0251072854735321E-7,1.0251072854735321E-7,2551382.8473114958,0,false,0,3.2416738681288043E-4,3.2416738681288043E-4,806.8180980589924,0,true,0.51141383876575131,1.0251072854735352,0]
[null,12,20,2968.2789464705384,null,240,3,14,1333.1058355981027,1,1.8185631394223228E-2,1.8185631394223228E-2,8.3587092308923126E+18,0,false,0,1.2220924567853902E-19,1.2220924567853902E-19,2637742224300020.5,0,false,0,3.9643112264520983E-16,3.9643112264520983E-16,834780714669.97913,0,false,0,1.1430182256103849E-12,1.1430182256103849E-12,289336759.2891624,0,false,0,3.6133525442075972E-9,3.6133525442075972E-9,91526.41076684148,0,false,0,1.1426424028860275E-5,1.1426424028860275E-5,28.943192408337811,0,true,1.8185631394223228E-2,3.6133525442076021E-2,0]
[null,13,1,339.85420996857852,null,241,4,14,1346.9046649874338,1,0.10024915255296701,0.10024915255296701,5.1938452805921686E+19,0,false,0,5.9766651555762992E-19,5.9766651555762992E-19,1.6390120322006396E+16,0,false,0,1.9387535404088389E-15,1.9387535404088389E-15,5187071060198.9336,0,false,0,5.5899512048079997E-12,5.5899512048079997E-12,1797849787.8378599,0,false,0,1.7671165651888844E-8,1.7671165651888844E-8,568717.01536643319,0,false,0,5.5881132370102993E-5,5.5881132370102993E-5,179.84411126509048,0,true,0.10024915255296701,0.1767116565188889,0]
[null,13,2,359.98733981846789,null,242,14,12,1352.7574556959635,1,0.70101715867913639,0.70101715867913639,3.8197156457114128E+20,0,false,0,3.9738619529698802E-18,3.9738619529698802E-18,1.2053805157230912E+17,0,false,0,1.2890698625182521E-14,1.2890698625182521E-14,38147336729676.187,0,false,0,3.7167373164647007E-11,3.7167373164647007E-11,13221947501.794529,0,false,0,1.1749490898473851E-7,1.1749490898473851E-7,4182522.1280557867,0,false,0,3.7155152586595567E-4,3.7155152586595567E-4,1322.6296288710721,0,true,0.70101715867913639,1.1749490898473864,0]
[null,13,3,393.54255623495021,null,243,5,14,1364.6460170594312,1,0.12632748979174702,0.12632748979174702,7.6204878746735608E+19,0,false,0,6.4684387462237517E-19,6.4684387462237517E-19,2.4047830928850872E+16,0,false,0,2.0982785874257028E-15,2.0982785874257028E-15,7610548636675.8398,0,false,0,6.0499050927997866E-12,6.0499050927997866E-12,2637832235.7613349,0,false,0,1.9125189318489508E-8,1.9125189318489508E-8,834430.15445895435,0,false,0,6.0479158928350367E-5,6.0479158928350367E-5,263.86998364163981,0,true,0.12632748979174702,0.19125189318489524,0]
[null,13,4,440.51985921802537,null,244,11,13,1372.6889371783975,1,0.9472287773593322,0.9472287773593322,6.11804503523579E+20,0,false,0,4.5298478092154892E-18,4.5298478092154892E-18,1.9306600186506982E+17,0,false,0,1.4694245451304671E-14,1.4694245451304671E-14,61100654010331.562,0,false,0,4.2367486816783813E-11,4.2367486816783813E-11,21177615763.18504,0,false,0,1.3393370538720521E-7,1.3393370538720521E-7,6699152.7940163268,0,false,0,4.2353556448953395E-4,4.2353556448953395E-4,2118.4581222572328,0,true,0.9472287773593322,1.3393370538720566,0]
[null,13,5,500.91924876769349,null,245,17,11,1381.730764924117,1,0.31168747706700406,0.31168747706700406,2.1728433421258339E+20,0,false,0,1.3810099410985127E-18,1.3810099410985127E-18,6.8568010586277616E+16,0,false,0,4.479819168297297E-15,4.479819168297297E-15,21700093494124.871,0,false,0,1.2916531181093118E-11,1.2916531181093118E-11,7521298249.3781681,0,false,0,4.0832228008102139E-8,4.0832228008102139E-8,2379225.6288615251,0,false,0,1.2912284244492281E-4,1.2912284244492281E-4,752.37720546488833,0,true,0.31168747706700406,0.40832228008102123,0]
[null,13,6,574.7407248839545,null,246,19,10,1382.7296725508697,1,0.16931161590635024,0.16931161590635024,1.1902684762424618E+20,0,false,0,7.4390091153267796E-19,7.4390091153267796E-19,3.7561079483832936E+16,0,false,0,2.4131191699801513E-15,2.4131191699801513E-15,11887160347372.648,0,false,0,6.9576757078319571E-12,6.9576757078319571E-12,4120114889.5960917,0,false,0,2.1994868198396895E-8,2.1994868198396895E-8,1303323.258054751,0,false,0,6.9553880342138343E-5,6.9553880342138343E-5,412.14700229244016,0,true,0.16931161590635024,0.21994868198396902,0]
[null,13,7,661.98428756680835,null,247,6,14,1386.3298918140945,1,3.6024214002982009E-2,3.6024214002982009E-2,2.610254388276088E+19,0,false,0,1.5356516350774158E-19,1.5356516350774158E-19,8237130908530418,0,false,0,4.9814569945634488E-16,4.9814569945634488E-16,2606849889768.1196,0,false,0,1.4362888808748315E-12,1.4362888808748315E-12,903539679.10842872,0,false,0,4.540450856900996E-9,4.540450856900996E-9,285818.31087549689,0,false,0,1.4358166311870421E-5,1.4358166311870421E-5,90.383685934864303,0,true,3.6024214002982009E-2,4.5404508569010078E-2,0]
[null,13,8,762.64993681625526,null,248,15,12,1409.9240345946214,1,0.45023297027700016,0.45023297027700016,3.9695339755443316E+20,0,false,0,1.5773264269945292E-18,1.5773264269945292E-18,1.2526584056051552E+17,0,false,0,5.1166446757734988E-15,5.1166446757734988E-15,39643565979837.836,0,false,0,1.4752671483907562E-11,1.4752671483907562E-11,13740543720.88262,0,false,0,4.6636704337562066E-8,4.6636704337562066E-8,4346570.5907778721,0,false,0,1.4747820827055007E-4,1.4747820827055007E-4,1374.5063077561758,0,true,0.45023297027700016,0.4663670433756209,0]
[null,13,9,876.73767263229502,null,249,7,14,1411.9562892514236,1,8.7467057056076103E-2,8.7467057056076103E-2,7.8418714634153443E+19,0,false,0,3.0133933290155126E-19,3.0133933290155126E-19,2.4746446975492816E+16,0,false,0,9.7750615655996345E-16,9.7750615655996345E-16,7831643479577.1162,0,false,0,2.8184148235867505E-12,2.8184148235867505E-12,2714464175.4029541,0,false,0,8.9096797804787432E-9,8.9096797804787432E-9,858671.2719814257,0,false,0,2.8174881329061853E-5,2.8174881329061853E-5,271.53569808152281,0,true,8.7467057056076103E-2,8.9096797804787645E-2,0]
[null,13,10,1004.2474950149277,null,250,12,13,1418.0279480290574,1,0.49760606584872763,0.49760606584872763,4.689513184897024E+20,0,false,0,1.6309103303085374E-18,1.6309103303085374E-18,1.4798608968832227E+17,0,false,0,5.2904639873038656E-15,5.2904639873038656E-15,46833967539802.391,0,false,0,1.5253839605412772E-11,1.5253839605412772E-11,16232752092.239393,0,false,0,4.8221016001489703E-8,4.8221016001489703E-8,5134935.2896629237,0,false,0,1.5248824165213235E-4,1.5248824165213235E-4,1623.8091152911247,0,false,0,0.48221016001489631,0.48221016001489631]
[null,13,11,1145.1794039641534,null,251,8,14,1441.5252093714191,1,0.13037763104168174,0.13037763104168174,1.4874094299368774E+20,0,false,0,3.5298979826028175E-19,3.5298979826028175E-19,4.693790093410912E+16,0,false,0,1.1450536432793244E-15,1.1450536432793244E-15,14854694338936.777,0,false,0,3.3014995766141927E-12,3.3014995766141927E-12,5148668440.3798389,0,false,0,1.0436825614472327E-8,1.0436825614472327E-8,1628687.4289122925,0,false,0,3.3004140483718975E-5,3.3004140483718975E-5,515.03618718464156,0,false,0,0.10436825614472335,0.10436825614472335]
[null,13,12,1299.5333994799716,null,252,18,11,1450.724911870773,1,0.23788916990382711,0.23788916990382711,2.922300087716055E+20,0,false,0,5.9815129030651644E-19,5.9815129030651644E-19,9.2218476806869952E+16,0,false,0,1.9403260875337649E-15,1.9403260875337649E-15,29184885947316.242,0,false,0,5.594485283798639E-12,5.594485283798639E-12,10115543126.267126,0,false,0,1.768549895427151E-8,1.768549895427151E-8,3199867.7167015215,0,false,0,5.5926458252023844E-5,5.5926458252023844E-5,1011.8870196019219,0,false,0,0.17685498954271492,0.17685498954271492]
[null,13,13,1467.3094815623831,null,253,20,10,1459.6088648628577,1,0.91403940732340616,0.91403940732340616,1.2054313844360736E+21,0,false,0,2.1407889717086767E-18,2.1407889717086767E-18,3.8039572539168307E+17,0,false,0,6.9444449205857462E-15,6.9444449205857462E-15,120385916627671.91,0,false,0,2.0022714306618303E-11,2.0022714306618303E-11,41726013034.305153,0,false,0,6.3296563484913542E-8,6.3296563484913542E-8,13199263.785296237,0,false,0,2.0016130867377247E-4,2.0016130867377247E-4,4173.9736998911649,0,false,0,0.63296563484913804,0.63296563484913804]
[null,13,14,1648.5076502113873,null,254,13,13,1467.3094815623831,1,0.4104457388959375,0.4104457388959375,5.7544409489166624E+20,0,false,0,9.0426324382377773E-19,9.0426324382377773E-19,1.8159181578060304E+17,0,false,0,2.9333140133996615E-15,2.9333140133996615E-15,57469355556826.023,0,false,0,8.4575382386281468E-12,8.4575382386281468E-12,19919000047.602203,0,false,0,2.6736290487372307E-8,2.6736290487372307E-8,6301012.6501056226,0,false,0,8.4547574123989956E-5,8.4547574123989956E-5,1992.5551539867363,0,false,0,0.26736290487372355,0.26736290487372355]
[null,13,15,1843.1279054269846,null,255,16,12,1471.0331361759454,1,0.21533694216192487,0.21533694216192487,3.1093088231273352E+20,0,false,0,4.6063797395733158E-19,4.6063797395733158E-19,9.811987646178552E+16,0,false,0,1.4942505220043968E-15,1.4942505220043968E-15,31052534186822.102,0,false,0,4.3083286924659797E-12,4.3083286924659797E-12,10762873951.733507,0,false,0,1.3619651982269382E-8,1.3619651982269382E-8,3404639.026020234,0,false,0,4.3069121202798466E-5,4.3069121202798466E-5,1076.6413932921212,0,false,0,0.13619651982269398,0.13619651982269398]
[null,13,16,2051.1702472091747,null,256,9,14,1475.0366521740807,1,5.3175322009070929E-2,5.3175322009070929E-2,7.9246328679690387E+19,0,false,0,1.1021167906404166E-19,1.1021167906404166E-19,2.5007615590530524E+16,0,false,0,3.5751255494120127E-16,3.5751255494120127E-16,7914296940215.6162,0,false,0,1.030805461124323E-12,1.030805461124323E-12,2743112039.4766335,0,false,0,3.2586212993652403E-9,3.2586212993652403E-9,867733.50168649084,0,false,0,1.0304665337931523E-5,1.0304665337931523E-5,274.40142673628748,0,false,0,3.2586212993652372E-2,3.2586212993652372E-2]
[null,13,17,{"$f":"3.1416/2*SQRT($H$2/$I$2)*(B266^2/$C$2^2+C266^2/$D$2^2)","v":2272.634675557958},null,257,1,15,1511.9560000830359,1,{"$f":"ABS(SIN(G266*3.1416*$J$2/$C$2)*SIN(H266*3.1416*$K$2/$D$2))*(1/F266^$M$2)+(1-1/F266^$M$2)","v":0.69943231344013757},{"$f":"$J266*$K266","v":0.69943231344013757},{"$f":"10^(LOG10($I266/22.27)/LOG10(2)*70/20)*$L266","v":1.3894516819953079E+21},{"$f":"IF($I266<22.27,M266,0)","v":0},{"$f":"AND($I266>22.27,$I266<44.45)","v":false},{"$f":"IF($O266=TRUE,$L266,0)","v":0},{"$f":"10^(LOG10(44.45/$I266)/LOG10(2)*70/20)*$L266","v":1.0875129812701874E-18},{"$f":"IF($I266>44.45,Q266,0)","v":1.0875129812701874E-18},{"$f":"10^(LOG10($I266/44.548)/LOG10(2)*70/20)*$L266","v":4.3846666620229261E+17},{"$f":"IF($I266<44.528,S266,0)","v":0},{"$f":"AND($I266>44.548,$I266<89.095)","v":false},{"$f":"IF($U266=TRUE,$L266,0)","v":0},{"$f":"10^(LOG10(89.095/$I266)/LOG10(2)*70/20)*$L266","v":3.5277526643950463E-15},{"$f":"IF($I266>89.095,W266,0)","v":3.5277526643950463E-15},{"$f":"10^(LOG10($I266/89.09)/LOG10(2)*70/20)*$L266","v":138763945013029.09},{"$f":"IF($I266<89.09,Y266,0)","v":0},{"$f":"AND($I266>89.09,$I266<176.78)","v":false},{"$f":"IF($AA266=TRUE,$L266,0)","v":0},{"$f":"10^(LOG10(176.78/$I266)/LOG10(2)*70/20)*$L266","v":1.0171465761677629E-11},{"$f":"IF($I266>176.78,AC266,0)","v":1.0171465761677629E-11},{"$f":"10^(LOG10($I266/176.78)/LOG10(2)*70/20)*$L266","v":48095876498.682304},{"$f":"IF($I266<176.78,AE266,0)","v":0},{"$f":"AND($I266>176.78,$I266<353.55)","v":false},{"$f":"IF($AG266=TRUE,$L266,0)","v":0},{"$f":"10^(LOG10(353.55/$I266)/LOG10(2)*70/20)*$L266","v":3.2154423144610445E-8},{"$f":"IF($I266>353.55,AI266,0)","v":3.2154423144610445E-8},{"$f":"10^(LOG10($I266/353.55)/LOG10(2)*70/20)*$L266","v":15214254.004311718},{"$f":"IF($I266<353.55,AK266,0)","v":0},{"$f":"AND($I266>353.55,$I266<707.1)","v":false},{"$f":"IF($AM266=TRUE,$L266,0)","v":0},{"$f":"10^(LOG10(707.1/$I266)/LOG10(2)*70/20)*$L266","v":1.0168121398580257E-4},{"$f":"IF($I266>707.1,AO266,0)","v":1.0168121398580257E-4},{"$f":"10^(LOG10($I266/707.1)/LOG10(2)*70/20)*$L266","v":4811.1695553962318},{"$f":"IF($I266<707.1,AQ266,0)","v":0},{"$f":"AND($I266>707.1,$I266<1414.2)","v":false},{"$f":"IF($AS266=TRUE,$L266,0)","v":0},{"$f":"10^(LOG10(1414.2/$I266)/LOG10(2)*70/20)*$L266","v":0.32154423144610428},{"$f":"IF($I266>1414.2,AU266,0)","v":0.32154423144610428}]
[null,13,18,2507.5211904733342,null,258,10,14,1512.4906176594084,{"$f":"IF(ABS(I267-I266)>0.0001,1,$L$2)","v":1},7.3015768158009045E-2,7.3015768158009045E-2,1.4564632972763962E+20,0,false,0,1.1306294288457733E-19,1.1306294288457733E-19,4.5961339618928328E+16,0,false,0,3.66761689170422E-16,3.66761689170422E-16,14545636636066.662,0,false,0,1.0574732185006218E-12,1.0574732185006218E-12,5041548387.639863,0,false,0,3.3429244249015598E-9,3.3429244249015598E-9,1594801.9524435166,0,false,0,1.0571255228497414E-5,1.0571255228497414E-5,504.32065866050544,0,false,0,3.3429244249015604E-2,3.3429244249015604E-2]
[null,13,19,2755.8297919553029,null,259,2,15,1517.8697841070348,1,0.75449924784882583,0.75449924784882583,1.5684407761054516E+21,0,false,0,1.1210784672720581E-18,1.1210784672720581E-18,4.9494991955899565E+17,0,false,0,3.6366347970354694E-15,3.6366347970354694E-15,156639509262490.06,0,false,0,1.0485402420386144E-11,1.0485402420386144E-11,54291584832.037331,0,false,0,3.3146851610796167E-8,3.3146851610796167E-8,17174153.421528302,0,false,0,1.0481954835373663E-4,1.0481954835373663E-4,5430.9441697203365,0,false,0,0.33146851610796113,0.33146851610796113]
[null,13,20,3017.5604800038645,null,260,14,13,1520.5335377783749,1,0.94036656651330708,0.94036656651330708,1.9950791157136871E+21,0,false,0,1.369054542849939E-18,1.369054542849939E-18,6.2958338171255117E+17,0,false,0,4.4410373893653209E-15,4.4410373893653209E-15,199247697704736.47,0,false,0,1.280471281566036E-11,1.280471281566036E-11,69059672961.546371,0,false,0,4.0478743552497849E-8,4.0478743552497849E-8,21845768.959433489,0,false,0,1.2800502644774836E-4,1.2800502644774836E-4,6908.238714961657,0,false,0,0.40478743552497781,0.40478743552497781]
[null,14,1,393.0782661845704,null,261,19,11,1523.6615815000951,1,5.5069079096489136E-2,5.5069079096489136E-2,1.196596659871918E+20,0,false,0,7.8280637707730335E-20,7.8280637707730335E-20,3.7760776789977664E+16,0,false,0,2.5393235115359019E-16,2.5393235115359019E-16,11950359646532.984,0,false,0,7.3215569833151978E-13,7.3215569833151978E-13,4142019900.2019038,0,false,0,2.3145183480425481E-9,2.3145183480425481E-9,1310252.5089507813,0,false,0,7.3191496660648E-6,7.3191496660648E-6,414.33822382346233,0,false,0,2.3145183480425553E-2,2.3145183480425553E-2]
[null,14,2,413.21139603445977,null,262,3,15,1527.7260908137,1,0.11446933803562867,0.11446933803562867,2.5655533008319175E+20,0,false,0,1.5775524743133569E-19,1.5775524743133569E-19,8.0960685236973152E+16,0,false,0,5.1173779442907554E-16,5.1173779442907554E-16,25622071049883.051,0,false,0,1.4754785695511231E-12,1.4754785695511231E-12,8880663955.8996429,0,false,0,4.6643387863428569E-9,4.6643387863428569E-9,2809236.1962817032,0,false,0,1.4749934343508912E-5,1.4749934343508912E-5,888.3584865638021,0,false,0,4.6643387863428587E-2,4.6643387863428587E-2]
[null,14,3,446.76661245094209,null,263,17,12,1536.0847604399353,1,0.68252358335452235,0.68252358335452235,1.6299011351731823E+21,0,false,0,8.8279644474620794E-19,8.8279644474620794E-19,5.1434485001480646E+17,0,false,0,2.8636784697820759E-15,2.8636784697820759E-15,162777529027170.37,0,false,0,8.2567601186509257E-12,8.2567601186509257E-12,56419035449.852829,0,false,0,2.6101583083425625E-8,2.6101583083425625E-8,17847133.652629014,0,false,0,8.2540453079745616E-5,8.2540453079745616E-5,5643.7592047748294,0,false,0,0.26101583083425561,0.26101583083425561]
[null,14,4,493.74391543401725,null,264,4,15,1541.5249202030311,1,0.63101763599014393,0.63101763599014393,1.5701330333064385E+21,0,false,0,7.8330889308494209E-19,7.8330889308494209E-19,4.9548394199596378E+17,0,false,0,2.5409536090293573E-15,2.5409536090293573E-15,156808514265132.53,0,false,0,7.3262569955950304E-12,7.3262569955950304E-12,54350162322.998032,0,false,0,2.3160041337412114E-8,2.3160041337412114E-8,17192683.343244951,0,false,0,7.3238481329874428E-5,7.3238481329874428E-5,5436.8038454692587,0,false,0,0.23160041337412116,0.23160041337412116]
[null,14,5,554.14330498368531,null,265,11,14,1553.8871058274019,1,0.13193968719168861,0.13193968719168861,3.6024883259736726E+20,0,false,0,1.4925704229776402E-19,1.4925704229776402E-19,1.1368304970878907E+17,0,false,0,4.8417070666198153E-16,4.8417070666198153E-16,35977896781384.766,0,false,0,1.3959951941426949E-12,1.3959951941426949E-12,12470015032.488165,0,false,0,4.4130729269547602E-9,4.4130729269547602E-9,3944661.9950268888,0,false,0,1.3955361929602925E-5,1.3955361929602925E-5,1247.41165037888,0,false,0,4.4130729269547753E-2,4.4130729269547753E-2]
[null,14,6,627.96478109994632,null,266,5,15,1559.2662722750285,1,0.79516755941492467,0.79516755941492467,2.2601406487109781E+21,0,false,0,8.6410865405384846E-19,8.6410865405384846E-19,7.1322835347931302E+17,0,false,0,2.8030576730264817E-15,2.8030576730264817E-15,225719279600322.75,0,false,0,8.0819739538303891E-12,8.0819739538303891E-12,78234779171.271683,0,false,0,2.5549042433420217E-8,2.5549042433420217E-8,24748146.596633278,0,false,0,8.0793166125898896E-5,8.0793166125898896E-5,7826.0511113105349,0,false,0,0.25549042433420294,0.25549042433420294]
[null,14,7,715.20834378280017,null,267,15,13,1577.7001166770331,1,0.60395673222637658,0.60395673222637658,1.9680112201686529E+21,0,false,0,5.7249354784674826E-19,5.7249354784674826E-19,6.2104161658711731E+17,0,false,0,1.8570956609699448E-15,1.8570956609699448E-15,196544438557475.09,0,false,0,5.3545094366628185E-12,5.3545094366628185E-12,68122717630.11422,0,false,0,1.692687820932809E-8,1.692687820932809E-8,21549380.215930849,0,false,0,5.3527488817748897E-5,5.3527488817748897E-5,6814.5123647312412,0,false,0,0.16926878209328047,0.16926878209328047]
[null,14,8,815.87399303224709,null,268,6,15,1580.9501470296918,1,0.22675417975782144,0.22675417975782144,7.5677726197055934E+20,0,false,0,2.09859696632246E-19,2.09859696632246E-19,2.3881478385590288E+17,0,false,0,6.8075794652019424E-16,6.8075794652019424E-16,75579021370782.203,0,false,0,1.9628094154405554E-12,1.9628094154405554E-12,26195848477.780857,0,false,0,6.2049075300521444E-9,6.2049075300521444E-9,8286579.2582102334,0,false,0,1.9621640465694494E-5,1.9621640465694494E-5,2620.4464467452731,0,false,0,6.204907530052161E-2,6.204907530052161E-2]
[null,14,9,929.96172884828684,null,269,12,14,1599.2261166780618,1,6.931164914118948E-2,6.931164914118948E-2,2.6439681865504005E+20,0,false,0,5.6123242260159211E-20,5.6123242260159211E-20,8.3435209106147376E+16,0,false,0,1.8205660146375258E-16,1.8205660146375258E-16,26405197158623.594,0,false,0,5.2491845790824456E-13,5.2491845790824456E-13,9152097119.6466141,0,false,0,1.6593921276901885E-9,1.6593921276901885E-9,2895099.1308838413,0,false,0,5.2474586548539408E-6,5.2474586548539408E-6,915.51073055668917,0,false,0,1.6593921276901839E-2,1.6593921276901839E-2]
[null,14,10,1057.4715512309194,null,270,20,11,1600.5407738120832,1,0.29729388707176602,0.29729388707176602,1.1449465038174245E+21,0,false,0,2.3843679564955628E-19,2.3843679564955628E-19,3.6130862484391245E+17,0,false,0,7.7345839142086219E-16,7.7345839142086219E-16,114345317478348.44,0,false,0,2.2300898886199547E-12,2.2300898886199547E-12,39632328607.585587,0,false,0,7.0498446939053982E-9,7.0498446939053982E-9,12536964.873374838,0,false,0,2.2293566383193551E-5,2.2293566383193551E-5,3964.5363945389081,0,false,0,7.0498446939053827E-2,7.0498446939053827E-2]
[null,14,11,1198.4034601801452,null,271,18,12,1605.0789073865917,1,0.52092233609080463,0.52092233609080463,2.0733325818814642E+21,0,false,0,4.0426253936434131E-19,4.0426253936434131E-19,6.5427768153884941E+17,0,false,0,1.3113758409504129E-15,1.3113758409504129E-15,207062837890671.28,0,false,0,3.7810514896756793E-12,3.7810514896756793E-12,71768417060.50853,0,false,0,1.1952803300842999E-8,1.1952803300842999E-8,22702630.789478727,0,false,0,3.7798082854642763E-5,3.7798082854642763E-5,7179.2022172619236,0,false,0,0.11952803300843011,0.11952803300843011]
[null,14,12,1352.7574556959635,null,272,7,15,1606.576544467021,1,0.55056081936830958,0.55056081936830958,2.2151876853818972E+21,0,false,0,4.2265556155296695E-19,4.2265556155296695E-19,6.9904263099452378E+17,0,false,0,1.3710404464766806E-15,1.3710404464766806E-15,221229846385479.72,0,false,0,3.9530806963770511E-12,3.9530806963770511E-12,76678732134.486282,0,false,0,1.2496628550331406E-8,1.2496628550331406E-8,24255919.474814337,0,false,0,3.9517809292135518E-5,3.9517809292135518E-5,7670.3952282048213,0,false,0,0.12496628550331468,0.12496628550331468]
[null,14,13,1520.5335377783749,null,273,8,15,1636.1454645870167,1,0.82066114706006366,0.82066114706006366,4.0818651387827947E+21,0,false,0,5.0963072965178832E-19,5.0963072965178832E-19,1.2881065405018299E+18,0,false,0,1.6531767393588659E-15,1.6531767393588659E-15,407654125010844.94,0,false,0,4.7665559924604272E-12,4.7665559924604272E-12,141293780951.95654,0,false,0,1.5068217493441461E-8,1.5068217493441461E-8,44695712.587575667,0,false,0,4.7649887558068406E-5,4.7649887558068406E-5,14134.025342099689,0,false,0,0.15068217493441491,0.15068217493441491]
[null,14,14,1701.7317064273791,null,274,16,13,1638.8092182583569,1,0.28885977816267472,0.28885977816267472,1.4641850895254904E+21,0,false,0,1.7602107950105577E-19,1.7602107950105577E-19,4.6205014771396019E+17,0,false,0,5.7098981151864704E-16,5.7098981151864704E-16,146227538448865.19,0,false,0,1.6463181721172582E-12,1.6463181721172582E-12,50682773751.370995,0,false,0,5.2044034141436141E-9,5.2044034141436141E-9,16032571.805143148,0,false,0,1.6457768651050427E-5,1.6457768651050427E-5,5069.9443654449506,0,false,0,5.2044034141436261E-2,5.2044034141436261E-2]
[null,14,15,1896.3519616429767,null,275,13,14,1648.5076502113873,1,5.7171069643873466E-2,5.7171069643873466E-2,3.1036987830748368E+20,0,false,0,3.2528166386904126E-20,3.2528166386904126E-20,9.7942841478063104E+16,0,false,0,1.0551720082022361E-16,1.0551720082022361E-16,30996506956839.484,0,false,0,3.0423464951021761E-13,3.0423464951021761E-13,10743454795.456682,0,false,0,9.6175810692502871E-10,9.6175810692502871E-10,3398496.1298375824,0,false,0,3.0413461760148508E-6,3.0413461760148508E-6,1074.6988389554081,0,false,0,9.6175810692502792E-3,9.6175810692502792E-3]
[null,14,16,2104.3943034251665,null,276,9,15,1669.6569073896781,1,0.3347117170835926,0.3347117170835926,2.1073807096892524E+21,0,false,0,1.6420460953263886E-19,1.6420460953263886E-19,6.6502218549229709E+17,0,false,0,5.3265869811332141E-16,5.3265869811332141E-16,210463209847568.53,0,false,0,1.5357991973761281E-12,1.5357991973761281E-12,72946993164.50386,0,false,0,4.855026641650944E-9,4.855026641650944E-9,23075451.860950172,0,false,0,1.5352942288415123E-5,1.5352942288415123E-5,7297.0985918173565,0,false,0,4.8550266416509481E-2,4.8550266416509481E-2]
[null,14,17,2325.8587317739498,null,277,19,12,1678.0155770159135,1,0.12058856374550288,0.12058856374550288,8.0462535300176688E+20,0,false,0,5.5821955442336405E-20,5.5821955442336405E-20,2.5391411636990912E+17,0,false,0,1.8107926565937815E-16,1.8107926565937815E-16,80357589750574.531,0,false,0,5.2210053425610922E-13,5.2210053425610922E-13,27852110373.5742,0,false,0,1.6504840006195212E-9,1.6504840006195212E-9,8810507.5243049413,0,false,0,5.2192886836244749E-6,5.2192886836244749E-6,2786.127111885482,0,false,0,1.6504840006195291E-2,1.6504840006195291E-2]
[null,14,18,2560.7452466893255,null,278,14,14,1701.7317064273791,1,0.13098384846074124,0.13098384846074124,1.028896192803754E+21,0,false,0,5.150512502994852E-20,5.150512502994852E-20,3.2468684544613786E+17,0,false,0,1.6707602132912874E-16,1.6707602132912874E-16,102755422568782.2,0,false,0,4.8172539069939685E-13,4.8172539069939685E-13,35615246546.745842,0,false,0,1.5228485662715754E-9,1.5228485662715754E-9,11266234.172969494,0,false,0,4.8156700009400761E-6,4.8156700009400761E-6,3562.6960639406811,0,false,0,1.5228485662715818E-2,1.5228485662715818E-2]
[null,14,19,2809.0538481712947,null,279,17,13,1703.8608425223467,1,0.91555870023606745,0.91555870023606745,7.297157154354788E+21,0,false,0,3.548176389379798E-19,3.548176389379798E-19,2.3027502227565294E+18,0,false,0,1.1509829240620766E-15,1.1509829240620766E-15,728763962964289.37,0,false,0,3.3185952979445989E-12,3.3185952979445989E-12,252591129173.57935,0,false,0,1.0490869256804752E-8,1.0490869256804752E-8,79902600.352610424,0,false,0,3.3175041486540806E-5,3.3175041486540806E-5,25267.420808442283,0,false,0,0.10490869256804748,0.10490869256804748]
[null,14,20,3070.7845362198564,null,280,10,15,1707.1108728750057,1,0.45959727578472848,0.45959727578472848,3.7451336474082604E+21,0,false,0,1.742104026169468E-19,1.742104026169468E-19,1.1818448141377441E+18,0,false,0,5.6511620788146256E-16,5.6511620788146256E-16,374024895035649.12,0,false,0,1.6293829830672192E-12,1.6293829830672192E-12,129637818796.36189,0,false,0,5.1508672525413834E-9,5.1508672525413834E-9,41008561.384400904,0,false,0,1.6288472443204587E-5,1.6288472443204587E-5,12968.045754153391,0,false,0,5.1508672525414072E-2,5.1508672525414072E-2]
[null,15,1,450.24484508322826,null,281,1,16,1719.9983418652257,1,0.72994955748145607,0.72994955748145607,6.4917108848150058E+21,0,false,0,2.5352047662796238E-19,2.5352047662796238E-19,2.0485770512915054E+18,0,false,0,8.2238791840297488E-16,8.2238791840297488E-16,648324388630296.62,0,false,0,2.3711669582956774E-12,2.3711669582956774E-12,224710602770.18741,0,false,0,7.4958228744982214E-9,7.4958228744982214E-9,71083103.935142219,0,false,0,2.3703873220604813E-5,2.3703873220604813E-5,22478.451158952757,0,false,0,7.4958228744982161E-2,7.4958228744982161E-2]
[null,15,2,470.37797493311763,null,282,2,16,1725.9121258892249,1,0.78741914193027718,0.78741914193027718,7.287922093764387E+21,0,false,0,2.6278146415022896E-19,2.6278146415022896E-19,2.2998359319742748E+18,0,false,0,8.5242937443088088E-16,8.5242937443088088E-16,727841661414296.62,0,false,0,2.4577846071186338E-12,2.4577846071186338E-12,252271457507.86536,0,false,0,7.7696418694495427E-9,7.7696418694495427E-9,79801478.047036588,0,false,0,2.4569764911269264E-5,2.4569764911269264E-5,25235.443127656064,0,false,0,7.7696418694495645E-2,7.7696418694495645E-2]
[null,15,3,503.93319134959995,null,283,3,16,1735.7684325958901,1,0.11946380091210033,0.11946380091210033,1.1813763180677699E+21,0,false,0,3.7313922845261505E-20,3.7313922845261505E-20,3.7280471312946304E+17,0,false,0,1.2104158111534258E-16,1.2104158111534258E-16,117983547441271.91,0,false,0,3.4899563976805894E-13,3.4899563976805894E-13,40893346798.976608,0,false,0,1.1032582461227677E-9,1.1032582461227677E-9,12935864.996723384,0,false,0,3.4888089051105653E-6,3.4888089051105653E-6,4090.6796894092595,0,false,0,1.1032582461227677E-2,1.1032582461227677E-2]
[null,15,4,550.91049433267517,null,284,11,15,1748.5073610429993,1,0.83049349929406791,0.83049349929406791,8.9415125800116793E+21,0,false,0,2.3825827659237095E-19,2.3825827659237095E-19,2.821656386160532E+18,0,false,0,7.7287929849005108E-16,7.7287929849005108E-16,892985035797911.5,0,false,0,2.228420206961691E-12,2.228420206961691E-12,309510499956.42181,0,false,0,7.0445664329531893E-9,7.0445664329531893E-9,97908005.969441205,0,false,0,2.2276875056499922E-5,2.2276875056499922E-5,30961.23000287962,0,false,0,7.044566432953199E-2,7.044566432953199E-2]
[null,15,5,611.30988388234323,null,285,4,16,1749.5672619852212,1,0.65854984864582256,0.65854984864582256,7.1404128004572489E+21,0,false,0,1.8760331228954375E-19,1.8760331228954375E-19,2.2532867004260575E+18,0,false,0,6.0856108954744369E-16,6.0856108954744369E-16,713109971402602.12,0,false,0,1.7546463358089517E-12,1.7546463358089517E-12,247165422627.17056,0,false,0,5.5468545116978409E-9,5.5468545116978409E-9,78186276.96775265,0,false,0,1.7540694106546211E-5,1.7540694106546211E-5,24724.671698686252,0,false,0,5.5468545116978352E-2,5.5468545116978352E-2]
[null,15,6,685.13135999860435,null,286,20,12,1754.8947693279017,1,0.65100494579702495,0.65100494579702495,7.3125917819324533E+21,0,false,0,1.7901266546920454E-19,1.7901266546920454E-19,2.3076208992872248E+18,0,false,0,5.8069413280184956E-16,5.8069413280184956E-16,730305412616871.12,0,false,0,1.6742983569722415E-12,1.6742983569722415E-12,253125398879.67755,0,false,0,5.2928554351769293E-9,5.2928554351769293E-9,80071606.83730641,0,false,0,1.6737478501160826E-5,1.6737478501160826E-5,25320.865351539869,0,false,0,5.2928554351769443E-2,5.2928554351769443E-2]
[null,15,7,772.3749226814582,null,287,15,14,1758.898285326037,1,8.4125254882362652E-2,8.4125254882362652E-2,9.7033076308792862E+20,0,false,0,2.2527837201407103E-20,2.2527837201407103E-20,3.0620546242652602E+17,0,false,0,7.3077415239218328E-17,7.3077415239218328E-17,96906518159901.422,0,false,0,2.1070196744789872E-13,2.1070196744789872E-13,33588003922.044342,0,false,0,6.6607904676310004E-10,6.6607904676310004E-10,10624952.914244026,0,false,0,2.1063268894851899E-6,2.1063268894851899E-6,3359.9051241054967,0,false,0,6.6607904676309806E-3,6.6607904676309806E-3]
[null,15,8,873.040571930905,null,288,5,16,1767.3086140572186,1,0.82986187078445761,0.82986187078445761,1.0117797637651039E+22,0,false,0,2.1023844987431173E-19,2.1023844987431173E-19,3.1928544597676017E+18,0,false,0,6.8198657347164431E-16,6.8198657347164431E-16,1010460121238462.4,0,false,0,1.9663518794847756E-12,1.9663518794847756E-12,350227612751.75507,0,false,0,6.2161061016760904E-9,6.2161061016760904E-9,110788122.55089869,0,false,0,1.9657053458566731E-5,1.9657053458566731E-5,35034.280495470222,0,false,0,6.216106101676111E-2,6.216106101676111E-2]
[null,15,9,987.12830774694487,null,289,18,13,1772.8549894690029,1,0.69878168108295136,0.69878168108295136,8.8357536291884232E+21,0,false,0,1.7069701943700748E-19,1.7069701943700748E-19,2.7882822320324239E+18,0,false,0,5.5371924335088765E-16,5.5371924335088765E-16,882422934627464.25,0,false,0,1.5965224495950763E-12,1.5965224495950763E-12,305849653376.91394,0,false,0,5.0469872884557877E-9,5.0469872884557877E-9,96749963.871321335,0,false,0,1.5959975153437587E-5,1.5959975153437587E-5,30595.024937237606,0,false,0,5.0469872884558092E-2,5.0469872884558092E-2]
[null,15,10,1114.6381301295773,null,290,6,16,1788.9924888118819,1,0.23664779277524561,0.23664779277524561,3.3247525247438275E+21,0,false,0,5.202739783102172E-20,5.202739783102172E-20,1.0491859302214824E+18,0,false,0,1.6877020732714331E-16,1.6877020732714331E-16,332041612172474.81,0,false,0,4.866101874842252E-13,4.866101874842252E-13,115086324260.75349,0,false,0,1.5382905710401148E-9,1.5382905710401148E-9,36405461.282603666,0,false,0,4.8645019076478252E-6,4.8645019076478252E-6,11512.417692210303,0,false,0,1.5382905710401185E-2,1.5382905710401185E-2]
[null,15,11,1255.5700390788031,null,291,12,15,1793.8463718936591,1,0.43628172282596744,0.43628172282596744,6.3256538434938203E+21,0,false,0,9.2942666830265898E-20,9.2942666830265898E-20,1.9961747416243011E+18,0,false,0,3.0149409358175692E-16,3.0149409358175692E-16,631740342959967.87,0,false,0,8.6928907493029387E-13,8.6928907493029387E-13,218962537504.86548,0,false,0,2.7480295765834511E-9,2.7480295765834511E-9,69264808.244400665,0,false,0,8.690032539511775E-6,8.690032539511775E-6,21903.455574711588,0,false,0,2.7480295765834446E-2,2.7480295765834446E-2]
[null,15,12,1409.9240345946214,null,292,7,16,1814.6188862492111,1,0.5745825846791125,0.5745825846791125,9.5241603098596858E+21,0,false,0,1.070692433716824E-19,1.070692433716824E-19,3.0055214395389409E+18,0,false,0,3.4731889649543025E-16,3.4731889649543025E-16,951173815295786.37,0,false,0,1.0014143847844549E-12,1.0014143847844549E-12,329678853861.87073,0,false,0,3.1657091146859779E-9,3.1657091146859779E-9,104287897.16811305,0,false,0,1.0010851211962906E-5,1.0010851211962906E-5,32978.72874406616,0,false,0,3.1657091146859842E-2,3.1657091146859842E-2]
[null,15,13,1577.7001166770331,null,293,16,14,1820.007386907361,1,4.0235336683173861E-2,4.0235336683173861E-2,6.9032550827792702E+20,0,false,0,7.2434901100816159E-21,7.2434901100816159E-21,2.1784472834230595E+17,0,false,0,2.3496953117299269E-17,2.3496953117299269E-17,68942513160449.07,0,false,0,6.7748075580388193E-14,6.7748075580388193E-14,23895620711.579189,0,false,0,2.1416778471125268E-10,2.1416778471125268E-10,7558944.1250045206,0,false,0,6.7725800112014905E-7,6.7725800112014905E-7,2390.3480140962679,0,false,0,2.1416778471125392E-3,2.1416778471125392E-3]
[null,15,14,1758.898285326037,null,294,13,15,1843.1279054269846,1,0.35986292447354157,0.35986292447354157,7.1503118938973814E+21,0,false,0,5.5941709961417128E-20,5.5941709961417128E-20,2.2564105388116334E+18,0,false,0,1.8146773396369722E-16,1.8146773396369722E-16,714098589629205.62,0,false,0,5.2322059352125478E-13,5.2322059352125478E-13,247508079793.09622,0,false,0,1.6540247744275816E-9,1.6540247744275816E-9,78294670.317418426,0,false,0,5.2304855935373677E-6,5.2304855935373677E-6,24758.948685502099,0,false,0,1.6540247744275802E-2,1.6540247744275802E-2]
[null,15,15,1953.5185405416344,null,295,8,16,1844.1878063692066,1,0.85646778055241779,0.85646778055241779,1.7131752066937612E+22,0,false,0,1.3225338375206324E-19,1.3225338375206324E-19,5.4062349287361751E+18,0,false,0,4.2901301864156268E-16,4.2901301864156268E-16,1710940749216619.5,0,false,0,1.2369606504641049E-12,1.2369606504641049E-12,593015678266.85767,0,false,0,3.9103268988141844E-9,3.9103268988141844E-9,187589702.37164345,0,false,0,1.2365539396075556E-5,1.2365539396075556E-5,59321.072508748526,0,false,0,3.9103268988141766E-2,3.9103268988141766E-2]
[null,15,16,2161.5608823238244,null,296,19,13,1845.7916590983248,1,0.1617613096144383,0.1617613096144383,3.268548139724148E+21,0,false,0,2.4727541313534977E-20,2.4727541313534977E-20,1.0314496176567168E+18,0,false,0,8.0212973320903913E-17,8.0212973320903913E-17,326428504287236.81,0,false,0,2.3127571272512676E-13,2.3127571272512676E-13,113140809209.2988,0,false,0,7.3111755024071617E-10,7.3111755024071617E-10,35790033.052226596,0,false,0,2.3119966960832582E-6,2.3119966960832582E-6,11317.802197774345,0,false,0,7.3111755024072014E-3,7.3111755024072014E-3]
[null,15,17,2383.0253106726077,null,297,9,16,1877.6992491718681,1,0.34931567368875588,0.34931567368875588,8.614702850955876E+21,0,false,0,4.3750433130776887E-20,4.3750433130776887E-20,2.7185256517575956E+18,0,false,0,1.4192079515710392E-16,1.4192079515710392E-16,860346687980508,0,false,0,4.0919606506996465E-13,4.0919606506996465E-13,298197979650.08795,0,false,0,1.2935661126581932E-9,1.2935661126581932E-9,94329496.336204529,0,false,0,4.0906152200098374E-6,4.0906152200098374E-6,29829.605895891604,0,false,0,1.2935661126581887E-2,1.2935661126581887E-2]
[null,15,18,2617.9118255879835,null,298,17,14,1885.0590111713509,1,0.12752835577011898,0.12752835577011898,3.2914091846092435E+21,0,false,0,1.5262235735476959E-20,1.5262235735476959E-20,1.0386638347947058E+18,0,false,0,4.9508735718786467E-17,4.9508735718786467E-17,328711627058964.56,0,false,0,1.427470852336335E-13,1.427470852336335E-13,113932144385.37692,0,false,0,4.5125749708122691E-10,4.5125749708122691E-10,36040357.513445571,0,false,0,1.4270015020034618E-6,1.4270015020034618E-6,11396.96174292511,0,false,0,4.5125749708122614E-3,4.5125749708122614E-3]
[null,15,19,2866.2204270699526,null,299,14,15,1896.3519616429767,1,0.82447697864496272,0.82447697864496272,2.280937458779441E+22,0,false,0,9.2051358663208657E-20,9.2051358663208657E-20,7.1979116390052413E+18,0,false,0,2.986028041762216E-16,2.986028041762216E-16,2277962481240788.5,0,false,0,8.6095270501061337E-13,8.6095270501061337E-13,789546608494.76807,0,false,0,2.7216763279791709E-9,2.7216763279791709E-9,249758680.46008465,0,false,0,8.6066962501775956E-6,8.6066962501775956E-6,78980.62956520624,0,false,0,2.7216763279791629E-2,2.7216763279791629E-2]
[null,15,20,3127.9511151185143,null,300,10,16,1915.1532146571956,1,0.47965017004816762,0.47965017004816762,1.4882475050934156E+22,0,false,0,4.7748590450069946E-20,4.7748590450069946E-20,4.6964347914934436E+18,0,false,0,1.5489030483535231E-16,1.5489030483535231E-16,1486306415966883.7,0,false,0,4.4659067183179733E-13,4.4659067183179733E-13,515156943792.7868,0,false,0,1.4117793611042972E-9,1.4117793611042972E-9,162960510.66172215,0,false,0,4.4644383347069078E-6,4.4644383347069078E-6,51532.638235519582,0,false,0,1.4117793611042966E-2,1.4117793611042966E-2]
[null,16,1,511.35394666455221,null,301,20,13,1922.6708514103129,1,0.87327860393005485,0.87327860393005485,2.8358636391225774E+22,0,false,0,8.3062846209523294E-20,8.3062846209523294E-20,8.9490817979704904E+18,0,false,0,2.6944522233255357E-16,2.6944522233255357E-16,2832164883334049,0,false,0,7.7688350469239449E-13,7.7688350469239449E-13,981634331886.06799,0,false,0,2.4559135850472727E-9,2.4559135850472727E-9,310522131.04124606,0,false,0,7.766280665299029E-6,7.766280665299029E-6,98195.719797960992,0,false,0,2.4559135850472733E-2,2.4559135850472733E-2]
[null,16,2,531.48707651444158,null,302,1,17,1941.462770214009,1,5.3600370224955791E-2,5.3600370224955791E-2,1.9490058730589693E+21,0,false,0,4.5531184041664087E-21,4.5531184041664087E-21,6.1504413477814963E+17,0,false,0,1.4769732277442755E-17,1.4769732277442755E-17,194646382672943.44,0,false,0,4.2585135767990079E-14,4.2585135767990079E-14,67464847450.64196,0,false,0,1.3462174550237172E-10,1.3462174550237172E-10,21341274.974047281,0,false,0,4.2571133837502236E-7,4.2571133837502236E-7,6748.7037089940322,0,false,0,1.3462174550237136E-3,1.3462174550237136E-3]
[null,16,3,565.04229293092385,null,303,2,17,1947.3765542380081,1,5.7820375527458397E-2,5.7820375527458397E-2,2.1781294662649952E+21,0,false,0,4.7409419632077576E-21,4.7409419632077576E-21,6.8734823816163226E+17,0,false,0,1.5379007819211927E-17,1.5379007819211927E-17,217528857897393.72,0,false,0,4.4341842062929814E-14,4.4341842062929814E-14,75395961705.687744,0,false,0,1.4017511203496099E-10,1.4017511203496099E-10,23850138.427586813,0,false,0,4.4327262529975704E-7,4.4327262529975704E-7,7542.0759941481147,0,false,0,1.4017511203496108E-3,1.4017511203496108E-3]
[null,16,4,612.01959591399907,null,304,15,15,1953.5185405416344,1,0.52952586741208996,0.52952586741208996,2.0691439666889574E+22,0,false,0,4.1857199192353047E-20,4.1857199192353047E-20,6.5295588808373688E+18,0,false,0,1.3577938702163669E-16,1.3577938702163669E-16,2066445226834702.5,0,false,0,3.9148872316675754E-13,3.9148872316675754E-13,716234281259.45996,0,false,0,1.2375889921858276E-9,1.2375889921858276E-9,226567661.82388905,0,false,0,3.9136000224595293E-6,3.9136000224595293E-6,71646.98555022708,0,false,0,1.2375889921858247E-2,1.2375889921858247E-2]
[null,16,5,672.41898546366713,null,305,18,14,1954.0531581180073,1,9.7333441108485103E-2,9.7333441108485103E-2,3.8154633895822209E+21,0,false,0,7.6694351179516413E-21,7.6694351179516413E-21,1.204038639216713E+18,0,false,0,2.4878664105837584E-17,2.4878664105837584E-17,381048696296440.87,0,false,0,7.173192233764434E-14,7.173192233764434E-14,132072283152.05995,0,false,0,2.2676167209951229E-10,2.2676167209951229E-10,41778659.816291384,0,false,0,7.1708336986271661E-7,7.1708336986271661E-7,13211.572260883231,0,false,0,2.2676167209951265E-3,2.2676167209951265E-3]
[null,16,6,746.24046157992825,null,306,11,16,1956.5497028251893,1,0.86672913254359574,0.86672913254359574,3.4483851392544282E+22,0,false,0,6.7287987158592024E-20,6.7287987158592024E-20,1.0882004429395571E+19,0,false,0,2.182736023097913E-16,2.182736023097913E-16,3443887484882404,0,false,0,6.2934187393004086E-13,6.2934187393004086E-13,1193658677927.5413,0,false,0,1.9894993888895491E-9,1.9894993888895491E-9,377592168.86167097,0,false,0,6.2913494724040552E-6,6.2913494724040552E-6,119405.12802457903,0,false,0,1.9894993888895509E-2,1.9894993888895509E-2]
[null,16,7,833.4840242627821,null,307,3,17,1957.2328609446733,1,8.7722554137333823E-3,8.7722554137333823E-3,3.5043414421748626E+20,0,false,0,6.7827004114512543E-22,6.7827004114512543E-22,1.1058584687006944E+17,0,false,0,2.2002210419910211E-18,2.2002210419910211E-18,34997708052036.238,0,false,0,6.343832781307551E-15,6.343832781307551E-15,12130279548.117861,0,false,0,2.0054364669578521E-11,2.0054364669578521E-11,3837192.8660750976,0,false,0,6.3417469383478085E-8,6.3417469383478085E-8,1213.4269278146687,0,false,0,2.0054364669578497E-4,2.0054364669578497E-4]
[null,16,8,934.14967351222901,null,308,4,17,1971.0316903340045,1,4.8357472563987994E-2,4.8357472563987994E-2,2.0962023708559428E+21,0,false,0,3.4457240456189342E-21,3.4457240456189342E-21,6.6149465803277274E+17,0,false,0,1.1177486974458785E-17,1.1177486974458785E-17,209346833930866.78,0,false,0,3.2227720273524404E-14,3.2227720273524404E-14,72560054913.282898,0,false,0,1.0187949101350878E-10,1.0187949101350878E-10,22953050.996954665,0,false,0,3.2217123846134298E-7,3.2217123846134298E-7,7258.3920400375255,0,false,0,1.0187949101350866E-3,1.0187949101350866E-3]
[null,16,9,1048.2374093282688,null,309,5,17,1988.7730424060017,1,6.0936955237145089E-2,6.0936955237145089E-2,2.9315494379589085E+21,0,false,0,3.9124679398814902E-21,3.9124679398814902E-21,9.2510356820985075E+17,0,false,0,1.2691544318998829E-17,1.2691544318998829E-17,292772588124640,0,false,0,3.6593157396324424E-14,3.6593157396324424E-14,101475597564.77328,0,false,0,1.1567967633061016E-10,1.1567967633061016E-10,32099955.941796143,0,false,0,3.6581125619579746E-7,3.6581125619579746E-7,10150.897356713114,0,false,0,1.1567967633061009E-3,1.1567967633061009E-3]
[null,16,10,1175.7472317109014,null,310,12,16,2001.888713675849,1,0.45531732577196493,0.45531732577196493,2.3644035530184196E+22,0,false,0,2.7082781306365585E-20,2.7082781306365585E-20,7.4613040300910275E+18,0,false,0,8.7853069855929768E-17,8.7853069855929768E-17,2361319712453047,0,false,0,2.5330417892295654E-13,2.5330417892295654E-13,818438400936.08948,0,false,0,8.0075477263795549E-10,8.0075477263795549E-10,258898072.45877886,0,false,0,2.5322089287862078E-6,2.5322089287862078E-6,81870.759079705051,0,false,0,8.0075477263795367E-3,8.0075477263795367E-3]
[null,16,11,1316.6791406601271,null,311,6,17,2010.4569171606649,1,1.7377103904873622E-2,1.7377103904873622E-2,9.4831054571273493E+20,0,false,0,9.8353706013990918E-22,9.8353706013990918E-22,2.9925658365177894E+17,0,false,0,3.1904681086080867E-18,3.1904681086080867E-18,94707368471845.234,0,false,0,9.1989830970750581E-15,9.1989830970750581E-15,32825773994.169807,0,false,0,2.9080174080503788E-11,2.9080174080503788E-11,10383835.367863929,0,false,0,9.1959584848584855E-8,9.1959584848584855E-8,3283.6570610662225,0,false,0,2.9080174080503882E-4,2.9080174080503882E-4]
[null,16,12,1471.0331361759454,null,312,16,15,2014.6276421229584,1,0.25326106396430043,0.25326106396430043,1.4158129731181675E+22,0,false,0,1.3993214127789426E-20,1.3993214127789426E-20,4.4678544949299395E+18,0,false,0,4.539219234431911E-17,4.539219234431911E-17,1413966358789625.2,0,false,0,1.308779764912735E-13,1.308779764912735E-13,490083727147.21942,0,false,0,4.1373642059201997E-10,4.1373642059201997E-10,155029055.5241648,0,false,0,1.3083494400361762E-6,1.3083494400361762E-6,49024.491896106949,0,false,0,4.1373642059202064E-3,4.1373642059202064E-3]
[null,16,13,1638.8092182583569,null,313,19,14,2026.9898277473292,1,2.2531765398582787E-2,2.2531765398582787E-2,1.3524536872257842E+21,0,false,0,1.159456747720437E-21,1.159456747720437E-21,4.2679127825395373E+17,0,false,0,3.7611290177375618E-18,3.7611290177375618E-18,135068971104745.66,0,false,0,1.0844352954582815E-14,1.0844352954582815E-14,46815190735.951401,0,false,0,3.4281579646555222E-11,3.4281579646555222E-11,14809132.403202625,0,false,0,1.08407873471585E-7,1.08407873471585E-7,4683.0588565123144,0,false,0,3.4281579646555362E-4,3.4281579646555362E-4]
[null,16,14,1820.007386907361,null,314,7,17,2036.0833145979943,1,4.2191736330211893E-2,4.2191736330211893E-2,2.6678210585641358E+21,0,false,0,2.0610314255209903E-21,2.0610314255209903E-21,8.418792972297385E+17,0,false,0,6.6857216677005349E-18,6.6857216677005349E-18,266434147708951.91,0,false,0,1.9276745141877189E-14,1.9276745141877189E-14,92346638473.260956,0,false,0,6.0938377483217845E-11,6.0938377483217845E-11,29212176.10443214,0,false,0,1.9270406976208763E-7,1.9270406976208763E-7,9237.7011899950612,0,false,0,6.0938377483217836E-4,6.0938377483217836E-4]
[null,16,15,2014.6276421229584,null,315,13,16,2051.1702472091747,1,0.37556426465550552,0.37556426465550552,2.5875622977787369E+22,0,false,0,1.6836981030463457E-20,1.6836981030463457E-20,8.1655219033490514E+18,0,false,0,5.4617007533291671E-17,5.4617007533291671E-17,2584187396075053.5,0,false,0,1.5747561549228592E-13,1.5747561549228592E-13,895684810916.90015,0,false,0,4.9781788526236932E-10,4.9781788526236932E-10,283333566.47460055,0,false,0,1.5742383773974563E-6,1.5742383773974563E-6,89597.940763846156,0,false,0,4.9781788526237006E-3,4.9781788526237006E-3]
[null,16,16,2222.6699839051485,null,316,8,17,2065.6522347179898,1,6.2890633541512933E-2,6.2890633541512933E-2,4.7023834327087417E+21,0,false,0,2.5980075810570482E-21,2.5980075810570482E-21,1.4839223368917714E+18,0,false,0,8.4276034622482359E-18,8.4276034622482359E-18,469625021540531.87,0,false,0,2.4299061817575852E-14,2.4299061817575852E-14,162773024610.85132,0,false,0,7.6815115343859411E-11,7.6815115343859411E-11,51490279.869364962,0,false,0,2.4291072321514443E-7,2.4291072321514443E-7,16282.656174671039,0,false,0,7.6815115343859517E-4,7.6815115343859517E-4]
[null,16,17,2444.1344122539317,null,317,17,15,2079.6792663869483,1,0.80272640247260429,0.80272640247260429,6.4934040999240023E+22,0,false,0,3.0651319674196874E-20,3.0651319674196874E-20,2.0491113760136856E+19,0,false,0,9.9428950743722567E-17,9.9428950743722567E-17,6484934892987919,0,false,0,2.866805766789001E-13,2.866805766789001E-13,2247692134191.3696,0,false,0,9.0626550645282327E-10,9.0626550645282327E-10,711016443.45784545,0,false,0,2.8658631652369512E-6,2.8658631652369512E-6,224843.14151591138,0,false,0,9.0626550645282553E-3,9.0626550645282553E-3]
[null,16,18,2679.0209271693075,null,318,9,17,2099.1636775206512,1,2.5650333291109398E-2,2.5650333291109398E-2,2.3125202261140119E+21,0,false,0,8.7879382868070652E-22,8.7879382868070652E-22,7.2975767866464E+17,0,false,0,2.8506944965028103E-18,2.8506944965028103E-18,230950405585306.25,0,false,0,8.2193238094126084E-15,8.2193238094126084E-15,80047898489.111176,0,false,0,2.5983238003529995E-11,2.5983238003529995E-11,25321693.849535212,0,false,0,8.2166213077400826E-8,8.2166213077400826E-8,8007.4226778008215,0,false,0,2.5983238003529993E-4,2.5983238003529993E-4]
[null,16,19,2927.3295286512766,null,319,20,14,2103.8690200593173,1,0.12163915263948648,0.12163915263948648,1.125567933368754E+22,0,false,0,4.0603322594063803E-21,4.0603322594063803E-21,3.5519336564455276E+18,0,false,0,1.3171197211568297E-17,1.3171197211568297E-17,1124099879386355.5,0,false,0,3.7976126509635462E-14,3.7976126509635462E-14,389615393004.81757,0,false,0,1.2005157071704782E-10,1.2005157071704782E-10,123247729.00910646,0,false,0,3.7963640014664686E-7,3.7963640014664686E-7,38974.354011198149,0,false,0,1.2005157071704844E-3,1.2005157071704844E-3]
[null,16,20,3189.0602166998383,null,320,14,16,2104.3943034251665,1,0.86045010239156916,0.86045010239156916,7.9851775257300338E+22,0,false,0,2.863870122526675E-20,2.863870122526675E-20,2.5198675233617031E+19,0,false,0,9.2900274564308316E-17,9.2900274564308316E-17,7974762630885093,0,false,0,2.6785663618606899E-13,2.6785663618606899E-13,2764069575604.4443,0,false,0,8.4675855219103863E-10,8.4675855219103863E-10,874363036.29871666,0,false,0,2.6776856531502524E-6,2.6776856531502524E-6,276497.8696564415,0,false,0,8.4675855219104208E-3,8.4675855219104208E-3]
[null,17,1,{"$f":"3.1416/2*SQRT($H$2/$I$2)*(B330^2/$C$2^2+C330^2/$D$2^2)","v":576.40557092854215},null,321,10,17,2136.6176430059791,1,{"$f":"ABS(SIN(G330*3.1416*$J$2/$C$2)*SIN(H330*3.1416*$K$2/$D$2))*(1/F330^$M$2)+(1-1/F330^$M$2)","v":3.5220826466077992E-2},{"$f":"$J330*$K330","v":3.5220826466077992E-2},{"$f":"10^(LOG10($I330/22.27)/LOG10(2)*70/20)*$L330","v":3.9002405595264472E+21},{"$f":"IF($I330<22.27,M330,0)","v":0},{"$f":"AND($I330>22.27,$I330<44.45)","v":false},{"$f":"IF($O330=TRUE,$L330,0)","v":0},{"$f":"10^(LOG10(44.45/$I330)/LOG10(2)*70/20)*$L330","v":9.824132338313293E-22},{"$f":"IF($I330>44.45,Q330,0)","v":9.824132338313293E-22},{"$f":"10^(LOG10($I330/44.548)/LOG10(2)*70/20)*$L330","v":1.230791612031242E+18},{"$f":"IF($I330<44.528,S330,0)","v":0},{"$f":"AND($I330>44.548,$I330<89.095)","v":false},{"$f":"IF($U330=TRUE,$L330,0)","v":0},{"$f":"10^(LOG10(89.095/$I330)/LOG10(2)*70/20)*$L330","v":3.186822560166236E-18},{"$f":"IF($I330>89.095,W330,0)","v":3.186822560166236E-18},{"$f":"10^(LOG10($I330/89.09)/LOG10(2)*70/20)*$L330","v":389515355987408.62},{"$f":"IF($I330<89.09,Y330,0)","v":0},{"$f":"AND($I330>89.09,$I330<176.78)","v":false},{"$f":"IF($AA330=TRUE,$L330,0)","v":0},{"$f":"10^(LOG10(176.78/$I330)/LOG10(2)*70/20)*$L330","v":9.1884719942038859E-15},{"$f":"IF($I330>176.78,AC330,0)","v":9.1884719942038859E-15},{"$f":"10^(LOG10($I330/176.78)/LOG10(2)*70/20)*$L330","v":135006845287.88846},{"$f":"IF($I330<176.78,AE330,0)","v":0},{"$f":"AND($I330>176.78,$I330<353.55)","v":false},{"$f":"IF($AG330=TRUE,$L330,0)","v":0},{"$f":"10^(LOG10(353.55/$I330)/LOG10(2)*70/20)*$L330","v":2.9046945983653923E-11},{"$f":"IF($I330>353.55,AI330,0)","v":2.9046945983653923E-11},{"$f":"10^(LOG10($I330/353.55)/LOG10(2)*70/20)*$L330","v":42706955.066865586},{"$f":"IF($I330<353.55,AK330,0)","v":0},{"$f":"AND($I330>353.55,$I330<707.1)","v":false},{"$f":"IF($AM330=TRUE,$L330,0)","v":0},{"$f":"10^(LOG10(707.1/$I330)/LOG10(2)*70/20)*$L330","v":9.1854508380226962E-8},{"$f":"IF($I330>707.1,AO330,0)","v":9.1854508380226962E-8},{"$f":"10^(LOG10($I330/707.1)/LOG10(2)*70/20)*$L330","v":13505.124994176305},{"$f":"IF($I330<707.1,AQ330,0)","v":0},{"$f":"AND($I330>707.1,$I330<1414.2)","v":false},{"$f":"IF($AS330=TRUE,$L330,0)","v":0},{"$f":"10^(LOG10(1414.2/$I330)/LOG10(2)*70/20)*$L330","v":2.9046945983654066E-4},{"$f":"IF($I330>1414.2,AU330,0)","v":2.9046945983654066E-4}]
[null,17,2,596.53870077843146,null,322,18,15,2148.6734133336045,{"$f":"IF(ABS(I331-I330)>0.0001,1,$L$2)","v":1},0.6126647093461578,0.6126647093461578,7.2431226174433804E+22,0,false,0,1.6006869550384652E-20,1.6006869550384652E-20,2.2856986450972713E+19,0,false,0,5.1924232333337576E-17,5.1924232333337576E-17,7233675568812766,0,false,0,1.497116157576496E-13,1.497116157576496E-13,2507207234245.8364,0,false,0,4.7327403498439673E-10,4.7327403498439673E-10,793109315.81232238,0,false,0,1.4966239079689007E-6,1.4966239079689007E-6,250803.18714647435,0,false,0,4.7327403498439577E-3,4.7327403498439577E-3]
[null,17,3,630.09391719491384,null,323,15,16,2161.5608823238244,1,0.55262984732763709,0.55262984732763709,7.0037832737724834E+22,0,false,0,1.3468601053718509E-20,1.3468601053718509E-20,2.2101707764636942E+19,0,false,0,4.3690414800781856E-17,4.3690414800781856E-17,6994648390286419,0,false,0,1.2597129122595429E-13,1.2597129122595429E-13,2424359909192.1108,0,false,0,3.9822522112921536E-10,3.9822522112921536E-10,766902074.3873806,0,false,0,1.2592987204925265E-6,1.2592987204925265E-6,242515.72973720013,0,false,0,3.9822522112921517E-3,3.9822522112921517E-3]
[null,17,4,677.07122017798895,null,324,1,18,2176.349285129385,1,0.77737315121425188,0.77737315121425188,1.066488436291274E+23,0,false,0,1.7502070799946237E-20,1.7502070799946237E-20,3.3654975934996935E+19,0,false,0,5.6774473464056772E-17,5.6774473464056772E-17,1.0650974384228526E+16,0,false,0,1.6369617371572532E-13,1.6369617371572532E-13,3691650223164.1577,0,false,0,5.1748254972653496E-10,5.1748254972653496E-10,1167786269.4077797,0,false,0,1.6364235065271974E-6,1.6364235065271974E-6,369286.44315995864,0,false,0,5.1748254972653618E-3,5.1748254972653618E-3]
[null,17,5,737.47060972765712,null,325,11,17,2178.0141311739726,1,6.364412706733058E-2,6.364412706733058E-2,8.8093962558303403E+21,0,false,0,1.4202246170906739E-21,1.4202246170906739E-21,2.7799646850633533E+18,0,false,0,4.6070265488962455E-18,4.6070265488962455E-18,879790635027016.5,0,false,0,1.3283304489622896E-14,1.3283304489622896E-14,304937292774.31586,0,false,0,4.1991685694628272E-11,4.1991685694628272E-11,96461355.222057328,0,false,0,1.3278936958493515E-7,1.3278936958493515E-7,30503.758868827823,0,false,0,4.1991685694628303E-4,4.1991685694628303E-4]
[null,17,6,811.29208584391813,null,326,2,18,2182.2630691533841,1,0.83857643780311819,0.83857643780311819,1.1873300562219651E+23,0,false,0,1.8293649863208134E-20,1.8293649863208134E-20,3.7468352313324724E+19,0,false,0,5.9342254444693415E-17,5.9342254444693415E-17,1.1857814472346248E+16,0,false,0,1.7109978128482784E-13,1.7109978128482784E-13,4109943547314.8882,0,false,0,5.4088711462911191E-10,5.4088711462911191E-10,1300105739.2923117,0,false,0,1.7104352392645807E-6,1.7104352392645807E-6,411129.53352207562,0,false,0,5.4088711462911476E-3,5.4088711462911476E-3]
[null,17,7,898.53564852677198,null,327,3,18,2192.1193758600493,1,0.12722516291604261,0.12722516291604261,1.8982635300914314E+22,0,false,0,2.6337590477870474E-21,2.6337590477870474E-21,5.9903146859869727E+18,0,false,0,8.5435766360723721E-18,8.5435766360723721E-18,1895787665905547,0,false,0,2.4633443867295758E-14,2.4633443867295758E-14,657084010104.77991,0,false,0,7.7872176555151335E-11,7.7872176555151335E-11,207856551.53159893,0,false,0,2.4625344426904342E-7,2.4625344426904342E-7,65730.012942801375,0,false,0,7.7872176555151521E-4,7.7872176555151521E-4]
[null,17,8,999.20129777621889,null,328,4,18,2205.9182052493802,1,0.70133472351132597,0.70133472351132597,1.1256259397525515E+23,0,false,0,1.3497181989501221E-20,1.3497181989501221E-20,3.5521167061049852E+19,0,false,0,4.378312769165752E-17,4.378312769165752E-17,1.1241578101136856E+16,0,false,0,1.2623860758424826E-13,1.2623860758424826E-13,3896354719172.9512,0,false,0,3.9907027173445171E-10,3.9907027173445171E-10,1232540806.0713856,0,false,0,1.2619710051431838E-6,1.2619710051431838E-6,389763.62562854687,0,false,0,3.9907027173445263E-3,3.9907027173445263E-3]
[null,17,9,1113.2890335922586,null,329,19,15,2221.6100829629268,1,0.14182605014028554,0.14182605014028554,2.4718204673175669E+22,0,false,0,2.5135157167116279E-21,2.5135157167116279E-21,7.8002775756758067E+18,0,false,0,8.1535226883193324E-18,8.1535226883193324E-18,2468596525187323,0,false,0,2.3508812762961455E-14,2.3508812762961455E-14,855620770866.22339,0,false,0,7.4316950075738898E-11,7.4316950075738898E-11,270660037.55395365,0,false,0,2.3501083099635877E-7,2.3501083099635877E-7,85590.219025720042,0,false,0,7.431695007573914E-4,7.431695007573914E-4]
[null,17,10,1240.7988559748912,null,330,16,16,2222.6699839051485,1,0.26431121069994168,0.26431121069994168,4.6321748414131356E+22,0,false,0,4.6583566735222191E-21,4.6583566735222191E-21,1.4617667431686773E+19,0,false,0,1.5111111729008064E-17,1.5111111729008064E-17,4626133195661211,0,false,0,4.356942512545681E-14,4.356942512545681E-14,1603427538933.7375,0,false,0,1.377333183315263E-10,1.377333183315263E-10,507215080.18498349,0,false,0,4.3555099562064562E-7,4.3555099562064562E-7,160395.49169694862,0,false,0,1.377333183315265E-3,1.377333183315265E-3]
[null,17,11,1381.730764924117,null,331,12,17,2223.3531420246322,1,3.3434059903288765E-2,3.3434059903288765E-2,5.8804454680595561E+21,0,false,0,5.8715737310745342E-22,5.8715737310745342E-22,1.85568116802867E+18,0,false,0,1.9046632298400388E-18,1.9046632298400388E-18,587277572984853.12,0,false,0,5.4916596124706499E-15,5.4916596124706499E-15,203551647498.01178,0,false,0,1.7360442544165456E-11,1.7360442544165456E-11,64389854.047377788,0,false,0,5.4898539628051038E-8,5.4898539628051038E-8,20361.859699552559,0,false,0,1.7360442544165421E-4,1.7360442544165421E-4]
[null,17,12,1536.0847604399353,null,332,5,18,2223.6595573213776,1,0.88377659929009122,0.88377659929009122,1.5568954778891263E+23,0,false,0,1.5495730416430893E-20,1.5495730416430893E-20,4.9130659141392925E+19,0,false,0,5.026616252383928E-17,5.026616252383928E-17,1.5548648526920624E+16,0,false,0,1.4493095171960677E-13,1.4493095171960677E-13,5389194428004.9443,0,false,0,4.581612186024523E-10,4.581612186024523E-10,1704773441.6179106,0,false,0,1.448832986342059E-6,1.448832986342059E-6,539096.69700766797,0,false,0,4.5816121860245383E-3,4.5816121860245383E-3]
[null,17,13,1703.8608425223467,null,333,6,18,2245.3434320760412,1,0.2520224014277363,0.2520224014277363,4.9700046917784201E+22,0,false,0,3.947371539164391E-21,3.947371539164391E-21,1.568375076623352E+19,0,false,0,1.2804767119542884E-17,1.2804767119542884E-17,4963522421838029,0,false,0,3.6919609375454798E-14,3.6919609375454798E-14,1720367357505.9497,0,false,0,1.1671166870214248E-10,1.1671166870214248E-10,544206860.61390448,0,false,0,3.6907470261775835E-7,3.6907470261775835E-7,172093.31978297167,0,false,0,1.1671166870214234E-3,1.1671166870214234E-3]
[null,17,14,1885.0590111713509,null,334,7,18,2270.9698295133703,1,0.61191224778046216,0.61191224778046216,1.3769248729345318E+23,0,false,0,8.3995217688487956E-21,8.3995217688487956E-21,4.3451360451745325E+19,0,false,0,2.7246971585656102E-17,2.7246971585656102E-17,1.3751289795164098E+16,0,false,0,7.85603938138973E-14,7.85603938138973E-14,4766226094420.3672,0,false,0,2.4834809498318292E-10,2.4834809498318292E-10,1507708762.6103714,0,false,0,7.8534563271069438E-7,7.8534563271069438E-7,476779.3738042895,0,false,0,2.4834809498318284E-3,2.4834809498318284E-3]
[null,17,15,2079.6792663869483,null,335,13,17,2272.634675557958,1,2.7577773590622082E-2,2.7577773590622082E-2,6.2586502045891455E+21,0,false,0,3.7533947073980866E-22,3.7533947073980866E-22,1.9750305287274801E+18,0,false,0,1.2175531150060247E-18,1.2175531150060247E-18,625048718209628.12,0,false,0,3.5105351764878632E-15,3.5105351764878632E-15,216643206229.45398,0,false,0,1.1097636876891256E-11,1.1097636876891256E-11,68531130.06421043,0,false,0,3.5093809176454074E-8,3.5093809176454074E-8,21671.44616281458,0,false,0,1.1097636876891311E-4,1.1097636876891311E-4]
[null,17,16,2287.7216081691381,null,336,17,16,2287.7216081691381,1,0.83775051710376625,0.83775051710376625,2.0532705206397244E+23,0,false,0,1.0557710532350044E-20,1.0557710532350044E-20,6.479467344294305E+19,0,false,0,3.4247859199720369E-17,3.4247859199720369E-17,2.050592484178838E+16,0,false,0,9.8745847682733547E-14,9.8745847682733547E-14,7107396871639.2646,0,false,0,3.1215911694129221E-10,3.1215911694129221E-10,2248295471.1831155,0,false,0,9.8713380192134246E-7,9.8713380192134246E-7,710973.45419800794,0,false,0,3.1215911694129376E-3,3.1215911694129376E-3]
[null,17,17,2509.1860365179218,null,337,20,15,2298.4892752749147,1,0.76565685183082699,0.76565685183082699,1.9818745243020019E+23,0,false,0,9.1364757285936091E-21,9.1364757285936091E-21,6.2541643352005501E+19,0,false,0,2.9637555734812244E-17,2.9637555734812244E-17,1.9792896080994696E+16,0,false,0,8.545309495730904E-14,8.545309495730904E-14,6860259596780.7139,0,false,0,2.7013756312548612E-10,2.7013756312548612E-10,2170118098.2489848,0,false,0,8.5424998104405212E-7,8.5424998104405212E-7,686251.59820198128,0,false,0,2.7013756312548654E-3,2.7013756312548654E-3]
[null,17,18,2744.0725514332976,null,338,8,18,2300.5387496333656,1,0.91211105021927974,0.91211105021927974,2.3855585355032376E+23,0,false,0,1.0771889017028284E-20,1.0771889017028284E-20,7.5280624122923106E+19,0,false,0,3.4942626740883701E-17,3.4942626740883701E-17,2.3824471029504208E+16,0,false,0,1.0074905055140025E-13,1.0074905055140025E-13,8257611991168.8311,0,false,0,3.1849171778691458E-10,3.1849171778691458E-10,2612145062.085186,0,false,0,1.007159244106212E-6,1.007159244106212E-6,826032.79749511264,0,false,0,3.1849171778691497E-3,3.1849171778691497E-3]
[null,17,19,2992.3811529152667,null,339,14,17,2325.8587317739498,1,6.318305638463366E-2,6.318305638463366E-2,1.8767827212585472E+22,0,false,0,6.5701271987994301E-22,6.5701271987994301E-22,5.9225280996786801E+18,0,false,0,2.1312650175364485E-18,2.1312650175364485E-18,1874334874028399,0,false,0,6.1450138989975015E-15,6.1450138989975015E-15,649648427118.3009,0,false,0,1.9425850882015798E-11,1.9425850882015798E-11,205504440.36403212,0,false,0,6.1429934273960671E-8,6.1429934273960671E-8,64986.210082858466,0,false,0,1.9425850882015758E-4,1.9425850882015758E-4]
[null,17,20,3254.1118409638284,null,340,9,18,2334.0501924360274,1,0.37201012486517748,0.37201012486517748,1.151119791406167E+23,0,false,0,3.7134323160216341E-21,3.7134323160216341E-21,3.6325671765176312E+19,0,false,0,1.2045898276630799E-17,1.2045898276630799E-17,1.1496184106863612E+16,0,false,0,3.4731585104028785E-14,3.4731585104028785E-14,3984601698646.6836,0,false,0,1.0979480343192894E-10,1.0979480343192894E-10,1260456129.7657909,0,false,0,3.4720165409536871E-7,3.4720165409536871E-7,398591.22607806412,0,false,0,1.097948034319292E-3,1.097948034319292E-3]
[null,18,1,645.39971787519823,null,341,18,16,2356.7157551157948,1,0.63939615725233234,0.63939615725233234,2.2137746465315336E+23,0,false,0,5.7041790285825821E-21,5.7041790285825821E-21,6.9859672096976019E+19,0,false,0,1.8503625347778031E-17,1.8503625347778031E-17,2.2108872680005492E+16,0,false,0,5.3350960114464095E-14,5.3350960114464095E-14,7662981978804.374,0,false,0,1.6865507753611769E-10,1.6865507753611769E-10,2424044694.5423174,0,false,0,5.3333418396643204E-7,5.3333418396643204E-7,766550.23848008516,0,false,0,1.6865507753611795E-3,1.6865507753611795E-3]
[null,18,2,665.53284772508766,null,342,10,18,2371.5041579213548,1,0.51081223400874298,0.51081223400874298,1.9020016679260005E+23,0,false,0,4.2373876846081105E-21,4.2373876846081105E-21,6.0021110575727788E+19,0,false,0,1.3745542307910396E-17,1.3745542307910396E-17,1.8995209281675656E+16,0,false,0,3.9632118876048098E-14,3.9632118876048098E-14,6583779666918.0078,0,false,0,1.2528655656092714E-10,1.2528655656092714E-10,2082658711.16118,0,false,0,3.9619087893204351E-7,3.9619087893204351E-7,658594.51160600432,0,false,0,1.2528655656092722E-3,1.2528655656092722E-3]
[null,18,3,699.08806414156993,null,343,15,17,2383.0253106726077,1,4.0579741586972133E-2,4.0579741586972133E-2,1.5985655510391855E+22,0,false,0,3.1818127496503927E-22,3.1818127496503927E-22,5.0445633839057418E+18,0,false,0,1.0321392570482497E-18,1.0321392570482497E-18,1596480576464358,0,false,0,2.9759368394240441E-15,2.9759368394240441E-15,553343540578.68286,0,false,0,9.4076443482707872E-12,9.4076443482707872E-12,175040144.62112582,0,false,0,2.9749583557345927E-8,2.9749583557345927E-8,55352.553896803031,0,false,0,9.40764434827076E-5,9.40764434827076E-5]
[null,18,4,746.06536712464515,null,344,11,18,2412.9006460893484,1,0.92303906497227639,0.92303906497227639,4.2029196275933023E+23,0,false,0,6.2614597261794248E-21,6.2614597261794248E-21,1.3263074789190304E+20,0,false,0,2.0311372473212052E-17,2.0311372473212052E-17,4.1974378501597928E+16,0,false,0,5.8563184366380288E-14,5.8563184366380288E-14,14548408265073.912,0,false,0,1.8513215842569488E-10,1.8513215842569488E-10,4602123816.3593044,0,false,0,5.8543928876832627E-7,5.8543928876832627E-7,1455319.3333801921,0,false,0,1.8513215842569481E-3,1.8513215842569481E-3]
[null,18,5,806.46475667431321,null,345,1,19,2424.6578866113541,1,0.63419018695306018,0.63419018695306018,3.0555889551870208E+23,0,false,0,4.065655883248963E-21,4.065655883248963E-21,9.6424648645674467E+19,0,false,0,1.3188466364689463E-17,1.3188466364689463E-17,3.0516036164071272E+16,0,false,0,3.8025918152195168E-14,3.8025918152195168E-14,10576922603625.268,0,false,0,1.202089739450049E-10,1.202089739450049E-10,3345816705.9271374,0,false,0,3.8013415285805055E-7,3.8013415285805055E-7,1058040.1424171522,0,false,0,1.2020897394500497E-3,1.2020897394500497E-3]
[null,18,6,880.28623279057422,null,346,19,16,2429.6524247451166,1,0.1480141259560275,0.1480141259560275,7.3041414735163166E+22,0,false,0,9.2645358604829424E-22,9.2645358604829424E-22,2.3049542512795292E+19,0,false,0,3.0052966382092733E-18,3.0052966382092733E-18,7294614839307713,0,false,0,8.6650836289489053E-15,8.6650836289489053E-15,2528328914141.627,0,false,0,2.7392390842861716E-11,2.7392390842861716E-11,799790774.31409788,0,false,0,8.6622345620982367E-8,8.6622345620982367E-8,252916.04984222318,0,false,0,2.7392390842861735E-4,2.7392390842861735E-4]
[null,18,7,967.52979547342807,null,347,2,19,2430.5716706353528,1,0.68412055012974926,0.68412055012974926,3.3908510433574319E+23,0,false,0,4.2632723130852995E-21,4.2632723130852995E-21,1.0700445160024785E+20,0,false,0,1.3829508723622266E-17,1.3829508723622266E-17,3.3864284294659524E+16,0,false,0,3.9874216779102484E-14,3.9874216779102484E-14,11737432479303.617,0,false,0,1.2605188562948312E-10,1.2605188562948312E-10,3712922855.3195262,0,false,0,3.9861106194821551E-7,3.9861106194821551E-7,1174129.2999305546,0,false,0,1.2605188562948306E-3,1.2605188562948306E-3]
[null,18,8,1068.195444722875,null,348,3,19,2440.427977342018,1,0.10379178870382805,0.10379178870382805,5.3922971935361523E+22,0,false,0,6.1707604320131201E-22,6.1707604320131201E-22,1.7016371308619397E+19,0,false,0,2.0017155592894703E-18,2.0017155592894703E-18,5385264136592576,0,false,0,5.771487746695994E-15,5.771487746695994E-15,1866543926824.9612,0,false,0,1.8245045849772215E-11,1.8245045849772215E-11,590447154.31474686,0,false,0,5.7695900899482608E-8,5.7695900899482608E-8,186715.78455995116,0,false,0,1.8245045849772277E-4,1.8245045849772277E-4]
[null,18,9,1182.2831805389146,null,349,16,17,2444.1344122539317,1,1.9408435285589002E-2,1.9408435285589002E-2,1.0262766025669203E+22,0,false,0,1.1337130169772629E-22,1.1337130169772629E-22,3.2386018625903478E+18,0,false,0,3.6776196562082853E-19,3.6776196562082853E-19,1024938052126035,0,false,0,1.0603572862444394E-15,1.0603572862444394E-15,355245694183.93207,0,false,0,3.3520416491822246E-12,3.3520416491822246E-12,112375501.1596572,0,false,0,1.0600086423162961E-8,1.0600086423162961E-8,35536.253686740834,0,false,0,3.3520416491822419E-5,3.3520416491822419E-5]
[null,18,10,1309.7930029215474,null,350,4,19,2454.2268067313494,1,0.57215714065449474,0.57215714065449474,3.1739243284205947E+23,0,false,0,3.1858152718802992E-21,3.1858152718802992E-21,1.0015893586615832E+20,0,false,0,1.0334376239371011E-17,1.0334376239371011E-17,3.1697846473653624E+16,0,false,0,2.9796803825837938E-14,2.9796803825837938E-14,10986540553656.891,0,false,0,9.4194785788171411E-11,9.4194785788171411E-11,3475391879.3139429,0,false,0,2.9787006680228148E-7,2.9787006680228148E-7,1099015.410028504,0,false,0,9.4194785788171548E-4,9.4194785788171548E-4]
[null,18,11,1450.724911870773,null,351,12,18,2458.239656940008,1,0.48489852580914872,0.48489852580914872,2.741457889269278E+23,0,false,0,2.6491506832572087E-21,2.6491506832572087E-21,8.651167340455356E+19,0,false,0,8.5935051279380105E-18,8.5935051279380105E-18,2.7378822648643644E+16,0,false,0,2.4777401223112918E-14,2.4777401223112918E-14,9489557771399.9434,0,false,0,7.8327260005480263E-11,7.8327260005480263E-11,3001848657.9950976,0,false,0,2.4769254449753088E-7,2.4769254449753088E-7,949267.89503843733,0,false,0,7.8327260005480446E-4,7.8327260005480446E-4]
[null,18,12,1605.0789073865917,null,352,5,19,2471.9681588033468,1,0.72099537506929923,0.72099537506929923,4.3489483531366411E+23,0,false,0,3.6920469990859331E-21,3.6920469990859331E-21,1.3723894904696652E+20,0,false,0,1.1976527050633182E-17,1.1976527050633182E-17,4.3432761135856352E+16,0,false,0,3.4531569083290977E-14,3.4531569083290977E-14,15053886767133.871,0,false,0,1.0916250520498747E-10,1.0916250520498747E-10,4762022728.3641272,0,false,0,3.452021515377464E-7,3.452021515377464E-7,1505883.809112,0,false,0,1.0916250520498754E-3,1.0916250520498754E-3]
[null,18,13,1772.8549894690029,null,353,6,19,2493.6520335580099,1,0.20560284803785875,0.20560284803785875,1.3727166833444235E+23,0,false,0,9.5118250525892174E-22,9.5118250525892174E-22,4.3318563400632893E+19,0,false,0,3.0855140812516856E-18,3.0855140812516856E-18,1.3709262785772338E+16,0,false,0,8.8963722290908633E-15,8.8963722290908633E-15,4751659444177.5898,0,false,0,2.8123549133293159E-11,2.8123549133293159E-11,1503100868.276823,0,false,0,8.8934471148860451E-8,8.8934471148860451E-8,475322.22967315064,0,false,0,2.8123549133293149E-4,2.8123549133293149E-4]
[null,18,14,1954.0531581180073,null,354,20,16,2506.531617057105,1,0.79906356832109793,0.79906356832109793,5.664297480874213E+23,0,false,0,3.4817943814411472E-21,3.4817943814411472E-21,1.787471752346511E+20,0,false,0,1.1294494518730866E-17,1.1294494518730866E-17,5.6569096598215608E+16,0,false,0,3.2565084693211346E-14,3.2565084693211346E-14,19606968390631.914,0,false,0,1.0294598020579573E-10,1.0294598020579573E-10,6202307122.0618572,0,false,0,3.2554377340892529E-7,3.2554377340892529E-7,1961341.7253599337,0,false,0,1.0294598020579616E-3,1.0294598020579616E-3]
[null,18,15,2148.6734133336045,null,355,13,18,2507.5211904733342,1,0.39996404259225887,0.39996404259225887,2.8482544512505022E+23,0,false,0,1.7348008533744681E-21,1.7348008533744681E-21,8.9881832518437126E+19,0,false,0,5.6274715227202883E-18,5.6274715227202883E-18,2.8445395343928848E+16,0,false,0,1.622552354530801E-14,1.622552354530801E-14,9859234120861.4941,0,false,0,5.1292740106773672E-11,5.1292740106773672E-11,3118789033.9595375,0,false,0,1.6220188616847249E-7,1.6220188616847249E-7,986247.68888683978,0,false,0,5.1292740106773614E-4,5.1292740106773614E-4]
[null,18,16,2356.7157551157948,null,356,17,17,2509.1860365179218,1,6.1516220419177085E-2,6.1516220419177085E-2,4.4146765800158687E+22,0,false,0,2.6476886239063776E-22,2.6476886239063776E-22,1.3931312239812162E+19,0,false,0,8.58876239487726E-19,8.58876239487726E-19,4408918612555893.5,0,false,0,2.476372664001887E-15,2.476372664001887E-15,1528140505534.9521,0,false,0,7.8284031395028787E-12,7.8284031395028787E-12,483399399.24211341,0,false,0,2.4755584362842097E-8,2.4755584362842097E-8,152864.31211621474,0,false,0,7.8284031395029329E-5,7.8284031395029329E-5]
[null,18,17,2578.1801834645776,null,357,7,19,2519.2784309953395,1,0.49920523009136303,0.49920523009136303,3.7536809782243672E+23,0,false,0,2.0506304744114858E-21,2.0506304744114858E-21,1.1845420793225865E+20,0,false,0,6.6519823159678818E-18,6.6519823159678818E-18,3.74878513307334E+16,0,false,0,1.9179465458855961E-14,1.9179465458855961E-14,12993368469270.969,0,false,0,6.0630853261583729E-11,6.0630853261583729E-11,4110215316.868547,0,false,0,1.9173159278605403E-7,1.9173159278605403E-7,1299764.2075015253,0,false,0,6.0630853261583757E-4,6.0630853261583757E-4]
[null,18,18,2813.0666983799538,null,358,8,19,2548.8473511153347,1,0.74411095438140473,0.74411095438140473,6.4082038305328522E+23,0,false,0,2.6688587673209669E-21,2.6688587673209669E-21,2.0222248864987516E+20,0,false,0,8.6574356255628811E-18,8.6574356255628811E-18,6.3998457484708224E+16,0,false,0,2.4961730151351575E-14,2.4961730151351575E-14,22182000569396.602,0,false,0,7.8909967600948591E-11,7.8909967600948591E-11,7016871622.9931498,0,false,0,2.495352277090913E-7,2.495352277090913E-7,2218929.637766059,0,false,0,7.8909967600948919E-4,7.8909967600948919E-4]
[null,18,19,3061.3752998619225,null,359,14,18,2560.7452466893255,1,0.91635209680328167,0.91635209680328167,8.330607269286109E+23,0,false,0,3.1133977568766554E-21,3.1133977568766554E-21,2.6288741408834388E+20,0,false,0,1.0099463106467979E-17,1.0099463106467979E-17,8.3197418378759072E+16,0,false,0,2.9119485681511253E-14,2.9119485681511253E-14,28836400975616.129,0,false,0,9.2053621994624817E-11,9.2053621994624817E-11,9121869918.0006466,0,false,0,2.9109911237118679E-7,2.9109911237118679E-7,2884588.5460655349,0,false,0,9.205362199462471E-4,9.205362199462471E-4]
[null,18,20,3323.1059879104841,null,360,18,17,2578.1801834645776,1,4.6951012433499174E-2,4.6951012433499174E-2,4.6187239011507558E+22,0,false,0,1.4741933061788394E-22,1.4741933061788394E-22,1.4575220551305736E+19,0,false,0,4.7820940561386444E-19,4.7820940561386444E-19,4612699799170241,0,false,0,1.3788071497205266E-15,1.3788071497205266E-15,1598771495330.1541,0,false,0,4.3587374293649527E-12,4.3587374293649527E-12,505742225.64531869,0,false,0,1.3783537999420593E-8,1.3783537999420593E-8,159929.73419620263,0,false,0,4.3587374293649712E-5,4.3587374293649712E-5]
[null,19,1,718.33638750452042,null,361,9,19,2582.3587939179965,1,0.303490248239426,0.303490248239426,3.0422792319326099E+23,0,false,0,9.3514062054570859E-22,9.3514062054570859E-22,9.6004636200546025E+19,0,false,0,3.0334762642199459E-18,3.0334762642199459E-18,3.038311252737774E+16,0,false,0,8.74633311790467E-15,8.74633311790467E-15,10530850990328.395,0,false,0,2.7649239807345286E-11,2.7649239807345286E-11,3331242790.6954417,0,false,0,8.7434573363406133E-8,8.7434573363406133E-8,1053431.4657613179,0,false,0,2.7649239807345303E-4,2.7649239807345303E-4]
[null,19,2,738.46951735440985,null,362,15,18,2617.9118255879835,1,0.58853327804510647,0.58853327804510647,6.9162392439088775E+23,0,false,0,1.5468868754766162E-21,1.5468868754766162E-21,2.1825446708440554E+20,0,false,0,5.0179026737746933E-18,5.0179026737746933E-18,6.9072185422130608E+16,0,false,0,1.4467971566391701E-14,1.4467971566391701E-14,23940565391427.797,0,false,0,4.5736700165937578E-11,4.5736700165937578E-11,7573161555.3777714,0,false,0,1.4463214518456434E-7,1.4463214518456434E-7,2394843.9603417055,0,false,0,4.5736700165937682E-4,4.5736700165937682E-4]
[null,19,3,772.024733770892,null,363,10,19,2619.812759403324,1,0.41672664624177441,0.41672664624177441,4.9387318633631536E+23,0,false,0,1.0861094870865906E-21,1.0861094870865906E-21,1.5585063687037885E+20,0,false,0,3.5231999092271622E-18,3.5231999092271622E-18,4.93229038189846E+16,0,false,0,1.0158338936268579E-14,1.0158338936268579E-14,17095422664810.906,0,false,0,3.2112926126517121E-11,3.2112926126517121E-11,5407825403.5067949,0,false,0,1.0154998889252299E-7,1.0154998889252299E-7,1710104.5463600587,0,false,0,3.2112926126517201E-4,3.2112926126517201E-4]
[null,19,4,819.00203675396722,null,364,19,17,2651.1168530939003,1,1.0868712595894493E-2,1.0868712595894493E-2,1.4788367333690318E+22,0,false,0,2.4673030358562719E-23,2.4673030358562719E-23,4.6667373953345464E+18,0,false,0,8.0036146772665267E-20,8.0036146772665267E-20,1476907918509104.2,0,false,0,2.3076587392624479E-16,2.3076587392624479E-16,511899404718.35461,0,false,0,7.2950582850278819E-13,7.2950582850278819E-13,161930047.54273063,0,false,0,2.3068999844369806E-9,2.3068999844369806E-9,51206.777185438325,0,false,0,7.2950582850278428E-6,7.2950582850278428E-6]
[null,19,5,879.40142630363528,null,365,11,19,2661.2092475713175,1,0.75302615772796155,0.75302615772796155,1.0708733375872081E+24,0,false,0,1.6355677270014039E-21,1.6355677270014039E-21,3.379334944432881E+20,0,false,0,5.305571984978682E-18,5.305571984978682E-18,1.0694766205865802E+17,0,false,0,1.5297400051877137E-14,1.5297400051877137E-14,37068285610596.594,0,false,0,4.835872093613743E-11,4.835872093613743E-11,11725876599.825323,0,false,0,1.5292370289066486E-7,1.5292370289066486E-7,3708047.7617518636,0,false,0,4.8358720936137541E-4,4.8358720936137541E-4]
[null,19,6,953.2229024198964,null,366,16,18,2679.0209271693075,1,0.28148306503807635,0.28148306503807635,4.3257753354367227E+23,0,false,0,5.6575330010409182E-22,5.6575330010409182E-22,1.3650768246545056E+20,0,false,0,1.8352311615640786E-18,1.8352311615640786E-18,4.3201333199529104E+16,0,false,0,5.2914681669764156E-15,5.2914681669764156E-15,14973673355480.863,0,false,0,1.672758975783404E-11,1.672758975783404E-11,4736648677.4415798,0,false,0,5.2897283399659699E-8,5.2897283399659699E-8,1497859.8296739685,0,false,0,1.672758975783396E-4,1.672758975783396E-4]
[null,19,7,1040.4664651027504,null,367,1,20,2686.3885746599153,1,0.2162655012266689,0.2162655012266689,3.4313613510027879E+23,0,false,0,4.2101207325532578E-22,4.2101207325532578E-22,1.0828282779499035E+20,0,false,0,1.3657091811761557E-18,1.3657091811761557E-18,3.4268859003906344E+16,0,false,0,3.9377092155422377E-15,3.9377092155422377E-15,11877658928246.133,0,false,0,1.2448035642416093E-11,1.2448035642416093E-11,3757280936.8775544,0,false,0,3.9364145024992029E-8,3.9364145024992029E-8,1188156.5569664387,0,false,0,1.2448035642416091E-4,1.2448035642416091E-4]
[null,19,8,1141.1321143521973,null,368,2,20,2692.302358683914,1,0.2332922784316519,0.2332922784316519,3.7973717743611046E+23,0,false,0,4.4269449813922136E-22,4.4269449813922136E-22,1.1983295020693065E+20,0,false,0,1.4360441872607851E-18,1.4360441872607851E-18,3.792418944246876E+16,0,false,0,4.1405040751301662E-15,4.1405040751301662E-15,13144604180620.307,0,false,0,1.3089118440070392E-11,1.3089118440070392E-11,4158055977.9500856,0,false,0,4.1391426834332601E-8,4.1391426834332601E-8,1314892.7528801134,0,false,0,1.3089118440070437E-4,1.3089118440070437E-4]
[null,19,9,1255.2198501682369,null,369,3,20,2702.1586653905797,1,3.5394087876208777E-2,3.5394087876208777E-2,6.0112570341011541E+22,0,false,0,6.4369874828307437E-23,6.4369874828307437E-23,1.8969611290421944E+19,0,false,0,2.0880762008662558E-19,2.0880762008662558E-19,6003416681185562,0,false,0,6.0204888509458422E-16,6.0204888509458422E-16,2080796904709.7871,0,false,0,1.9032197579633121E-12,1.9032197579633121E-12,658222179.20298505,0,false,0,6.0185093229984549E-9,6.0185093229984549E-9,208148.12927209464,0,false,0,1.9032197579633135E-5,1.9032197579633135E-5]
[null,19,10,1382.7296725508697,null,370,12,19,2706.5482584219772,1,0.39558593740448367,0.39558593740448367,6.8465446843442521E+23,0,false,0,7.0598708351558636E-22,7.0598708351558636E-22,2.1605512891520536E+20,0,false,0,2.2901315734104632E-18,2.2901315734104632E-18,6.8376148837595472E+16,0,false,0,6.6030691787957521E-15,6.6030691787957521E-15,23699317640758.676,0,false,0,2.0873872596422513E-11,2.0873872596422513E-11,7496847226.0870237,0,false,0,6.6008980992868568E-8,6.6008980992868568E-8,2370711.2504750015,0,false,0,2.0873872596422638E-4,2.0873872596422638E-4]
[null,19,11,1523.6615815000951,null,371,4,20,2715.957494779911,1,0.19511158221882186,0.19511158221882186,3.5159073013837278E+23,0,false,0,3.3443767733838919E-22,3.3443767733838919E-22,1.1095082852396858E+20,0,false,0,1.0848729418628192E-18,1.0848729418628192E-18,3.5113215793117672E+16,0,false,0,3.1279823257735096E-15,3.1279823257735096E-15,12170314775202.008,0,false,0,9.8882963034421082E-12,9.8882963034421082E-12,3849857280.5388718,0,false,0,3.12695384975005E-8,3.12695384975005E-8,1217431.7673084638,0,false,0,9.8882963034421149E-5,9.8882963034421149E-5]
[null,19,12,1678.0155770159135,null,372,20,17,2727.9960454058878,1,5.8675428536544019E-2,5.8675428536544019E-2,1.1131223845664948E+23,0,false,0,9.5533598588677811E-23,9.5533598588677811E-23,3.5126594710737269E+19,0,false,0,3.0989874398264698E-19,3.0989874398264698E-19,1.1116705630450006E+16,0,false,0,8.935219568594422E-16,8.935219568594422E-16,3853073657023.3652,0,false,0,2.8246354815552543E-12,2.8246354815552543E-12,1218849630.8385475,0,false,0,8.9322816814411349E-9,8.9322816814411349E-9,385434.09587052139,0,false,0,2.8246354815552634E-5,2.8246354815552634E-5]
[null,19,13,1845.7916590983248,null,373,5,20,2733.698846851908,1,0.24586698025179804,0.24586698025179804,4.7789395498411888E+23,0,false,0,3.9071077711005734E-22,3.9071077711005734E-22,1.5080810074604539E+20,0,false,0,1.2674156618783876E-18,1.2674156618783876E-18,4.7727064820451056E+16,0,false,0,3.6543023950406427E-15,3.6543023950406427E-15,16542301496498.273,0,false,0,1.1552119258092109E-11,1.1552119258092109E-11,5232855602.2993975,0,false,0,3.6531008657465664E-8,3.6531008657465664E-8,1654774.2370038328,0,false,0,1.1552119258092147E-4,1.1552119258092147E-4]
[null,19,14,2026.9898277473292,null,374,17,18,2744.0725514332976,1,0.89217775767864382,0.89217775767864382,1.8122069571382751E+24,0,false,0,1.3566927486032997E-21,1.3566927486032997E-21,5.7187475697172041E+20,0,false,0,4.4009373139259291E-18,4.4009373139259291E-18,1.80984333468468E+17,0,false,0,1.2689093444583348E-14,1.2689093444583348E-14,62729552333486.828,0,false,0,4.0113243213762769E-11,4.0113243213762769E-11,19843350662.391483,0,false,0,1.2684921289178355E-7,1.2684921289178355E-7,6275018.4502567872,0,false,0,4.0113243213762826E-4,4.0113243213762826E-4]
[null,19,15,2221.6100829629268,null,375,6,20,2755.3827216065711,1,7.0112726275642051E-2,7.0112726275642051E-2,1.4939036699487193E+23,0,false,0,1.016383552080087E-22,1.016383552080087E-22,4.7142838450426061E+19,0,false,0,3.2970179167057138E-19,3.2970179167057138E-19,1.4919552036083216E+16,0,false,0,9.5061950328540623E-16,9.5061950328540623E-16,5171148255231.2295,0,false,0,3.005134409764434E-12,3.005134409764434E-12,1635798508.6558728,0,false,0,9.5030694098013952E-9,9.5030694098013952E-9,517284.90804591979,0,false,0,3.0051344097644493E-5,3.0051344097644493E-5]
[null,19,16,2429.6524247451166,null,376,13,19,2755.8297919553029,1,0.32629538407633657,0.32629538407633657,6.9655576508784594E+23,0,false,0,4.7212009127921736E-22,4.7212009127921736E-22,2.1981079882062738E+20,0,false,0,1.5314970382968701E-18,1.5314970382968701E-18,6.9564726242481432E+16,0,false,0,4.4157204801710501E-15,4.4157204801710501E-15,24111281080318.687,0,false,0,1.395914297255867E-11,1.395914297255867E-11,7627164352.3405342,0,false,0,4.4142685977218724E-8,4.4142685977218724E-8,2411921.1441839007,0,false,0,1.3959142972558679E-4,1.3959142972558679E-4]
[null,19,17,2651.1168530939003,null,377,7,20,2781.0091190439011,1,0.17023421604704517,0.17023421604704517,4.039408077399639E+23,0,false,0,2.215962944662693E-22,2.215962944662693E-22,1.2747084451217451E+20,0,false,0,7.1882996496318371E-19,7.1882996496318371E-19,4.0341395645548904E+16,0,false,0,2.0725813492779876E-15,2.0725813492779876E-15,13982412957275.49,0,false,0,6.5519227285213428E-12,6.5519227285213428E-12,4423081515.7510681,0,false,0,2.0718998875552425E-8,2.0718998875552425E-8,1398701.1866363341,0,false,0,6.5519227285213417E-5,6.5519227285213417E-5]
[null,19,18,2886.0033680092756,null,378,14,19,2809.0538481712947,1,0.74757085021364911,0.74757085021364911,1.9933729067513793E+24,0,false,0,8.6596966626026216E-22,8.6596966626026216E-22,6.2904495654436864E+20,0,false,0,2.8090945579949529E-18,2.8090945579949529E-18,1.9907729934565834E+17,0,false,0,8.0993799271526771E-15,8.0993799271526771E-15,69000612530300.844,0,false,0,2.5604066856110349E-11,2.5604066856110349E-11,21827086268.359245,0,false,0,8.0967168628535253E-8,8.0967168628535253E-8,6902330.7293000538,0,false,0,2.5604066856110385E-4,2.5604066856110385E-4]
[null,19,19,3134.3119694912443,null,379,8,20,2810.5780391638964,1,0.25374963509086967,0.25374963509086967,6.8089586224747152E+23,0,false,0,2.9208998808396927E-22,2.9208998808396927E-22,2.1486903259698266E+20,0,false,0,9.4750246797314945E-19,9.4750246797314945E-19,6.8000778445799088E+16,0,false,0,2.7319060685187095E-15,2.7319060685187095E-15,23569213469942.754,0,false,0,8.636205024593429E-12,8.636205024593429E-12,7455691142.7401867,0,false,0,2.7310078217905667E-8,2.7310078217905667E-8,2357696.554180258,0,false,0,8.6362050245934418E-5,8.6362050245934418E-5]
[null,19,20,3396.042657539806,null,380,18,18,2813.0666983799538,1,0.68093664903708939,0.68093664903708939,1.8460823866171139E+24,0,false,0,7.7579835234146715E-22,7.7579835234146715E-22,5.8256476283679159E+20,0,false,0,2.516590377900001E-18,2.516590377900001E-18,1.8436745811713926E+17,0,false,0,7.2560112060369671E-15,7.2560112060369671E-15,63902150484013.18,0,false,0,2.2937977684591489E-11,2.2937977684591489E-11,20214280717.228714,0,false,0,7.2536254401424627E-8,7.2536254401424627E-8,6392316.8328464665,0,false,0,2.2937977684591527E-4,2.2937977684591527E-4]
[null,20,1,795.21557981650847,null,381,9,20,2844.0894819665582,1,0.10349335578376521,0.10349335578376521,3.1874081389701368E+23,0,false,0,1.0379436455623734E-22,1.0379436455623734E-22,1.0058444195146824E+20,0,false,0,3.3669560954094829E-19,3.3669560954094829E-19,3.1832508712715404E+16,0,false,0,9.7078457316966297E-16,9.7078457316966297E-16,11033214770207.396,0,false,0,3.068880993097809E-12,3.068880993097809E-12,3490156417.1027594,0,false,0,9.7046538061885058E-9,9.7046538061885058E-9,1103684.3668297422,0,false,0,3.0688809930978E-5,3.0688809930978E-5]
[null,20,2,815.34870966639789,null,382,15,19,2866.2204270699526,1,0.48013239079394721,0.48013239079394721,1.618175762992591E+24,0,false,0,4.4003055281336849E-22,4.4003055281336849E-22,5.106446962659501E+20,0,false,0,1.4274026902092857E-18,1.4274026902092857E-18,1.616065211241199E+17,0,false,0,4.1155883002018874E-15,4.1155883002018874E-15,56013161636746.633,0,false,0,1.3010353747862639E-11,1.3010353747862639E-11,17718742868.723534,0,false,0,4.1142351007754059E-8,4.1142351007754059E-8,5603158.4740031892,0,false,0,1.3010353747862696E-4,1.3010353747862696E-4]
[null,20,3,848.90392608288005,null,383,10,20,2881.5434474518852,1,0.14210815442758754,0.14210815442758754,5.095730065359828E+23,0,false,0,1.2241033813488932E-22,1.2241033813488932E-22,1.6080499974036836E+20,0,false,0,3.970834407884373E-19,3.970834407884373E-19,5.0890838145260024E+16,0,false,0,1.1448990353753411E-15,1.1448990353753411E-15,17638872014766.324,0,false,0,3.6192982313341242E-12,3.6192982313341242E-12,5579735701.2414742,0,false,0,1.1445225942434812E-8,1.1445225942434812E-8,1764467.3557679825,0,false,0,3.6192982313341199E-5,3.6192982313341199E-5]
[null,20,4,895.88122906595538,null,384,19,18,2886.0033680092756,1,0.15763035450786392,0.15763035450786392,5.7548830876265844E+23,0,false,0,1.3336126691734772E-22,1.3336126691734772E-22,1.8160576826910527E+20,0,false,0,4.3260684957092098E-19,4.3260684957092098E-19,5.7473771177205816E+16,0,false,0,1.2473226377485817E-15,1.2473226377485817E-15,19920530510954.492,0,false,0,3.9430836058189509E-12,3.9430836058189509E-12,6301496784.2951012,0,false,0,1.2469125198857474E-8,1.2469125198857474E-8,1992708.250659924,0,false,0,3.9430836058189531E-5,3.9430836058189531E-5]
[null,20,5,{"$f":"3.1416/2*SQRT($H$2/$I$2)*(B394^2/$C$2^2+C394^2/$D$2^2)","v":956.28061861562344},null,385,11,20,2922.9399356198787,1,{"$f":"ABS(SIN(G394*3.1416*$J$2/$C$2)*SIN(H394*3.1416*$K$2/$D$2))*(1/F394^$M$2)+(1-1/F394^$M$2)","v":0.25678981287971886},{"$f":"$J394*$K394","v":0.25678981287971886},{"$f":"10^(LOG10($I394/22.27)/LOG10(2)*70/20)*$L394","v":1.0869001341074127E+24},{"$f":"IF($I394<22.27,M394,0)","v":0},{"$f":"AND($I394>22.27,$I394<44.45)","v":false},{"$f":"IF($O394=TRUE,$L394,0)","v":0},{"$f":"10^(LOG10(44.45/$I394)/LOG10(2)*70/20)*$L394","v":1.8739260675135279E-22},{"$f":"IF($I394>44.45,Q394,0)","v":1.8739260675135279E-22},{"$f":"10^(LOG10($I394/44.548)/LOG10(2)*70/20)*$L394","v":3.4299104061864837E+20},{"$f":"IF($I394<44.528,S394,0)","v":0},{"$f":"AND($I394>44.548,$I394<89.095)","v":false},{"$f":"IF($U394=TRUE,$L394,0)","v":0},{"$f":"10^(LOG10(89.095/$I394)/LOG10(2)*70/20)*$L394","v":6.078775877993741E-19},{"$f":"IF($I394>89.095,W394,0)","v":6.078775877993741E-19},{"$f":"10^(LOG10($I394/89.09)/LOG10(2)*70/20)*$L394","v":1.0854825137017122E+17},{"$f":"IF($I394<89.09,Y394,0)","v":0},{"$f":"AND($I394>89.09,$I394<176.78)","v":false},{"$f":"IF($AA394=TRUE,$L394,0)","v":0},{"$f":"10^(LOG10(176.78/$I394)/LOG10(2)*70/20)*$L394","v":1.7526756152709811E-15},{"$f":"IF($I394>176.78,AC394,0)","v":1.7526756152709811E-15},{"$f":"10^(LOG10($I394/176.78)/LOG10(2)*70/20)*$L394","v":37623053247423.594},{"$f":"IF($I394<176.78,AE394,0)","v":0},{"$f":"AND($I394>176.78,$I394<353.55)","v":false},{"$f":"IF($AG394=TRUE,$L394,0)","v":0},{"$f":"10^(LOG10(353.55/$I394)/LOG10(2)*70/20)*$L394","v":5.5406245952272936E-12},{"$f":"IF($I394>353.55,AI394,0)","v":5.5406245952272936E-12},{"$f":"10^(LOG10($I394/353.55)/LOG10(2)*70/20)*$L394","v":11901367231.341166},{"$f":"IF($I394<353.55,AK394,0)","v":0},{"$f":"AND($I394>353.55,$I394<707.1)","v":false},{"$f":"IF($AM394=TRUE,$L394,0)","v":0},{"$f":"10^(LOG10(707.1/$I394)/LOG10(2)*70/20)*$L394","v":1.7520993380866779E-8},{"$f":"IF($I394>707.1,AO394,0)","v":1.7520993380866779E-8},{"$f":"10^(LOG10($I394/707.1)/LOG10(2)*70/20)*$L394","v":3763542.7721130084},{"$f":"IF($I394<707.1,AQ394,0)","v":0},{"$f":"AND($I394>707.1,$I394<1414.2)","v":false},{"$f":"IF($AS394=TRUE,$L394,0)","v":0},{"$f":"10^(LOG10(1414.2/$I394)/LOG10(2)*70/20)*$L394","v":5.5406245952273174E-5},{"$f":"IF($I394>1414.2,AU394,0)","v":5.5406245952273174E-5}]
[null,20,6,1030.1020947318843,null,386,16,19,2927.3295286512766,{"$f":"IF(ABS(I395-I394)>0.0001,1,$L$2)","v":1},0.22963720494048531,0.22963720494048531,9.8908022333764496E+23,0,false,0,1.6467948468488653E-22,1.6467948468488653E-22,3.121221944981154E+20,0,false,0,5.3419913221613485E-19,5.3419913221613485E-19,9.877901873320488E+16,0,false,0,1.540240685832212E-15,1.540240685832212E-15,34237016576656.652,0,false,0,4.8690672433258015E-12,4.8690672433258015E-12,10830256239.56246,0,false,0,1.5397342569426795E-8,1.5397342569426795E-8,3424827.7360267616,0,false,0,4.8690672433258045E-5,4.8690672433258045E-5]
[null,20,7,1117.3456574147383,null,387,20,18,2962.882560321264,1,0.8509773829708186,0.8509773829708186,4.2175892368601219E+24,0,false,0,5.3034474306030828E-22,5.3034474306030828E-22,1.3309367400535297E+21,0,false,0,1.7203703427923613E-18,1.7203703427923613E-18,4.2120883261715987E+17,0,false,0,4.9602933379454293E-15,4.9602933379454293E-15,145991871244415.94,0,false,0,1.5680667334162438E-11,1.5680667334162438E-11,46181867830.980507,0,false,0,4.9586624007353687E-8,4.9586624007353687E-8,14603988.894675912,0,false,0,1.5680667334162448E-4,1.5680667334162448E-4]
[null,20,8,1218.0113066641852,null,388,12,20,2968.2789464705384,1,0.13489895112069034,0.13489895112069034,6.8287804873897603E+23,0,false,0,8.2311498204313659E-23,8.2311498204313659E-23,2.1549454747741032E+20,0,false,0,2.6700794574559243E-19,2.6700794574559243E-19,6.8198738562640064E+16,0,false,0,7.6985617661290298E-16,7.6985617661290298E-16,23637826864656.738,0,false,0,2.4336985291312199E-12,2.4336985291312199E-12,7477395739.7092285,0,false,0,7.6960304902562902E-9,7.6960304902562902E-9,2364560.1503920737,0,false,0,2.4336985291312086E-5,2.4336985291312086E-5]
[null,20,9,1332.0990424802249,null,389,17,19,2992.3811529152667,1,0.72784913918597383,0.72784913918597383,4.0477287964228621E+24,0,false,0,4.0425728245755973E-22,4.0425728245755973E-22,1.2773341988473201E+21,0,false,0,1.3113587882188733E-18,1.3113587882188733E-18,4.0424494310437869E+17,0,false,0,3.7810023220351437E-15,3.7810023220351437E-15,140112151300826.17,0,false,0,1.1952647870233812E-11,1.1952647870233812E-11,44321925582.117912,0,false,0,3.7797591339899615E-8,3.7797591339899615E-8,14015823.512397707,0,false,0,1.195264787023384E-4,1.195264787023384E-4]
[null,20,10,1459.6088648628577,null,390,13,20,3017.5604800038645,1,0.11127014614377873,0.11127014614377873,6.8211762748863519E+23,0,false,0,5.6064061598975991E-23,5.6064061598975991E-23,2.1525458276696451E+20,0,false,0,1.8186462698734393E-19,1.8186462698734393E-19,6.81227956177098E+16,0,false,0,5.2436494353247358E-16,5.2436494353247358E-16,23611504879504.07,0,false,0,1.6576423370629337E-12,1.6576423370629337E-12,7469069259.412755,0,false,0,5.2419253310434102E-9,5.2419253310434102E-9,2361927.0861291373,0,false,0,1.6576423370629348E-5,1.6576423370629348E-5]
[null,20,11,1600.5407738120832,null,391,18,19,3061.3752998619225,1,0.55551615087488615,0.55551615087488615,4.026870054709716E+24,0,false,0,2.3670764129714433E-22,2.3670764129714433E-22,1.2707518447729388E+21,0,false,0,7.6784923642323929E-19,7.6784923642323929E-19,4.0216178949376333E+17,0,false,0,2.2139171765740824E-15,2.2139171765740824E-15,139390125858450.66,0,false,0,6.9987189035126876E-12,6.9987189035126876E-12,44093525992.015839,0,false,0,2.2131892438376199E-8,2.2131892438376199E-8,13943597.220260615,0,false,0,6.9987189035126805E-5,6.9987189035126805E-5]
[null,20,12,1754.8947693279017,null,392,14,20,3070.7845362198564,1,0.25492949583571556,0.25492949583571556,1.9150794954477155E+24,0,false,0,1.0481896837450985E-22,1.0481896837450985E-22,6.0433805130630811E+20,0,false,0,3.4001929294713243E-19,3.4001929294713243E-19,1.9125816985608835E+17,0,false,0,9.803676520260372E-16,9.803676520260372E-16,66290485730271.82,0,false,0,3.0991753852528583E-12,3.0991753852528583E-12,20969787046.030544,0,false,0,9.8004530857288669E-9,9.8004530857288669E-9,6631228.9114150759,0,false,0,3.0991753852528607E-5,3.0991753852528607E-5]
[null,20,13,1922.6708514103129,null,393,15,20,3127.9511151185143,1,0.16373017792830863,0.16373017792830863,1.5241679491413411E+24,0,false,0,5.4326428643326367E-23,5.4326428643326367E-23,4.8097882643366458E+20,0,false,0,1.7622796848799059E-19,1.7622796848799059E-19,1.5221800097542477E+17,0,false,0,5.0811293144696274E-16,5.0811293144696274E-16,52759080718719.711,0,false,0,1.6062658603787468E-12,1.6062658603787468E-12,16689373674.489077,0,false,0,5.0794586465668805E-9,5.0794586465668805E-9,5277643.3533038767,0,false,0,1.6062658603787507E-5,1.6062658603787507E-5]
[null,20,14,2103.8690200593173,null,394,19,19,3134.3119694912443,1,0.12859670267576204,0.12859670267576204,1.2257214509760761E+24,0,false,0,4.1672964183006017E-23,4.1672964183006017E-23,3.8679862370624281E+20,0,false,0,1.3518175227493259E-19,1.3518175227493259E-19,1.224122768920484E+17,0,false,0,3.8976558043471677E-16,3.8976558043471677E-16,42428353782891.531,0,false,0,1.232141728060597E-12,1.232141728060597E-12,13421436481.262524,0,false,0,3.8963742608072966E-9,3.8963742608072966E-9,4244230.8752065282,0,false,0,1.2321417280605978E-5,1.2321417280605978E-5]
[null,20,15,2298.4892752749147,null,395,16,20,3189.0602166998383,1,7.8308693903554744E-2,7.8308693903554744E-2,9.1287408533484512E+23,0,false,0,2.0748924756174321E-23,2.0748924756174321E-23,2.8807396618818555E+20,0,false,0,6.730685136873954E-20,6.730685136873954E-20,9.1168344335165904E+16,0,false,0,1.9406386993427421E-16,1.9406386993427421E-16,31599140751740.703,0,false,0,6.134820621878716E-13,6.134820621878716E-13,9995812296.4689121,0,false,0,1.9400006201707315E-9,1.9400006201707315E-9,3160953.3920360073,0,false,0,6.13482062187873E-6,6.13482062187873E-6]
[null,20,16,2506.531617057105,null,396,20,19,3211.1911618032327,1,0.69423738748387465,0.69423738748387465,8.7705966349757567E+24,0,false,0,1.6973576895072759E-22,1.6973576895072759E-22,2.7677207613440404E+21,0,false,0,5.5060107003017533E-19,5.5060107003017533E-19,8.7591573349243405E+17,0,false,0,1.5875319119390073E-15,1.5875319119390073E-15,303594243716187.12,0,false,0,5.0185660600051019E-12,5.0185660600051019E-12,96036506128.992859,0,false,0,1.5870099337633352E-8,1.5870099337633352E-8,30369409.789233819,0,false,0,5.0185660600051232E-5,5.0185660600051232E-5]
[null,20,17,2727.9960454058878,null,397,17,20,3254.1118409638284,1,0.24820418565559543,0.24820418565559543,3.6590954450477068E+24,0,false,0,5.2003308825719299E-23,5.2003308825719299E-23,1.1546938996842763E+21,0,false,0,1.6869206568276586E-19,1.6869206568276586E-19,3.6543229657678195E+17,0,false,0,4.8638488397347861E-16,4.8638488397347861E-16,126659606017518.58,0,false,0,1.5375783330411567E-12,1.5375783330411567E-12,40066458048.422752,0,false,0,4.8622496133349796E-9,4.8622496133349796E-9,12670126.520860055,0,false,0,1.5375783330411574E-5,1.5375783330411574E-5]
[null,20,18,2962.882560321264,null,398,18,20,3323.1059879104841,1,0.18943683027589828,0.18943683027589828,3.5642544873867289E+24,0,false,0,3.1099015791110257E-23,3.1099015791110257E-23,1.1247651162196195E+21,0,false,0,1.0088121954095257E-19,1.0088121954095257E-19,3.559605707122656E+17,0,false,0,2.9086786069596447E-16,2.9086786069596447E-16,123376685822605.83,0,false,0,9.1950250741866818E-13,9.1950250741866818E-13,39027966074.528297,0,false,0,2.9077222376788597E-9,2.9077222376788597E-9,12341726.523929041,0,false,0,9.1950250741866871E-6,9.1950250741866871E-6]
[null,20,19,3211.1911618032327,null,399,19,20,3396.042657539806,1,4.3852823541605884E-2,4.3852823541605884E-2,1.0620129302357639E+24,0,false,0,5.5930903084075925E-24,5.5930903084075925E-24,3.3513743228227342E+20,0,false,0,1.8143267783931774E-20,1.8143267783931774E-20,1.0606277696733605E+17,0,false,0,5.2311951722629007E-17,5.2311951722629007E-17,36761582568507.859,0,false,0,1.6537052482123501E-13,1.6537052482123501E-13,11628856681.98765,0,false,0,5.2294751629251296E-10,5.2294751629251296E-10,3677367.3698749254,0,false,0,1.653705248212357E-6,1.653705248212357E-6]
[null,20,20,3472.9218498517944,null,400,20,20,16116.754532482057,1,0.23674222601240905,0.23674222601240905,4.1843659545352122E+32,0,false,0,4.1372170618693218E-31,4.1372170618693218E-31,1.3204525310449656E+29,0,false,0,1.3420601652169406E-27,1.3420601652169406E-27,4.1789083762573594E+25,0,false,0,3.8695227016308471E-24,3.8695227016308471E-24,1.4484184717068356E+22,0,false,0,1.2232481849832559E-20,1.2232481849832559E-20,4.5818078673934638E+18,0,false,0,3.868250408214075E-17,3.868250408214075E-17,1448894866224204.5,0,false,0,1.2232481849832523E-13,1.2232481849832523E-13]

{"sheet":"計算表s-5","index":11,"n_rows":409,"n_cols":48,"rows_kept":409,"cut":false,"hidden":true,"merged":[[8,44,8,45],[8,46,8,47],[8,36,8,37],[8,38,8,39],[8,40,8,41],[8,42,8,43],[8,24,8,25],[8,26,8,27],[8,28,8,29],[8,30,8,31],[8,32,8,33],[8,34,8,35],[8,12,8,13],[8,14,8,15],[8,16,8,17],[8,18,8,19],[8,20,8,21],[8,22,8,23],[7,12,7,17],[7,18,7,23],[7,24,7,29],[7,30,7,35],[7,36,7,41],[7,42,7,47]]}
[null,"ヤング率","辺長ｘ","辺長ｙ","板厚","ポアソン比","密度","曲げ剛性","面密度","加振点ｘ","加振点ｙ","縮退重み","周波数重み"]
[null,24000000000,{"$f":"床衝撃音計算シート!E17","v":12.27},{"$f":"床衝撃音計算シート!G17","v":6.65},{"$f":"(床衝撃音計算シート!N17)/1000","v":0.2},0.16,2300,{"$f":"B2*E2^3/12/(1-F2^2)","v":16420361.24794746},{"$f":"G2*E2","v":460},{"$f":"'計算表（参考）'!D34","v":3.91},{"$f":"'計算表（参考）'!F34","v":4.2949999999999999},1,0]
[]
[null,"周波数","31.5Hz","63Hz","125Hz","250Hz","500Hz","1000Hz","(2000Hz)","(4000Hz)"]
[null,"モード数１",{"$f":"M8","v":2.3957526648958849},{"$f":"S8","v":3.5528821288917252},{"$f":"Y8","v":9.8202080307401154},{"$f":"AE8","v":19.709621276918092},{"$f":"AK8","v":40.947530995064838},{"$f":"AQ8","v":57.628356286534824},{"$f":"H6*I7/H7","v":75.455569726216183},{"$f":"H6*J7/H7","v":152.18366005947496}]
[null,"モード数２",{"$f":"C5*($D$7^2+$C$7^2)/2/$D$7^2","v":1.5497332950948204},{"$f":"D5*($D$7^2+$C$7^2)/2/$D$7^2","v":2.2982421388353771},6.3523683279120435,12.749503224648054,26.487605780347476,37.277880887888358,48.809716636649469,98.442584837450013]
[null,null,{"$f":"MIN(C2,D2)","v":6.65},{"$f":"MAX(C2,D2)","v":12.27},null,null,null,{"$f":"0.354*SQRT(I2/H2)*C2*D2*1000-0.139*SQRT(SQRT(I2/H2*1000^2))*(C2+D2)","v":146.83189914920305},{"$f":"0.354*SQRT(I2/H2)*C2*D2*2000-0.139*SQRT(SQRT(I2/H2*2000^2))*(C2+D2)","v":297.20800486502736},{"$f":"0.354*SQRT(I2/H2)*C2*D2*4000-0.139*SQRT(SQRT(I2/H2*4000^2))*(C2+D2)","v":599.42827472442218}]
[null,null,null,null,null,null,null,null,null,null,null,null,{"$f":"M9+O9+Q9","v":2.3957526648958849},null,null,null,null,null,{"$f":"S9+U9+W9","v":3.5528821288917252},null,null,null,null,null,{"$f":"Y9+AA9+AC9","v":9.8202080307401154},null,null,null,null,null,{"$f":"AE9+AG9+AI9","v":19.709621276918092},null,null,null,null,null,{"$f":"AK9+AM9+AO9","v":40.947530995064838},null,null,null,null,null,{"$f":"AQ9+AS9+AU9","v":57.628356286534824}]
[null,"m","n","fi",null,"No.","m","n","fi","縮退ﾁｪｯｸ","周波数重み","重み",{"$f":"SUM(N10:N409)","v":6.0063399800803869E-3},null,{"$f":"SUM(P10:P409)","v":2.1938568536395451},null,{"$f":"SUM(R10:R409)","v":0.19588947127625933},null,{"$f":"SUM(T10:T409)","v":0.16003822809206172},null,{"$f":"SUM(V10:V409)","v":2.9429829347403595},null,{"$f":"SUM(X10:X409)","v":0.44986096605930403},null,{"$f":"SUM(Z10:Z409)","v":0.19664076039122544},null,{"$f":"SUM(AB10:AB409)","v":8.5221049252195282},null,{"$f":"SUM(AD10:AD409)","v":1.1014623451293617},null,{"$f":"SUM(AF10:AF409)","v":1.5874176361053536},null,{"$f":"SUM(AH10:AH409)","v":15.022836534957195},null,{"$f":"SUM(AJ10:AJ409)","v":3.0993671058555425},null,{"$f":"SUM(AL10:AL409)","v":2.8596377745250803},null,{"$f":"SUM(AN10:AN409)","v":32.270047456866301},null,{"$f":"SUM(AP10:AP409)","v":5.8178457636734509},null,{"$f":"SUM(AR10:AR409)","v":5.5677278969597319},null,{"$f":"SUM(AT10:AT409)","v":46.435163107438633},null,{"$f":"SUM(AV10:AV409)","v":5.6254652821364619}]
[null,1,1,{"$f":"3.1416/2*SQRT($H$2/$I$2)*(B10^2/$C$2^2+C10^2/$D$2^2)","v":8.6823046246294862},null,1,1,1,8.6823046246294862,{"$f":"1","v":1},{"$f":"ABS(SIN(G10*3.1416*$J$2/$C$2)*SIN(H10*3.1416*$K$2/$D$2))*(1/F10^$M$2)+(1-1/F10^$M$2)","v":0.75519281472684885},{"$f":"$J10*$K10","v":0.75519281472684885},{"$f":"10^(LOG10($I10/22.27)/LOG10(2)*70/20)*$L10","v":1.3235099440276645E-5},{"$f":"IF($I10<22.27,M10,0)","v":1.3235099440276645E-5},{"$f":"AND($I10>22.27,$I10<44.45)","v":false},{"$f":"IF($O10=TRUE,$L10,0)","v":0},{"$f":"10^(LOG10(44.45/$I10)/LOG10(2)*70/20)*$L10","v":133099064.5066741},{"$f":"IF($I10>44.45,Q10,0)","v":0},{"$f":"10^(LOG10($I10/44.548)/LOG10(2)*70/20)*$L10","v":4.176575553962657E-9},{"$f":"IF($I10<44.528,S10,0)","v":4.176575553962657E-9},{"$f":"AND($I10>44.548,$I10<89.095)","v":false},{"$f":"IF($U10=TRUE,$L10,0)","v":0},{"$f":"10^(LOG10(89.095/$I10)/LOG10(2)*70/20)*$L10","v":431756298571.71729},{"$f":"IF($I10>89.095,W10,0)","v":0},{"$f":"10^(LOG10($I10/89.09)/LOG10(2)*70/20)*$L10","v":1.3217837185494198E-12},{"$f":"IF($I10<89.09,Y10,0)","v":1.3217837185494198E-12},{"$f":"AND($I10>89.09,$I10<176.78)","v":false},{"$f":"IF($AA10=TRUE,$L10,0)","v":0},{"$f":"10^(LOG10(176.78/$I10)/LOG10(2)*70/20)*$L10","v":1244870269005648.2},{"$f":"IF($I10>176.78,AC10,0)","v":0},{"$f":"10^(LOG10($I10/176.78)/LOG10(2)*70/20)*$L10","v":4.5813302929196466E-16},{"$f":"IF($I10<176.78,AE10,0)","v":4.5813302929196466E-16},{"$f":"AND($I10>176.78,$I10<353.55)","v":false},{"$f":"IF($AG10=TRUE,$L10,0)","v":0},{"$f":"10^(LOG10(353.55/$I10)/LOG10(2)*70/20)*$L10","v":3.9353310847846548E+18},{"$f":"IF($I10>353.55,AI10,0)","v":0},{"$f":"10^(LOG10($I10/353.55)/LOG10(2)*70/20)*$L10","v":1.4492203454497118E-19},{"$f":"IF($I10<353.55,AK10,0)","v":1.4492203454497118E-19},{"$f":"AND($I10>353.55,$I10<707.1)","v":false},{"$f":"IF($AM10=TRUE,$L10,0)","v":0},{"$f":"10^(LOG10(707.1/$I10)/LOG10(2)*70/20)*$L10","v":1.2444609574780734E+22},{"$f":"IF($I10>707.1,AO10,0)","v":0},{"$f":"10^(LOG10($I10/707.1)/LOG10(2)*70/20)*$L10","v":4.5828371230771154E-23},{"$f":"IF($I10<707.1,AQ10,0)","v":4.5828371230771154E-23},{"$f":"AND($I10>707.1,$I10<1414.2)","v":false},{"$f":"IF($AS10=TRUE,$L10,0)","v":0},{"$f":"10^(LOG10(1414.2/$I10)/LOG10(2)*70/20)*$L10","v":3.9353310847846987E+25},{"$f":"IF($I10>1414.2,AU10,0)","v":0}]
[null,1,2,28.815434474518852,null,2,2,1,14.596088648628578,{"$f":"IF(ABS(I11-I10)>0.0001,1,$L$2)","v":1},0.81464982349719828,0.81464982349719828,5.9931048806401103E-3,5.9931048806401103E-3,false,0,342039.74245235982,0,1.8912328879557382E-6,1.8912328879557382E-6,false,0,1109533066.3142939,0,5.9852882031867693E-10,5.9852882031867693E-10,false,0,3199084139137.144,0,2.0745135359366228E-13,2.0745135359366228E-13,false,0,1.0113066051166808E+16,0,6.5623455000320722E-17,6.5623455000320722E-17,false,0,3.1980322849412108E+19,0,2.0751958573057877E-20,2.0751958573057877E-20,false,0,1.011306605116685E+23,0]
[null,1,3,62.370650891001134,null,3,3,1,24.452395355293728,1,0.12359512125749715,0.12359512125749715,0.36648918983853224,0,true,0.12359512125749715,128.74429699454959,0,1.1565230756129463E-4,1.1565230756129463E-4,false,0,417629.99115442752,0,3.6601118589163682E-8,3.6601118589163682E-8,false,0,1204140301.2604368,0,1.2686025027702744E-11,1.2686025027702744E-11,false,0,3806573966761.3818,0,4.0129928203265616E-15,4.0129928203265616E-15,false,0,1.2037443816868116E+16,0,1.2690197546134713E-18,1.2690197546134713E-18,false,0,3.8065739667614114E+19,0]
[null,1,4,109.34795387407632,null,4,1,2,28.815434474518852,1,0.6681662288007848,0.6681662288007848,13.365194151182809,0,true,0.6681662288007848,103.1763793972065,0,4.2176292983430652E-3,4.2176292983430652E-3,false,0,334690.94492647995,0,1.3347762216674439E-6,1.3347762216674439E-6,false,0,965004582.49869299,0,4.6263625832105037E-10,4.6263625832105037E-10,false,0,3050609067481.4829,0,1.46346548978968E-13,1.46346548978968E-13,false,0,9646872904003806,0,4.6278842247892703E-17,4.6278842247892703E-17,false,0,3.050609067481496E+19,0]
[null,1,5,169.74734342374444,null,5,2,2,34.729218498517945,1,0.72077155627629685,0.72077155627629685,126.31851144518849,0,true,0.72077155627629685,12.703248493974836,0,3.9862096185648128E-2,3.9862096185648128E-2,false,0,41207.709234652772,0,1.2615375693479358E-5,1.2615375693479358E-5,false,0,118812979.10359997,0,4.3725158670078136E-9,4.3725158670078136E-9,false,0,375596093491.52325,0,1.3831657073629273E-12,1.3831657073629273E-12,false,0,1187739135694756.2,0,4.373954016704785E-16,4.373954016704785E-16,false,0,3.7559609349152353E+18,0]
[null,1,6,243.56881954000545,null,6,4,1,38.251224744624942,1,0.68132394730496626,0.68132394730496626,367.08699206577319,0,true,0.68132394730496626,3.9059333264761671,0,0.11584095489104572,0.11584095489104572,false,0,12670.34687101581,0,3.6660820841832424E-5,3.6660820841832424E-5,false,0,36532039.416435637,0,1.2706717954606648E-8,1.2706717954606648E-8,false,0,115486467855.73212,0,4.0195386506331846E-12,4.0195386506331846E-12,false,0,365200277351936.06,0,1.271089727908069E-15,1.271089727908069E-15,false,0,1.1548646785573179E+18,0]
[null,1,7,330.81238222285936,null,7,3,2,44.585525205183096,1,0.10935231964391411,0.10935231964391411,349.93427951550501,0,false,0,0.1055494622948992,0.1055494622948992,0.11042810550182341,0,true,0.10935231964391411,342.38892155696379,0,3.4947786778113406E-5,3.4947786778113406E-5,false,0,987199.93267769634,0,1.2112976729110879E-8,1.2112976729110879E-8,false,0,3120773849.846209,0,3.8317194346184507E-12,3.8317194346184507E-12,false,0,9868753427806.4258,0,1.2116960768126829E-15,1.2116960768126829E-15,false,0,3.120773849846222E+16,0]
[null,1,8,431.47803147230621,null,8,5,1,55.992576816622211,1,0.85856031503673347,0.85856031503673347,38836.480952988488,0,false,0,5.8625729951869432E-2,5.8625729951869432E-2,12.255555591564017,0,true,0.85856031503673347,190.17435065304315,0,3.8785827368397877E-3,3.8785827368397877E-3,false,0,548324.12599095935,0,1.3443249706071292E-6,1.3443249706071292E-6,false,0,1733383012.8927314,0,4.2525270472440664E-10,4.2525270472440664E-10,false,0,5481438378186.0537,0,1.3447671280761685E-13,1.3447671280761685E-13,false,0,1.7333830128927324E+16,0]
[null,1,9,545.56576728834602,null,9,4,2,58.384354594514313,1,0.6028098302644499,0.6028098302644499,44346.692672770754,0,false,0,2.5309637729530769E-2,2.5309637729530769E-2,13.994402788734746,0,true,0.6028098302644499,82.101219454817155,0,4.4288852237862712E-3,4.4288852237862712E-3,false,0,236720.03740654871,0,1.5350609751694876E-6,1.5350609751694876E-6,false,0,748328355.80649209,0,4.8558856368850482E-10,4.8558856368850482E-10,false,0,2366422042037.4009,0,1.5355658669854113E-13,1.5355658669854113E-13,false,0,7483283558064873,0]
[null,1,10,673.0755896709785,null,10,1,3,62.370650891001134,1,0.16402443944067646,0.16402443944067646,26006.907344571013,0,false,0,3.1953241904734402E-3,3.1953241904734402E-3,8.206951065207603,0,true,0.16402443944067646,10.365221952001836,0,2.59729870961655E-3,2.59729870961655E-3,false,0,29885.740364129226,0,9.0022921988976574E-7,9.0022921988976574E-7,false,0,94475935.344414249,0,2.8477110743332589E-10,2.8477110743332589E-10,false,0,298759139763.15405,0,9.0052531129781399E-14,9.0052531129781399E-14,false,0,944759353444136.37,0]
[null,1,11,814.00749862020416,null,11,2,3,68.284434915000219,1,0.17693823091776217,0.17693823091776217,80429.411525131916,0,false,0,1.2023059147371715E-3,1.2023059147371715E-3,25.380958829308696,0,true,0.17693823091776217,3.9001262211859924,0,8.0324509178155631E-3,8.0324509178155631E-3,false,0,11245.119513450049,0,2.7840644577286646E-6,2.7840644577286646E-6,false,0,35548498.084660806,0,8.8068805286084301E-10,8.8068805286084301E-10,false,0,112414221345.66151,0,2.7849801551390268E-13,2.7849801551390268E-13,false,0,355484980846607,0]
[null,1,12,968.36149413602266,null,12,5,2,76.125706666511576,1,0.75962190941077679,0.75962190941077679,1222038.9069016543,0,false,0,1.4584664558691305E-3,1.4584664558691305E-3,385.63653016648641,0,true,0.75962190941077679,4.7310781703164571,0,0.12204450279088891,0.12204450279088891,false,0,13640.978890294798,0,4.2300882502458302E-5,4.2300882502458302E-5,false,0,43122379.56871371,0,1.3381113264805074E-8,1.3381113264805074E-8,false,0,136364937563.4445,0,4.2314795545475924E-12,4.2314795545475924E-12,false,0,431223795687137.37,0]
[null,1,13,1136.1375762184339,null,13,6,1,77.676451571285526,1,0.24483159266710552,0.24483159266710552,497946.33840976871,0,false,0,3.7182525593206368E-4,3.7182525593206368E-4,157.1359938451649,0,true,0.24483159266710552,1.2061534527814795,0,4.9729687773889149E-2,4.9729687773889149E-2,false,0,3477.6668648338386,0,1.7236414842965561E-5,1.7236414842965561E-5,false,0,10993732.324122323,0,5.4524257095460024E-9,5.4524257095460024E-9,false,0,34765234130.442848,0,1.7242084015025135E-12,1.7242084015025135E-12,false,0,109937323241222.89,0]
[null,1,14,1317.3357448674385,null,14,3,3,78.140741621665384,1,2.684429735894131E-2,2.684429735894131E-2,58513.881172198926,0,false,0,3.803922758528368E-5,3.803922758528368E-5,18.46511594220204,0,true,2.684429735894131E-2,0.12339437668944507,0,5.8437562778849315E-3,5.8437562778849315E-3,false,0,355.77938622164243,0,2.0254582716221112E-6,2.0254582716221112E-6,false,0,1124703.2825693379,0,6.4071681114777482E-10,6.4071681114777482E-10,false,0,3556624064.7870808,0,2.026124458386927E-13,2.026124458386927E-13,false,0,11247032825693.504,0]
[null,1,15,1511.9560000830359,null,15,4,3,91.939571010996588,1,0.14798045791077488,0.14798045791077488,2136730.1811428401,0,false,0,3.1655236501891192E-5,3.1655236501891192E-5,674.28394325602687,0,false,0,0.10268552820507303,0.10268552820507303,0.21339432900465791,0,true,0.14798045791077488,296.07017093325118,0,7.3962925256727471E-5,7.3962925256727471E-5,false,0,935948.24774937553,0,2.3396823463412722E-8,2.3396823463412722E-8,false,0,2959728234.9315906,0,7.3987252157253408E-12,7.3987252157253408E-12,false,0,9359482477493.7773,0]
[null,1,16,1719.9983418652257,null,16,6,2,97.809581421174911,1,0.21661779452025001,0.21661779452025001,6423237.3584503755,0,false,0,2.2564244760047631E-5,2.2564244760047631E-5,2026.9689887606016,0,false,0,7.3195516691073034E-2,7.3195516691073034E-2,0.64148596684821391,0,true,0.21661779452025001,211.04248589922577,0,2.2234039133344665E-4,2.2234039133344665E-4,false,0,667155.50659976655,0,7.0333330743183351E-8,7.0333330743183351E-8,false,0,2109730954.3787529,0,2.224135205744025E-11,2.224135205744025E-11,false,0,6671555065997.6582,0]
[null,1,17,1941.462770214009,null,17,7,1,103.30284900861494,1,0.59445291112169829,0.59445291112169829,33272887.203846123,0,false,0,3.2804312612659954E-5,3.2804312612659954E-5,10499.862727320478,0,false,0,0.10641298376760108,0.10641298376760108,3.3229490094602547,0,true,0.59445291112169829,306.81743420232442,0,1.1517411468477256E-3,1.1517411468477256E-3,false,0,969922.90380163339,0,3.6433232183300739E-7,3.6433232183300739E-7,false,0,3067165530.7775445,0,1.1521199622097971E-10,1.1521199622097971E-10,false,0,9699229038016.3047,0]
[null,1,18,2176.349285129385,null,18,1,4,109.34795387407632,1,0.81328889018611583,0.81328889018611583,88181910.813524574,0,false,0,2.3168434395808345E-5,2.3168434395808345E-5,27827.400516892856,0,false,0,7.5155430396990588E-2,7.5155430396990588E-2,8.8066897048910597,0,true,0.81328889018611583,216.69344758845762,0,3.052417257010759E-3,3.052417257010759E-3,false,0,685019.54090779368,0,9.6557657030282618E-7,9.6557657030282618E-7,false,0,2166221990.9915161,0,3.0534212174506286E-10,3.0534212174506286E-10,false,0,6850195409077.9785,0]
[null,1,19,2424.6578866113541,null,19,5,3,109.68092308299386,1,0.18647538966700411,0.18647538966700411,20946360.097803827,0,false,0,5.127680943779937E-6,5.127680943779937E-6,6610.0036440042031,0,false,0,1.6633539482406718E-2,1.6633539482406718E-2,2.0919040212040674,0,true,0.18647538966700411,47.958996402550945,0,7.2505835317294943E-4,7.2505835317294943E-4,false,0,151609.79745205733,0,2.2935899615891979E-7,2.2935899615891979E-7,false,0,479432275.5452922,0,7.2529682971199948E-11,7.2529682971199948E-11,false,0,1516097974520.5715,0]
[null,1,20,2686.3885746599153,null,20,2,4,115.26173789807541,1,0.87731985517101674,0.87731985517101674,175488519.04851755,0,false,0,1.3547330339081724E-5,1.3547330339081724E-5,55378.583437664223,0,false,0,4.3945802507402112E-2,4.3945802507402112E-2,17.525963315756602,0,true,0.87731985517101674,126.70764310800575,0,6.0745359111542231E-3,6.0745359111542231E-3,false,0,400553.00461230008,0,1.9215687297672025E-6,1.9215687297672025E-6,false,0,1266659818.1987941,0,6.0765338666209738E-10,6.0765338666209738E-10,false,0,4005530046123.0098,0]
[null,2,1,14.596088648628578,null,21,7,2,123.43597885850431,1,0.52594960131803825,0.52594960131803825,233349783.40955731,0,false,0,3.6615702567012843E-6,3.6615702567012843E-6,73637.754314482736,0,false,0,1.1877664406231564E-2,1.1877664406231564E-2,23.304543031929029,0,true,0.52594960131803825,34.246521321073992,0,8.0774038487926737E-3,8.0774038487926737E-3,false,0,108261.40141350839,0,2.5551395004580746E-6,2.5551395004580746E-6,false,0,342352611.14845973,0,8.0800605609123578E-10,8.0800605609123578E-10,false,0,1082614014135.0884,0]
[null,2,2,34.729218498517945,null,22,3,4,125.11804460474056,1,0.13310314536862422,0.13310314536862422,69118729.293669984,0,false,0,7.9171232306965533E-7,7.9171232306965533E-7,21811.668011379224,0,false,0,2.5682132583661516E-3,2.5682132583661516E-3,6.9028579225611244,0,true,0.13310314536862422,7.4048539427968194,0,2.3925451391590305E-3,2.3925451391590305E-3,false,0,23408.504986350763,0,7.5683805169750798E-7,7.5683805169750798E-7,false,0,74024192.376277149,0,2.3933320632483899E-10,2.3933320632483899E-10,false,0,234085049863.50818,0]
[null,2,3,68.284434915000219,null,23,6,3,131.36479783765719,1,5.3176306714617226E-2,5.3176306714617226E-2,48656020.528952368,0,false,0,1.7950901698818988E-7,1.7950901698818988E-7,15354.289313150812,0,false,0,5.8230423348454329E-4,5.8230423348454329E-4,4.859255953065313,0,true,5.3176306714617226E-2,1.6789407130342584,0,1.6842283791526271E-3,1.6842283791526271E-3,false,0,5307.5310271421067,0,5.3277495342870539E-7,5.3277495342870539E-7,false,0,16783886.797782112,0,1.6847823331248402E-10,1.6847823331248402E-10,false,0,53075310271.421486,0]
[null,2,4,115.26173789807541,null,24,8,1,132.8717691286104,1,0.88608631553923367,0.88608631553923367,925742176.00434172,0,false,0,2.6196816738728505E-6,2.6196816738728505E-6,292134.72547140188,0,false,0,8.4979114401723659E-3,8.4979114401723659E-3,92.453475044798864,0,true,0.88608631553923367,24.501778747661682,0,3.2044569770708034E-2,3.2044569770708034E-2,false,0,77455.95178781751,0,1.0136715648872639E-5,1.0136715648872639E-5,false,0,244937225.98569396,0,3.2055109443909213E-9,3.2055109443909213E-9,false,0,774559517878.17554,0]
[null,2,5,175.66112744774352,null,25,4,4,138.91687399407178,1,0.73373737958735863,0.73373737958735863,1285908312.7531042,0,false,0,1.293176483041341E-6,1.293176483041341E-6,405791.67900605808,0,false,0,4.1948986928448647E-3,4.1948986928448647E-3,128.42311302716479,0,true,0.73373737958735863,12.09502833308593,0,4.4511722286008443E-2,4.4511722286008443E-2,false,0,38235.262063542898,0,1.4080472138755312E-5,1.4080472138755312E-5,false,0,120910515.05422547,0,4.4526362489009103E-9,4.4526362489009103E-9,false,0,382352620635.4292,0]
[null,2,6,249.48260356400453,null,26,8,2,153.00489897849977,1,0.78397588046434996,0.78397588046434996,4223942941.5352597,0,false,0,4.4944222653141964E-7,4.4944222653141964E-7,1332941.766743575,0,false,0,1.4579329529345183E-3,1.4579329529345183E-3,421.84337438467588,0,true,0.78397588046434996,4.2036153110348193,0,0.14621180476158974,0.14621180476158974,false,0,13288.62807142597,0,4.6251439790947476E-5,4.6251439790947476E-5,false,0,42022331.684556916,0,1.4625989480153553E-8,1.4625989480153553E-8,false,0,132886280714.25999,0]
[null,2,7,336.72616624685844,null,27,5,4,156.65822606606906,1,0.92460832804218973,0.92460832804218973,6554242779.8687134,0,false,0,4.0288360141046772E-7,4.0288360141046772E-7,2068310.1243524682,0,false,0,1.3069027430429791E-3,1.3069027430429791E-3,654.56942223544399,0,true,0.92460832804218973,3.7681543377088471,0,0.22687514461118913,0.22687514461118913,false,0,11912.032335141617,0,7.1767817298727142E-5,7.1767817298727142E-5,false,0,37669153.740621656,0,2.2694976536281012E-8,2.2694976536281012E-8,false,0,119120323351.41624,0]
[null,2,8,437.3918154963053,null,28,7,3,156.99119527498658,1,0.12911246455103262,0.12911246455103262,938110120.7223568,0,false,0,5.4886941918760033E-8,5.4886941918760033E-8,296037.65463299421,0,false,0,1.7804620168142916E-4,1.7804620168142916E-4,93.688656392242677,0,true,0.12911246455103262,0.51335538987111662,0,3.2472686235215806E-2,3.2472686235215806E-2,false,0,1622.8385186797193,0,1.0272142490186741E-5,1.0272142490186741E-5,false,0,5131865.9936816413,0,3.2483366718783793E-9,3.2483366718783793E-9,false,0,16228385186.797232,0]
[null,2,9,551.47955131234505,null,29,9,1,166.38321193127192,1,0.3613957761018558,0.3613957761018558,5160128372.5598497,0,false,0,7.8179367386696186E-8,7.8179367386696186E-8,1628372.0506517128,0,false,0,2.5360384321759035E-4,2.5360384321759035E-4,515.33981284027061,0,true,0.3613957761018558,0.73120852103726197,0,0.17861786785387737,0.17861786785387737,false,0,2311.5240952744557,0,5.6502507264046173E-5,5.6502507264046173E-5,false,0,7309681.0074273376,0,1.7867661646459472E-8,1.7867661646459472E-8,false,0,23115240952.744614,0]
[null,2,10,678.98937369497776,null,30,1,5,169.74734342374444,1,0.55554301417417773,0.55554301417417773,10010875405.526232,0,false,0,9.52247494531658E-8,9.52247494531658E-8,3159113.2111367672,0,false,0,3.0889687698936824E-4,3.0889687698936824E-4,999.78184366212702,0,true,0.55554301417417773,0.89063330315002953,0,0.3465264991845261,0.3465264991845261,false,0,2815.5037599462844,0,1.0961734272506133E-4,1.0961734272506133E-4,false,0,8903404.6421982292,0,3.4664047406648154E-8,3.4664047406648154E-8,false,0,28155037599.46286,0]
[null,2,11,819.9212826442033,null,31,2,5,175.66112744774352,1,0.59928141478119035,0.59928141478119035,16080741771.321072,0,false,0,6.8982996267048049E-8,6.8982996267048049E-8,5074569.577263562,0,false,0,2.2377199451431028E-4,2.2377199451431028E-4,1605.9768006613076,0,true,0.59928141478119035,0.64519522686404474,0,0.55663495194737778,0.55663495194737778,false,0,2039.6156091516698,0,1.7608132262309935E-4,1.7608132262309935E-4,false,0,6449830.8761510598,0,5.5681803290392794E-8,5.5681803290392794E-8,false,0,20396156091.516712,0]
[null,2,12,974.2752781600218,null,32,6,4,178.34210082073238,1,0.26366619279177089,0.26366619279177089,8437483494.417985,0,false,0,2.5449688644134254E-8,2.5449688644134254E-8,2662600.8711735951,0,false,0,8.2555526663698883E-5,8.2555526663698883E-5,842.64786666522264,0,false,0,0.23802992805366296,0.23802992805366296,0.29206353079111252,0,true,0.26366619279177089,752.46923177533517,0,9.2388975237280997E-5,9.2388975237280997E-5,false,0,2379516.6416072035,0,2.9215959243870244E-8,2.9215959243870244E-8,false,0,7524692317.753336,0]
[null,2,13,1142.0513602424332,null,33,3,5,185.51743415440865,1,9.0920364788491734E-2,9.0920364788491734E-2,4602520685.4168587,0,false,0,5.5477017284796956E-9,5.5477017284796956E-9,1452408.8366741932,0,false,0,1.7996033050617E-5,1.7996033050617E-5,459.65177169411112,0,false,0,5.1887434135566964E-2,5.1887434135566964E-2,0.15931627514427446,0,true,9.0920364788491734E-2,164.02852373244863,0,5.0396800173341354E-5,5.0396800173341354E-5,false,0,518703.73622952215,0,1.5936867533212723E-8,1.5936867533212723E-8,false,0,1640285237.3244989,0]
[null,2,14,1323.2495288914374,null,34,9,2,186.51634178116129,1,0.31974940454094458,0.31974940454094458,17228987632.908573,0,false,0,1.8329315331814671E-8,1.8329315331814671E-8,5436919.3742625313,0,false,0,5.9457948651632458E-5,5.9457948651632458E-5,1720.6516235885547,0,false,0,0.17143335899751089,0.17143335899751089,0.59638148783967482,0,true,0.31974940454094458,541.9416331396784,0,1.8865441488961573E-4,1.8865441488961573E-4,false,0,1713769.9195927731,0,5.965776416975674E-8,5.965776416975674E-8,false,0,5419416331.3967781,0]
[null,2,15,1517.8697841070348,null,35,8,3,186.56011539498206,1,0.1924539115946782,0.1924539115946782,10398283938.051262,0,false,0,1.1002169362832114E-8,1.1002169362832114E-8,3281366.9965081452,0,false,0,3.5689626654869201E-5,3.5689626654869201E-5,1038.4721680551868,0,false,0,0.10290285348825837,0.10290285348825837,0.35993664735758218,0,true,0.1924539115946782,325.30040127703188,0,1.1385939870559683E-4,1.1385939870559683E-4,false,0,1028690.1918021648,0,3.6005503292691423E-8,3.6005503292691423E-8,false,0,3253004012.7703295,0]
[null,2,16,1725.9121258892249,null,36,4,5,199.31626354373989,1,0.50120280798984262,0.50120280798984262,58427108422.276382,0,false,0,1.3280031669756287E-8,1.3280031669756287E-8,18437733.227949519,0,false,0,4.3078719898603528E-5,4.3078719898603528E-5,5835.0903204753013,0,false,0,0.12420760926012461,0.12420760926012461,2.0224546324759634,0,true,0.50120280798984262,392.64980284137255,0,6.3976666464388274E-4,6.3976666464388274E-4,false,0,1241667.6997947949,0,2.0231198313237795E-7,2.0231198313237795E-7,false,0,3926498028.4137177,0]
[null,2,17,1947.3765542380081,null,37,10,1,203.83717741659947,1,0.49623752530610943,0.49623752530610943,75083187302.572159,0,false,0,1.0130316583110835E-8,1.0130316583110835E-8,23693860.859648298,0,false,0,3.2861448031171668E-5,3.2861448031171668E-5,7498.525792055716,0,false,0,9.4748449034344859E-2,9.4748449034344859E-2,2.5990048811529252,0,true,0.49623752530610943,299.52238880106108,0,8.2214782843992599E-4,8.2214782843992599E-4,false,0,947172.95882586332,0,2.5998597112315275E-7,2.5998597112315275E-7,false,0,2995223888.010602,0]
[null,2,18,2182.2630691533841,null,38,7,4,203.96849825806177,1,0.64018345901362761,0.64018345901362761,97590954327.860397,0,false,0,1.2971369947760794E-8,1.2971369947760794E-8,30796594.764769591,0,false,0,4.2077460850739491E-5,4.2077460850739491E-5,9746.3668550698767,0,false,0,0.12132070842189213,0.12132070842189213,3.3781113424548619,0,true,0.64018345901362761,383.52362247523581,0,1.0686039586026189E-3,1.0686039586026189E-3,false,0,1212808.1835002901,0,3.3792224258565534E-7,3.3792224258565534E-7,false,0,3835236224.7523608,0]
[null,2,19,2430.5716706353528,null,39,5,5,217.05761561573715,1,0.63158332013309237,0.63158332013309237,198425130955.17297,0,false,0,6.2094215066712256E-9,6.2094215066712256E-9,62616647.119191587,0,false,0,2.0142567161751582E-5,2.0142567161751582E-5,19816.63293359445,0,false,0,5.8076472964178227E-2,5.8076472964178227E-2,6.8684868400390231,0,true,0.63158332013309237,183.59354789085211,0,2.1727206367158874E-3,2.1727206367158874E-3,false,0,580573.7750462963,0,6.8707459312734781E-7,6.8707459312734781E-7,false,0,1835935478.9085255,0]
[null,2,20,2692.302358683914,null,40,9,3,220.07155819764355,1,7.849351640451678E-2,7.849351640451678E-2,28948837700.247757,0,false,0,6.5738978661697309E-10,6.5738978661697309E-10,9135330.520188326,0,false,0,2.132488173681821E-6,2.132488173681821E-6,2891.1080355522718,0,false,0,6.1485405892270709E-3,6.1485405892270709E-3,1.0020641529701062,0,true,7.849351640451678E-2,19.436999588858892,0,3.1698473261674171E-4,3.1698473261674171E-4,false,0,61465.189580550636,0,1.0023937385683719E-7,1.0023937385683719E-7,false,0,194369995.88858888,0]
[null,3,1,24.452395355293728,null,41,10,2,223.97030726648885,1,0.4390523180403203,0.4390523180403203,198602785247.63654,0,false,0,2.9980144879014995E-9,2.9980144879014995E-9,62672709.151691459,0,false,0,9.7251745769846019E-6,9.7251745769846019E-6,19834.375191774663,0,false,0,2.8040310545155236E-2,2.8040310545155236E-2,6.8746363442071399,0,true,0.4390523180403203,88.642092644324734,0,2.1746659202874783E-3,2.1746659202874783E-3,false,0,280310.90931972454,0,6.8768974580545947E-7,6.8768974580545947E-7,false,0,886420926.44324803,0]
[null,3,2,44.585525205183096,null,42,8,4,233.53741837805725,1,0.95425187067578598,0.95425187067578598,702011020999.95654,0,false,0,4.006532066495331E-9,4.006532066495331E-9,221532303.71644887,0,false,0,1.2996676284318835E-5,1.2996676284318835E-5,70109.540316426981,0,false,0,3.7472935440111169E-2,3.7472935440111169E-2,24.30011478934021,0,true,0.95425187067578598,118.46086403315725,0,7.6868984547787921E-3,7.6868984547787921E-3,false,0,374606.14393629716,0,2.4308107259529755E-6,2.4308107259529755E-6,false,0,1184608640.3315794,0]
[null,3,3,78.140741621665384,null,43,6,5,238.74149037040047,1,0.18010563435318749,0.18010563435318749,171195666360.24091,0,false,0,5.852593291185698E-10,5.852593291185698E-10,54023895.951142371,0,false,0,1.8985062185176384E-6,1.8985062185176384E-6,17097.237954447493,0,false,0,5.4739072823563528E-3,5.4739072823563528E-3,5.925938795185516,0,true,0.18010563435318749,17.304323205254658,0,1.8745627402471244E-3,1.8745627402471244E-3,false,0,54721.074696310148,0,5.9278878760674955E-7,5.9278878760674955E-7,false,0,173043232.05254743,0]
[null,3,4,125.11804460474056,null,44,1,6,243.56881954000545,1,0.32176530378700374,0.32176530378700374,385998125186.09119,0,false,0,8.2847563748863854E-10,8.2847563748863854E-10,121808705.76775548,0,false,0,2.6874687363486415E-6,2.6874687363486415E-6,38549.467615553527,0,false,0,7.7486997638018104E-3,7.7486997638018104E-3,13.361326916394228,0,true,0.32176530378700374,24.49548343018094,0,4.22661226573629E-3,4.22661226573629E-3,false,0,77461.520026285973,0,1.3365721546131511E-6,1.3365721546131511E-6,false,0,244954834.30180976,0]
[null,3,5,185.51743415440865,null,45,11,1,245.23366558459313,1,0.89670252759621205,0.89670252759621205,1164369795364.2007,0,false,0,2.1330074392858007E-9,2.1330074392858007E-9,367437996.59649146,0,false,0,6.9192026271965253E-6,6.9192026271965253E-6,116285.11329499632,0,false,0,1.9949933942635854E-2,1.9949933942635854E-2,40.304665935710823,0,true,0.89670252759621205,63.06648743934214,0,1.2749646534077258E-2,1.2749646534077258E-2,false,0,199433.74433472124,0,4.0317922409755735E-6,4.0317922409755735E-6,false,0,630664874.39342237,0]
[null,3,6,259.33891027066966,null,46,2,6,249.48260356400453,1,0.34709817522881925,0.34709817522881925,550341773056.96265,0,false,0,6.761743552118448E-10,6.761743552118448E-10,173670323.07133988,0,false,0,2.1934229055437507E-6,2.1934229055437507E-6,54962.397415058949,0,false,0,6.3242319139296599E-3,6.3242319139296599E-3,19.050083059385429,0,true,0.34709817522881925,19.992401664595903,0,6.0261465965105324E-3,6.0261465965105324E-3,false,0,63221.525157064767,0,1.9056348759044897E-6,1.9056348759044897E-6,false,0,199924016.64596021,0]
[null,3,7,346.58247295352362,null,47,10,3,257.52552368297108,1,0.10778053012488402,0.10778053012488402,247136668306.61282,0,false,0,1.4518774379879349E-10,1.4518774379879349E-10,77988455.772085965,0,false,0,4.7097042411896656E-7,4.7097042411896656E-7,24681.433327969105,0,false,0,1.3579352067501927E-3,1.3579352067501927E-3,8.554636934262831,0,true,0.10778053012488402,4.2927562520358142,0,2.7061034896849563E-3,2.7061034896849563E-3,false,0,13574.887196360982,0,8.5574506115344087E-7,8.5574506115344087E-7,false,0,42927562.520358264,0]
[null,3,8,447.24812220297048,null,48,3,6,259.33891027066966,1,5.2660222611353016E-2,5.2660222611353016E-2,131011960752.10162,0,false,0,6.5379402636723519E-11,6.5379402636723519E-11,41343199.197187319,0,false,0,2.1208239884996648E-7,2.1208239884996648E-7,13084.10846769912,0,false,0,6.1149095862898242E-4,6.1149095862898242E-4,4.5349796368122801,0,true,5.2660222611353016E-2,1.9330683987493313,0,1.434558160110325E-3,1.434558160110325E-3,false,0,6112.8990129424819,0,4.5364712219291226E-7,4.5364712219291226E-7,false,0,19330683.987493351,0]
[null,3,9,561.33585801901029,null,49,7,5,264.36788780772986,1,0.43729780737997515,0.43729780737997515,1360142750409.7251,0,false,0,4.3426679325342906E-10,4.3426679325342906E-10,429217701.52880985,0,false,0,1.4087057932575293E-6,1.4087057932575293E-6,135836.87455521076,0,false,0,4.0616800857417564E-3,4.0616800857417564E-3,47.08134769417984,0,true,0.43729780737997515,12.839937056764752,0,1.4893326306345399E-2,1.4893326306345399E-2,false,0,40603.446112575264,0,4.7096833064154207E-6,4.7096833064154207E-6,false,0,128399370.56764743,0]
[null,3,10,688.84568040164277,null,50,11,2,265.36679543448247,1,0.79336870602615872,0.79336870602615872,2578252580022.4551,0,false,0,7.5406916844955115E-10,7.5406916844955115E-10,813614340.13055146,0,false,0,2.4461036915891103E-6,2.4461036915891103E-6,257488.98207828525,0,false,0,7.0527790113024532E-3,7.0527790113024532E-3,89.24622516782685,0,true,0.79336870602615872,22.295512366493323,0,2.8231416858917439E-2,2.8231416858917439E-2,false,0,70504.600678569695,0,8.9275578847855494E-6,8.9275578847855494E-6,false,0,222955123.66493335,0]
[null,3,11,829.77758935086842,null,51,9,4,267.04886118071875,1,0.38919751874246589,0.38919751874246589,1361212734095.2627,0,false,0,3.437167017188426E-10,3.437167017188426E-10,429555354.27741981,0,false,0,1.1149729071458972E-6,1.1149729071458972E-6,135943.73336809938,0,false,0,3.2147686726153742E-3,3.2147686726153742E-3,47.118385184480438,0,true,0.38919751874246589,10.162648592965761,0,1.4905042441410169E-2,1.4905042441410169E-2,false,0,32137.116613677223,0,4.7133882736332907E-6,4.7133882736332907E-6,false,0,101626485.92965777,0]
[null,3,12,984.13158486668692,null,52,4,6,273.13773966000088,1,0.29029196598121315,0.29029196598121315,1319557219106.2812,0,false,0,1.9725513581183769E-10,1.9725513581183769E-10,416410201.39241147,0,false,0,6.3987036744431842E-7,6.3987036744431842E-7,131783.61490819053,0,false,0,1.8449194582319133E-3,1.8449194582319133E-3,45.676479337476096,0,true,0.29029196598121315,5.8322293283648019,0,1.4448921804805769E-2,1.4448921804805769E-2,false,0,18443.128514066892,0,4.569150263685707E-6,4.569150263685707E-6,false,0,58322293.283648081,0]
[null,3,13,1151.9076669490983,null,53,12,1,290.57267643525279,1,0.47106319788729673,0.47106319788729673,4396617878636.3271,0,false,0,1.5589283094042581E-10,1.5589283094042581E-10,1387432473.3931763,0,false,0,5.0569635414176885E-7,5.0569635414176885E-7,439088.34647511534,0,false,0,1.4580594620116954E-3,1.4580594620116954E-3,152.18894852041814,0,true,0.47106319788729673,4.6092728432676342,0,4.8142200288255263E-2,4.8142200288255263E-2,false,0,14575.800541886059,0,1.5223900448290116E-5,1.5223900448290116E-5,false,0,46092728.432676457,0]
[null,3,14,1333.1058355981027,null,54,5,6,290.87909173199813,1,0.36580713587321517,0.36580713587321517,3456317666757.7676,0,false,0,1.1958513777460344E-10,1.1958513777460344E-10,1090703695.7939112,0,false,0,3.8791885308226936E-7,3.8791885308226936E-7,345180.96661611751,0,false,0,1.1184750485085809E-3,1.1184750485085809E-3,119.64045226954231,0,true,0.36580713587321517,3.5357657223733234,0,3.7846076681218505E-2,3.7846076681218505E-2,false,0,11181.07295545026,0,1.1967980281403635E-5,1.1967980281403635E-5,false,0,35357657.223733276,0]
[null,3,15,1527.7260908137,null,55,8,5,293.93680792772534,1,0.65183229097751161,0.65183229097751161,6955043581441.5557,0,false,0,1.8869413417696443E-10,1.8869413417696443E-10,2194790082.9966455,0,false,0,6.1209957587911038E-7,6.1209957587911038E-7,694597.22680851317,0,false,0,1.7648487496385679E-3,1.7648487496385679E-3,240.74886624024072,0,true,0.65183229097751161,5.5791067690479643,0,7.6156516293645796E-2,7.6156516293645796E-2,false,0,17642.684699454574,0,2.4082805015164498E-5,2.4082805015164498E-5,false,0,55791067.69047989,0]
[null,3,16,1735.7684325958901,null,56,11,3,298.92201185096479,1,0.19475970449640101,0.19475970449640101,2526876206997.1812,0,false,0,4.6366120652803527E-11,4.6366120652803527E-11,797401594.27270365,0,false,0,1.5040575008083733E-7,1.5040575008083733E-7,252358.04568529871,0,false,0,4.3366048667389009E-4,4.3366048667389009E-4,87.467831774236714,0,true,0.19475970449640101,1.3709039696271024,0,2.766885451928711E-2,2.766885451928711E-2,false,0,4335.1789973879422,0,8.7496600528790463E-6,8.7496600528790463E-6,false,0,13709039.696271047,0]
[null,3,17,1957.2328609446733,null,57,10,4,304.5028266660463,1,0.53441248162680899,0.53441248162680899,8597340819045.0879,0,false,0,1.0260666107630534E-10,1.0260666107630534E-10,2713046747.8496342,0,false,0,3.3284285174586823E-7,3.3284285174586823E-7,858612.74928181572,0,false,0,9.5967602964953556E-4,9.5967602964953556E-4,297.59699283394792,0,true,0.53441248162680899,3.0337642442205337,0,9.4139385109637277E-2,9.4139385109637277E-2,false,0,9593.6048957162056,0,2.9769487447419352E-5,2.9769487447419352E-5,false,0,30337642.442205418,0]
[null,3,18,2192.1193758600493,null,58,12,2,310.7058062851421,1,0.41677901897548714,0.41677901897548714,8476585238206.5859,0,false,0,6.3296147245336997E-11,6.3296147245336997E-11,2674940135.2615967,0,false,0,2.0532458548667628E-7,2.0532458548667628E-7,846552.94108796259,0,false,0,5.9200635361620268E-4,5.9200635361620268E-4,293.4170378360198,0,true,0.41677901897548714,1.8714729267626913,0,9.2817132523871068E-2,9.2817132523871068E-2,false,0,5918.1170279115968,0,2.9351354466112496E-5,2.9351354466112496E-5,false,0,18714729.267626967,0]
[null,3,19,2440.427977342018,null,59,6,6,312.56296648666154,1,0.10431549434124458,0.10431549434124458,2273817920687.6128,0,false,0,1.4781839050804103E-11,1.4781839050804103E-11,717544464.59282219,0,false,0,4.7950390472789943E-8,4.7950390472789943E-8,227085.22290089875,0,false,0,1.382539541038625E-4,1.382539541038625E-4,78.708218004986605,0,true,0.10431549434124458,0.43705364062867846,0,2.4897910343465959E-2,2.4897910343465959E-2,false,0,1382.0849640553308,0,7.8734105664017539E-6,7.8734105664017539E-6,false,0,4370536.4062867761,0]
[null,3,20,2702.1586653905797,null,60,9,5,327.44825073038686,1,0.2658538254737759,0.2658538254737759,9953367206038.3398,0,false,0,2.1933215942370192E-11,2.1933215942370192E-11,3140965456.281023,0,false,0,7.1148540120483458E-8,7.1148540120483458E-8,994038.52438377938,0,false,0,2.0514049840649503E-4,2.0514049840649503E-4,344.53585258913091,0,true,0.2658538254737759,0.64849792000585771,0,0.10898763795326044,0.10898763795326044,false,0,2050.730485100185,0,3.4464917273411491E-5,3.4464917273411491E-5,false,0,6484979.2000585916,0]
[null,4,1,38.251224744624942,null,61,1,7,330.81238222285936,1,0.84022886578422395,0.84022886578422395,35427197583084.516,0,false,0,6.1552388314337078E-11,6.1552388314337078E-11,11179694420.778954,0,false,0,1.9966805510879079E-7,1.9966805510879079E-7,3538099.0653271405,0,false,0,5.7569704552631678E-4,5.7569704552631678E-4,1226.3126107441017,0,true,0.84022886578422395,1.8199153237774992,0,0.38792164540472662,0.38792164540472662,false,0,5755.0775717796996,0,1.2267159531591246E-4,1.2267159531591246E-4,false,0,18199153.237775031,0]
[null,4,2,58.384354594514313,null,62,2,7,336.72616624685844,1,0.90638083925089785,0.90638083925089785,46959018849312.758,0,false,0,5.4036713943997525E-11,5.4036713943997525E-11,14818769669.932405,0,false,0,1.7528817115216662E-7,1.7528817115216662E-7,4689777.1213707849,0,false,0,5.0540324135991564E-4,5.0540324135991564E-4,1625.4866580408886,0,true,0.90638083925089785,1.5976998853569511,0,0.51419308049685442,0.51419308049685442,false,0,5052.3706551178584,0,1.6260212914683667E-4,1.6260212914683667E-4,false,0,15976998.853569519,0]
[null,4,3,91.939571010996588,null,63,7,6,338.18936392399087,1,0.25327878894521177,0.25327878894521177,13800702891263.771,0,false,0,1.4357636334895445E-11,1.4357636334895445E-11,4355061976.168191,0,false,0,4.6574331255967706E-8,4.6574331255967706E-8,1378270.2932097528,0,false,0,1.3428640293418695E-4,1.3428640293418695E-4,477.71139540458745,0,true,0.25327878894521177,0.42451126746960993,0,0.15111529385764891,0.15111529385764891,false,0,1342.4224976089085,0,4.778685178758226E-5,4.778685178758226E-5,false,0,4245112.6746961065,0]
[null,4,4,138.91687399407178,null,64,13,1,339.85420996857852,1,0.38855210093502346,0.38855210093502346,22415484000161.305,0,false,0,2.0803524357782554E-11,2.0803524357782554E-11,7073612323.6379261,0,false,0,6.7483965475297493E-8,6.7483965475297493E-8,2238624.7967774114,0,false,0,1.9457453784162276E-4,1.9457453784162276E-4,775.91208395369608,0,true,0.38855210093502346,0.61509640493492324,0,0.24544564710468975,0.24544564710468975,false,0,1945.1056201755925,0,7.7616728662473103E-5,7.7616728662473103E-5,false,0,6150964.0493492167,0]
[null,4,5,{"$f":"3.1416/2*SQRT($H$2/$I$2)*(B74^2/$C$2^2+C74^2/$D$2^2)","v":199.31626354373989},null,65,12,3,344.26102270162443,1,{"$f":"ABS(SIN(G74*3.1416*$J$2/$C$2)*SIN(H74*3.1416*$K$2/$D$2))*(1/F74^$M$2)+(1-1/F74^$M$2)","v":0.10231278087907013},{"$f":"$J74*$K74","v":0.10231278087907013},{"$f":"10^(LOG10($I74/22.27)/LOG10(2)*70/20)*$L74","v":6856188282009.1504},{"$f":"IF($I74<22.27,M74,0)","v":0},{"$f":"AND($I74>22.27,$I74<44.45)","v":false},{"$f":"IF($O74=TRUE,$L74,0)","v":0},{"$f":"10^(LOG10(44.45/$I74)/LOG10(2)*70/20)*$L74","v":4.7158887984350746E-12},{"$f":"IF($I74>44.45,Q74,0)","v":4.7158887984350746E-12},{"$f":"10^(LOG10($I74/44.548)/LOG10(2)*70/20)*$L74","v":2163594501.2141252},{"$f":"IF($I74<44.528,S74,0)","v":0},{"$f":"AND($I74>44.548,$I74<89.095)","v":false},{"$f":"IF($U74=TRUE,$L74,0)","v":0},{"$f":"10^(LOG10(89.095/$I74)/LOG10(2)*70/20)*$L74","v":1.5297738565142601E-8},{"$f":"IF($I74>89.095,W74,0)","v":1.5297738565142601E-8},{"$f":"10^(LOG10($I74/89.09)/LOG10(2)*70/20)*$L74","v":684724.59034879901},{"$f":"IF($I74<89.09,Y74,0)","v":0},{"$f":"AND($I74>89.09,$I74<176.78)","v":false},{"$f":"IF($AA74=TRUE,$L74,0)","v":0},{"$f":"10^(LOG10(176.78/$I74)/LOG10(2)*70/20)*$L74","v":4.4107520806911747E-5},{"$f":"IF($I74>176.78,AC74,0)","v":4.4107520806911747E-5},{"$f":"10^(LOG10($I74/176.78)/LOG10(2)*70/20)*$L74","v":237.32698958605431},{"$f":"IF($I74<176.78,AE74,0)","v":0},{"$f":"AND($I74>176.78,$I74<353.55)","v":true},{"$f":"IF($AG74=TRUE,$L74,0)","v":0.10231278087907013},{"$f":"10^(LOG10(353.55/$I74)/LOG10(2)*70/20)*$L74","v":0.13943436679781285},{"$f":"IF($I74>353.55,AI74,0)","v":0},{"$f":"10^(LOG10($I74/353.55)/LOG10(2)*70/20)*$L74","v":7.507406797628037E-2},{"$f":"IF($I74<353.55,AK74,0)","v":7.507406797628037E-2},{"$f":"AND($I74>353.55,$I74<707.1)","v":false},{"$f":"IF($AM74=TRUE,$L74,0)","v":0},{"$f":"10^(LOG10(707.1/$I74)/LOG10(2)*70/20)*$L74","v":440.93018318444786},{"$f":"IF($I74>707.1,AO74,0)","v":0},{"$f":"10^(LOG10($I74/707.1)/LOG10(2)*70/20)*$L74","v":2.374050480193535E-5},{"$f":"IF($I74<707.1,AQ74,0)","v":2.374050480193535E-5},{"$f":"AND($I74>707.1,$I74<1414.2)","v":false},{"$f":"IF($AS74=TRUE,$L74,0)","v":0},{"$f":"10^(LOG10(1414.2/$I74)/LOG10(2)*70/20)*$L74","v":1394343.667978131},{"$f":"IF($I74>1414.2,AU74,0)","v":0}]
[null,4,6,273.13773966000088,null,66,11,4,345.89931483403996,{"$f":"IF(ABS(I75-I74)>0.0001,1,$L$2)","v":1},0.96568477516511608,0.96568477516511608,68384993355850.445,0,false,0,4.2120786608849147E-11,4.2120786608849147E-11,21580124335.051777,0,false,0,1.3663443080213396E-7,1.3663443080213396E-7,6829580.0283752391,0,false,0,3.9395404581418645E-4,3.9395404581418645E-4,2367.1468662249727,0,true,0.96568477516511608,1.2453824635940529,0,0.74880377092709349,0.74880377092709349,false,0,3938.2451429889347,0,2.3679254366525837E-4,2.3679254366525837E-4,false,0,12453824.635940559,0]
[null,4,7,360.38130234285478,null,67,3,7,346.58247295352362,1,0.13751215123545907,0.13751215123545907,9963900841082.3906,0,false,0,5.8619116539298807E-12,5.8619116539298807E-12,3144289535.7726483,0,false,0,1.9015289759067254E-8,1.9015289759067254E-8,995090.51400887803,0,false,0,5.4826227100560464E-5,5.4826227100560464E-5,344.90047441565559,0,true,0.13751215123545907,0.17331874745682371,0,0.10910297942301038,0.10910297942301038,false,0,548.08200317107878,0,3.4501391448719604E-5,3.4501391448719604E-5,false,0,1733187.4745682408,0]
[null,4,8,461.04695159230164,null,68,13,2,359.98733981846789,1,0.34377630045153357,0.34377630045153357,38724017510912.906,0,false,0,9.4266628081827753E-12,9.4266628081827753E-12,12220065713.682253,0,false,0,3.0578885411629569E-8,3.0578885411629569E-8,3867351.0609964216,0,false,0,8.8167203198183375E-5,8.8167203198183375E-5,1340.4320480314175,0,false,0,0.27871750498265091,0.27871750498265091,0.42402124961437004,0,true,0.34377630045153357,881.38213950450688,0,1.3408729250922013E-4,1.3408729250922013E-4,false,0,2787175.0498265135,0]
[null,4,9,575.13468740834139,null,69,4,7,360.38130234285478,1,0.75804223280744831,0.75804223280744831,86481028713256.172,0,false,0,2.052354937680468E-11,2.052354937680468E-11,27290656336.60091,0,false,0,6.657576253692374E-8,6.657576253692374E-8,8636823.33724856,0,false,0,1.9195594295384644E-4,1.9195594295384644E-4,2993.5412151207233,0,false,0,0.60681840351028105,0.60681840351028105,0.94695220744069919,0,true,0.75804223280744831,1918.9282811996052,0,2.9945258108368531E-4,2.9945258108368531E-4,false,0,6068184.0351028256,0]
[null,4,10,702.6445097909741,null,70,10,5,364.90221621571442,1,0.36504755498051705,0.36504755498051705,48142320348500.508,0,false,0,8.549847781070537E-12,8.549847781070537E-12,15192181908.86392,0,false,0,2.7734609893682216E-8,2.7734609893682216E-8,4807952.9358268417,0,false,0,7.9966387041322453E-5,7.9966387041322453E-5,1666.4466449933705,0,false,0,0.25279277407195405,0.25279277407195405,0.52715002589165405,0,true,0.36504755498051705,799.40094209973222,0,1.6669947504343612E-4,1.6669947504343612E-4,false,0,2527927.740719547,0]
[null,4,11,843.57641874019976,null,71,8,6,367.75828404398635,1,0.37753514988634068,0.37753514988634068,54513329705388.203,0,false,0,8.076042354616126E-12,8.076042354616126E-12,17202669404.943192,0,false,0,2.6197645844179776E-8,2.6197645844179776E-8,5444222.9145043585,0,false,0,7.5534903688131188E-5,7.5534903688131188E-5,1886.9791638073896,0,false,0,0.2387838009076664,0.2387838009076664,0.59691146911099213,0,true,0.37753514988634068,755.10067922040787,0,1.8875998038679761E-4,1.8875998038679761E-4,false,0,2387838.0090766684,0]
[null,4,12,997.93041425601814,null,72,5,7,378.12265441485209,1,0.95523573005866624,0.95523573005866624,190543195829525.41,0,false,0,1.4791567015389063E-11,1.4791567015389063E-11,60129359606.751999,0,false,0,4.7981946742530802E-8,4.7981946742530802E-8,19029467.444830656,0,false,0,1.3834493937062346E-4,1.3834493937062346E-4,6595.65361864239,0,false,0,0.43734126670302248,0.43734126670302248,2.0864148193916741,0,true,0.95523573005866624,1382.994517564709,0,6.5978229732065381E-4,6.5978229732065381E-4,false,0,4373412.6670302292,0]
[null,4,13,1165.7064963384296,null,73,12,4,391.23832568469965,1,0.50730152346040558,0.50730152346040558,150427073856348.25,0,false,0,5.284365380903915E-12,5.284365380903915E-12,47469990093.963791,0,false,0,1.7141803705503875E-8,1.7141803705503875E-8,15023087.506790638,0,false,0,4.9424459725786647E-5,4.9424459725786647E-5,5207.0338681107833,0,false,0,0.15624247566209082,0.15624247566209082,1.6471502682909087,0,true,0.50730152346040558,494.08209035563158,0,5.2087464963566877E-4,5.2087464963566877E-4,false,0,1562424.7566209114,0]
[null,4,14,1346.9046649874338,null,74,14,1,393.0782661845704,1,0.89020635480500632,0.89020635480500632,278767191664710.66,0,false,0,8.780641252232791E-12,8.780641252232791E-12,87970040815.145584,0,false,0,2.8483274320534826E-8,2.8483274320534826E-8,27840360.162829086,0,false,0,8.2124989219297027E-5,8.2124989219297027E-5,9649.5276488755953,0,false,0,0.25961662910501898,0.25961662910501898,3.0524522133543766,0,true,0.89020635480500632,820.97986642702142,0,9.652701443022061E-4,9.652701443022061E-4,false,0,2596166.2910501971,0]
[null,4,15,1541.5249202030311,null,75,13,3,393.54255623495021,1,8.4391746460691711E-2,8.4391746460691711E-2,26792401008388.129,0,false,0,8.2105987279148125E-13,8.2105987279148125E-13,8454827830.2364988,0,false,0,2.6634129465608607E-9,2.6634129465608607E-9,2675745.6257536202,0,false,0,7.6793404108443277E-6,7.6793404108443277E-6,927.41908675235129,0,false,0,2.4276222014345074E-2,2.4276222014345074E-2,0.29337212629202475,0,true,8.4391746460691711E-2,76.768154549251392,0,9.2772412108936683E-5,9.2772412108936683E-5,false,0,242762.22014345086,0]
[null,4,16,1749.5672619852212,null,76,6,7,399.80652916951544,1,0.27240006446464082,0.27240006446464082,103909965118805.84,0,false,0,2.2056862012459056E-12,2.2056862012459056E-12,32790673170.736916,0,false,0,7.154963211727866E-9,7.154963211727866E-9,10377443.75921399,0,false,0,2.062969551938025E-5,2.062969551938025E-5,3596.8439306645487,0,false,0,6.5215375504073067E-2,6.5215375504073067E-2,1.137796026578213,0,true,0.27240006446464082,206.22912505602244,0,3.5980269566766279E-4,3.5980269566766279E-4,false,0,652153.7550407321,0]
[null,4,17,1971.0316903340045,null,77,9,6,401.26972684664793,1,0.15398004247009878,0.15398004247009878,61285880234763.703,0,false,0,1.1949643673858732E-12,1.1949643673858732E-12,19339870497.130661,0,false,0,3.8763111829516084E-9,3.8763111829516084E-9,6120594.6382815391,0,false,0,1.1176454312383418E-5,1.1176454312383418E-5,2121.411032193198,0,false,0,3.5331431048096155E-2,3.5331431048096155E-2,0.67106971825787409,0,true,0.15398004247009878,111.72779510517405,0,2.1221087784623622E-4,2.1221087784623622E-4,false,0,353314.31048096291,0]
[null,4,18,2205.9182052493802,null,78,11,5,406.29870438370807,1,0.65964190241744469,0.65964190241744469,303454644155635.31,0,false,0,4.4290358525492587E-12,4.4290358525492587E-12,95760613982.237289,0,false,0,1.4367224390538196E-8,1.4367224390538196E-8,30305885.480732128,0,false,0,4.1424596586268385E-5,4.1424596586268385E-5,10504.083932808744,0,false,0,0.13095300504752155,0.13095300504752155,3.3227755198668576,0,true,0.65964190241744469,414.10976239369478,0,1.0507538796229328E-3,1.0507538796229328E-3,false,0,1309530.0504752193,0]
[null,4,19,2454.2268067313494,null,79,14,2,413.21139603445977,1,0.78762113641096287,0.78762113641096287,440849539818340.69,0,false,0,4.34641154846227E-12,4.34641154846227E-12,139118064000.16483,0,false,0,1.4099201742618884E-8,1.4099201742618884E-8,44027454.92705597,0,false,0,4.0651814748646704E-5,4.0651814748646704E-5,15260.008891532891,0,false,0,0.12851005780790381,0.12851005780790381,4.827225705933369,0,true,0.78762113641096287,406.38448491288176,0,1.5265028010463609E-3,1.5265028010463609E-3,false,0,1285100.5780790413,0]
[null,4,20,2715.957494779911,null,80,7,7,425.43292660684477,1,0.66138936379389923,0.66138936379389923,519530466057724.31,0,false,0,2.6006978933660608E-12,2.6006978933660608E-12,163947256601.0549,0,false,0,8.4363304904122154E-9,8.4363304904122154E-9,51885285.36746221,0,false,0,2.4324224201851593E-5,2.4324224201851593E-5,17983.549522882648,0,false,0,7.6894659626884604E-2,7.6894659626884604E-2,5.688768149339178,0,true,0.66138936379389923,243.16226432434888,0,1.7989464432532692E-3,1.7989464432532692E-3,false,0,768946.59626884665,0]
[null,5,1,55.992576816622211,null,81,1,8,431.47803147230621,1,0.42163762806380706,0.42163762806380706,390244791051921,0,false,0,1.4071102332085207E-12,1.4071102332085207E-12,123148818165.18042,0,false,0,4.5644851691804137E-9,4.5644851691804137E-9,38973580.318665646,0,false,0,1.316064617754747E-5,1.316064617754747E-5,13508.325275286968,0,false,0,4.1603933588777703E-2,4.1603933588777703E-2,4.2731125175920264,0,true,0.42163762806380706,131.5631897629207,0,1.3512768253767121E-3,1.3512768253767121E-3,false,0,416039.3358877771,0]
[null,5,2,76.125706666511576,null,82,2,8,437.3918154963053,1,0.45483353732145348,0.45483353732145348,493159207104157.12,0,false,0,1.2956996090324106E-12,1.2956996090324106E-12,155625327780.67029,0,false,0,4.2030833900309266E-9,4.2030833900309266E-9,49251599.018540673,0,false,0,1.211862703036361E-5,1.211862703036361E-5,17070.708270336047,0,false,0,3.8309863159954029E-2,3.8309863159954029E-2,5.4000074552235562,0,true,0.45483353732145348,121.14642443483015,0,1.7076322940396162E-3,1.7076322940396162E-3,false,0,383098.63159954047,0]
[null,5,3,109.68092308299386,null,83,10,6,438.72369233197543,1,0.21143212033655825,0.21143212033655825,237496933869949.81,0,false,0,5.8139385378884103E-13,5.8139385378884103E-13,74946462821.709351,0,false,0,1.8859671122003331E-9,1.8859671122003331E-9,23718717.174077146,0,false,0,5.4377536449781509E-6,5.4377536449781509E-6,8220.9574814587741,0,false,0,1.7190032956266553E-2,1.7190032956266553E-2,2.6005500759506317,0,true,0.21143212033655825,54.359657195159983,0,8.2236614093278567E-4,8.2236614093278567E-4,false,0,171900.32956266621,0]
[null,5,4,156.65822606606906,null,84,13,4,440.51985921802537,1,0.41844294700185547,0.41844294700185547,492894347818346.19,0,false,0,1.097248963878982E-12,1.097248963878982E-12,155541746631.67169,0,false,0,3.5593349435772137E-9,3.5593349435772137E-9,49225147.634985231,0,false,0,1.0262526020697196E-5,1.0262526020697196E-5,17061.540164913746,0,false,0,3.24422862873254E-2,3.24422862873254E-2,5.3971072921578873,0,true,0.41844294700185547,102.59151717119612,0,1.706715181952272E-3,1.706715181952272E-3,false,0,324422.86287325423,0]
[null,5,5,217.05761561573715,null,85,14,3,446.76661245094209,1,0.19334876535634482,0.19334876535634482,268261960742880.75,0,false,0,4.3043762366051537E-13,4.3043762366051537E-13,84654924759.173264,0,false,0,1.396284458095128E-9,1.396284458095128E-9,26791207.245260395,0,false,0,4.0258660144793864E-6,4.0258660144793864E-6,9285.8890311721698,0,false,0,1.2726720257054324E-2,1.2726720257054324E-2,2.9374217637966336,0,true,0.19334876535634482,40.245423156095278,0,9.2889432221464796E-4,9.2889432221464796E-4,false,0,127267.20257054365,0]
[null,5,6,290.87909173199813,null,86,3,8,447.24812220297048,1,6.9005362274426038E-2,6.9005362274426038E-2,96948190284054.25,0,false,0,1.517093987407297E-13,1.517093987407297E-13,30593758918.734394,0,false,0,4.9212583650844469E-10,4.9212583650844469E-10,9682174.2850173246,0,false,0,1.4189319866450872E-6,1.4189319866450872E-6,3355.8620620593692,0,false,0,4.485581584898723E-3,4.485581584898723E-3,1.0615658042327825,0,true,6.9005362274426038E-2,14.184654438787922,0,3.3569658275240028E-4,3.3569658275240028E-4,false,0,44855.815848987339,0]
[null,5,7,378.12265441485209,null,87,15,1,450.24484508322826,1,0.57174099994714955,0.57174099994714955,868113221576297,0,false,0,1.163077934043876E-12,1.163077934043876E-12,273948864205.25067,0,false,0,3.7728756818425519E-9,3.7728756818425519E-9,86698096.022242785,0,false,0,1.0878221766578488E-5,1.0878221766578488E-5,30049.743242491502,0,false,0,3.4388647018931372E-2,3.4388647018931372E-2,9.5056886315012807,0,true,0.57174099994714955,108.74645023138268,0,3.0059626803912998E-3,3.0059626803912998E-3,false,0,343886.47018931434,0]
[null,5,8,478.78830366429889,null,88,12,5,451.63771523436776,1,0.34652854703800462,0.34652854703800462,545397046632081.87,0,false,0,6.80067102166706E-13,6.80067102166706E-13,172109925010.08173,0,false,0,2.2060504775160874E-9,2.2060504775160874E-9,54468569.702575833,0,false,0,6.3606406217356291E-6,6.3606406217356291E-6,18878.921330962381,0,false,0,2.0107498251889431E-2,2.0107498251889431E-2,5.9720027030705793,0,true,0.34652854703800462,63.58549252382474,0,1.8885130734385242E-3,1.8885130734385242E-3,false,0,201074.98251889416,0]
[null,5,9,592.8760394803387,null,89,8,7,455.00184672684026,1,0.98586120706371039,0.98586120706371039,1691461274990053.5,0,false,0,1.7748269287542681E-12,1.7748269287542681E-12,533771268094.85168,0,false,0,5.7573109788906863E-9,5.7573109788906863E-9,168925513.85257739,0,false,0,1.6599885840114354E-5,1.6599885840114354E-5,58549.939978769195,0,false,0,5.247618838439963E-2,5.247618838439963E-2,18.521206465560553,0,true,0.98586120706371039,165.9442782187744,0,5.8569197445408156E-3,5.8569197445408156E-3,false,0,524761.88384399761,0]
[null,5,10,720.3858618629713,null,90,4,8,461.04695159230164,1,0.3803953208805908,0.3803953208805908,760897078994156.62,0,false,0,5.8739592419298522E-13,5.8739592419298522E-13,240114866801.64801,0,false,0,1.9054370589731758E-9,1.9054370589731758E-9,75990465.734291732,0,false,0,5.4938907713080037E-6,5.4938907713080037E-6,26338.455963404027,0,false,0,1.7367495768060452E-2,1.7367495768060452E-2,8.3316905373288233,0,true,0.3803953208805908,54.920843880406444,0,2.6347118857631209E-3,2.6347118857631209E-3,false,0,173674.9576806048,0]
[null,5,11,861.31777081219695,null,91,15,2,470.37797493311763,1,0.50585495562964478,0.50585495562964478,1277293400164549.5,0,false,0,6.1879652045815185E-13,6.1879652045815185E-13,403073087167.79694,0,false,0,2.0072965669016673E-9,2.0072965669016673E-9,127562745.39277853,0,false,0,5.7875793022111873E-6,5.7875793022111873E-6,44213.517046289984,0,false,0,1.8295915085063882E-2,1.8295915085063882E-2,13.986140345828808,0,true,0.50585495562964478,57.856763545835165,0,4.4228059167594098E-3,4.4228059167594098E-3,false,0,182959.15085063918,0]
[null,5,12,1015.6717663280153,null,92,5,8,478.78830366429889,1,0.47934954851594835,0.47934954851594835,1487314743524175.2,0,false,0,4.7718663942546865E-13,4.7718663942546865E-13,469349129327.09149,0,false,0,1.5479322708228799E-9,1.5479322708228799E-9,148537487.09784269,0,false,0,4.4631077039440599E-6,4.4631077039440599E-6,51483.406833178131,0,false,0,1.4108945260699463E-2,1.4108945260699463E-2,16.285837489389493,0,true,0.47934954851594835,44.616402406448458,0,5.150034006982906E-3,5.150034006982906E-3,false,0,141089.4526069951,0]
[null,5,13,1183.4478484104268,null,93,11,6,480.12018049996908,1,0.38205840359184162,0.38205840359184162,1224354423019057,0,false,0,3.6824670719066358E-13,3.6824670719066358E-13,386367233252.9563,0,false,0,1.1945450995254137E-9,1.1945450995254137E-9,122275752.39485535,0,false,0,3.4441968404511123E-6,3.4441968404511123E-6,42381.03410373845,0,false,0,1.0887925614265633E-2,1.0887925614265633E-2,13.406467763142581,0,true,0.38205840359184162,34.430643935567289,0,4.2394973509153359E-3,4.2394973509153359E-3,false,0,108879.25614265645,0]
[null,5,14,1364.6460170594312,null,94,9,7,488.51328952950183,1,0.40208958180183813,0.40208958180183813,1576188061600960,0,false,0,3.1682841211751708E-13,3.1682841211751708E-13,497394715939.71613,0,false,0,1.0277507434423364E-9,1.0277507434423364E-9,157413227.35030034,0,false,0,2.9632835668923077E-6,2.9632835668923077E-6,54559.757155853971,0,false,0,9.3676443434845373E-3,9.3676443434845373E-3,17.258984848845955,0,true,0.40208958180183813,29.623092435803873,0,5.4577702224690005E-3,5.4577702224690005E-3,false,0,93676.443434845685,0]
[null,5,15,1559.2662722750285,null,95,14,4,493.74391543401725,1,0.95868885960979144,0.95868885960979144,4253446284329950,0,false,0,6.674226209091489E-13,6.674226209091489E-13,1342252081398.3657,0,false,0,2.1650334016609185E-9,2.1650334016609185E-9,424789860.6067661,0,false,0,6.2423772902623703E-6,6.2423772902623703E-6,147233.06311100797,0,false,0,1.9733639725322955E-2,1.9733639725322955E-2,46.574496257804775,0,true,0.95868885960979144,62.403248057200045,0,1.4728148904965184E-2,1.4728148904965184E-2,false,0,197336.39725322978,0]
[null,5,16,1767.3086140572186,null,96,6,8,500.47217841896224,1,0.13669384823871852,0.13669384823871852,709833345136650,0,false,0,8.1307022338720618E-14,8.1307022338720618E-14,224000779900.69913,0,false,0,2.6374955483698124E-10,2.6374955483698124E-10,70890752.481228441,0,false,0,7.6046135369926663E-7,7.6046135369926663E-7,24570.88457607419,0,false,0,2.4039992587987224E-3,2.4039992587987224E-3,7.7725515421526534,0,true,0.13669384823871852,7.6021131511605438,0,2.4578966104256612E-3,2.4578966104256612E-3,false,0,24039.992587987257,0]
[null,5,17,1988.7730424060017,null,97,13,5,500.91924876769349,1,0.2858308515491203,0.2858308515491203,1499771719743254.2,0,false,0,1.6825948660356054E-13,1.6825948660356054E-13,473280153992.80682,0,false,0,5.4581219939294123E-10,5.4581219939294123E-10,149781559.98320606,0,false,0,1.5737243017243206E-6,1.5737243017243206E-6,51914.605123513487,0,false,0,4.974916919177101E-3,4.974916919177101E-3,16.422239210139232,0,true,0.2858308515491203,15.732068634707463,0,5.1931680184164435E-3,5.1931680184164435E-3,false,0,49749.169191771085,0]
[null,5,18,2223.6595573213776,null,98,15,3,503.93319134959995,1,0.12417954089711887,0.12417954089711887,698645096646831.37,0,false,0,6.8175761516643326E-14,6.8175761516643326E-14,220470125269.42047,0,false,0,2.2115342849203988E-10,2.2115342849203988E-10,69773386.891369179,0,false,0,6.3764519227431244E-7,6.3764519227431244E-7,24183.603302046631,0,false,0,2.0157481536007358E-3,2.0157481536007358E-3,7.6500421691437177,0,true,0.12417954089711887,6.3743553546572684,0,2.4191557450829221E-3,2.4191557450829221E-3,false,0,20157.481536007388,0]
[null,5,19,2471.9681588033468,null,99,16,1,511.35394666455221,1,0.27345167227863004,0.27345167227863004,1823481178509755.2,0,false,0,1.2666201581285968E-13,1.2666201581285968E-13,575432541904.31689,0,false,0,4.1087533800247691E-10,4.1087533800247691E-10,182110285.1332337,0,false,0,1.1846648079922991E-6,1.1846648079922991E-6,63119.809559216141,0,false,0,3.7450072991673171E-3,3.7450072991673171E-3,19.966801423485958,0,true,0.27345167227863004,11.842752919324335,0,6.3140570086507811E-3,6.3140570086507811E-3,false,0,37450.072991673296,0]
[null,5,20,2733.698846851908,null,100,12,6,525.45919135062877,1,0.2007060846121882,0.2007060846121882,1836449346808793.2,0,false,0,6.7753016668941907E-14,6.7753016668941907E-14,579524882497.74622,0,false,0,2.197820984127463E-10,2.197820984127463E-10,183405410.55291495,0,false,0,6.3369127648812939E-7,6.3369127648812939E-7,63568.702765800881,0,false,0,2.0032488851328537E-3,2.0032488851328537E-3,20.108800608509192,0,true,0.2007060846121882,6.3348291972128452,0,6.3589610937068858E-3,6.3589610937068858E-3,false,0,20032.488851328562,0]
[null,6,1,77.676451571285526,null,101,10,7,525.96725501482933,1,0.55211475124843867,0.55211475124843867,5108903227786693,0,false,0,1.8429669121687478E-13,1.8429669121687478E-13,1612207027610.2766,0,false,0,5.9783483478070142E-10,5.9783483478070142E-10,510223979.54811591,0,false,0,1.7237196401218789E-6,1.7237196401218789E-6,176844.70922694347,0,false,0,5.449087868926096E-3,5.449087868926096E-3,55.941600847446281,0,true,0.55211475124843867,17.231528836199534,0,1.7690287463393579E-2,1.7690287463393579E-2,false,0,54490.878689261132,0]
[null,6,2,97.809581421174911,null,102,7,8,526.09857585629163,1,0.33189367079933763,0.33189367079933763,3080050631213555,0,false,0,1.1046548370626868E-13,1.1046548370626868E-13,971965811767.62061,0,false,0,3.5833586465637031E-10,3.5833586465637031E-10,307603338.75971293,0,false,0,1.0331792858721947E-6,1.0331792858721947E-6,106615.96706680894,0,false,0,3.2661255241448746E-3,3.2661255241448746E-3,33.726018152807853,0,true,0.33189367079933763,10.328395780309084,0,1.0665103377105741E-2,1.0665103377105741E-2,false,0,32661.255241448824,0]
[null,6,3,131.36479783765719,null,103,16,2,531.48707651444158,1,0.2419397656633776,0.2419397656633776,2527675252392249.5,0,false,0,7.1528603836267979E-14,7.1528603836267979E-14,797653747532.19141,0,false,0,2.3202961905717464E-10,2.3202961905717464E-10,252437846.00703692,0,false,0,6.690041934501252E-7,6.690041934501252E-7,87495.490734340055,0,false,0,2.1148814168712479E-3,2.1148814168712479E-3,27.67760392724356,0,true,0.2419397656633776,6.6878422584772039,0,8.7524268586110787E-3,8.7524268586110787E-3,false,0,21148.814168712546,0]
[null,6,4,178.34210082073238,null,104,1,9,545.56576728834602,1,0.46717973399951385,0.46717973399951385,6614740348400195,0,false,0,1.0191584322788153E-13,1.0191584322788153E-13,2087401228801.1384,0,false,0,3.3060192722601046E-10,3.3060192722601046E-10,660611288.52119565,0,false,0,9.5321483772464057E-7,9.5321483772464057E-7,228969.26823007068,0,false,0,3.0133388793774046E-3,3.0133388793774046E-3,72.430255141084984,0,true,0.46717973399951385,9.5290142207719946,0,2.2904457775294856E-2,2.2904457775294856E-2,false,0,30133.388793774091,0]
[null,6,5,238.74149037040047,null,105,15,4,550.91049433267517,1,0.61572434781321805,0.61572434781321805,9764320231443034,0,false,0,1.1992705082795252E-13,1.1992705082795252E-13,3081308256408.2158,0,false,0,3.8902797518537317E-10,3.8902797518537317E-10,975158483.91347241,0,false,0,1.121672947729551E-6,1.121672947729551E-6,337991.99067554023,0,false,0,3.5458750426162764E-3,3.5458750426162764E-3,106.91760649588112,0,true,0.61572434781321805,11.213041433014054,0,3.3810315850059849E-2,3.3810315850059849E-2,false,0,35458.75042616282,0]
[null,6,6,312.56296648666154,null,106,2,9,551.47955131234505,1,0.50396121417260775,0.50396121417260775,8088460421034823,0,false,0,9.6987301431223757E-14,9.6987301431223757E-14,2552460313285.165,0,false,0,3.146143696021606E-10,3.146143696021606E-10,807791081.65369403,0,false,0,9.0711838186334663E-7,9.0711838186334663E-7,279982.09546655347,0,false,0,2.8676170156893624E-3,2.8676170156893624E-3,88.567233351164333,0,true,0.50396121417260775,9.0682012266331942,0,2.8007418344930684E-2,2.8007418344930684E-2,false,0,28676.170156893695,0]
[null,6,7,399.80652916951544,null,107,14,5,554.14330498368531,1,0.65486311832066002,0.65486311832066002,1.1116045396100678E+16,0,false,0,1.1916185770453269E-13,1.1916185770453269E-13,3507869636159.1182,0,false,0,3.8654578681023464E-10,3.8654578681023464E-10,1110154697.7810216,0,false,0,1.1145161268088082E-6,1.1145161268088082E-6,384781.96359937033,0,false,0,3.523250629021645E-3,3.523250629021645E-3,121.71876170380264,0,true,0.65486311832066002,11.141496755329342,0,3.8490852095929312E-2,3.8490852095929312E-2,false,0,35232.506290216435,0]
[null,6,8,500.47217841896224,null,108,8,8,555.66749597628711,1,0.49471780591410064,0.49471780591410064,8670155791295384,0,false,0,8.7191609715959807E-14,8.7191609715959807E-14,2736024832331.3657,0,false,0,2.8283840173486196E-10,2.8283840173486196E-10,865884749.40703857,0,false,0,8.1549966594017991E-7,8.1549966594017991E-7,300117.48344040988,0,false,0,2.5779884578409295E-3,2.5779884578409295E-3,94.936696378166474,0,true,0.49471780591410064,8.1523153084023026,0,3.0021619408686404E-2,3.0021619408686404E-2,false,0,25779.884578409288,0]
[null,6,9,614.559914235002,null,109,3,9,561.33585801901029,1,7.6458799324779045E-2,7.6458799324779045E-2,1507804819012704,0,false,0,1.1975573864208917E-14,1.1975573864208917E-14,475815144091.1236,0,false,0,3.8847226042101795E-11,3.8847226042101795E-11,150583822.17033792,0,false,0,1.1200706716527839E-7,1.1200706716527839E-7,52192.670892457987,0,false,0,3.5408098667434997E-4,3.5408098667434997E-4,16.510200248519357,0,true,7.6458799324779045E-2,1.1197023940506765,0,5.2209837410799164E-3,5.2209837410799164E-3,false,0,3540.8098667435147,0]
[null,6,10,742.06973661763459,null,110,16,3,565.04229293092385,1,5.9392457641219719E-2,5.9392457641219719E-2,1264387435413564.5,0,false,0,8.617254808001294E-15,8.617254808001294E-15,399000376031.58649,0,false,0,2.7953269645748786E-11,2.7953269645748786E-11,126273832.21483189,0,false,0,8.0596842289517661E-8,8.0596842289517661E-8,43766.77701581423,0,false,0,2.5478579310177658E-4,2.5478579310177658E-4,13.844822278826982,0,true,5.9392457641219719E-2,0.80570342165403042,0,4.3781172201336075E-3,4.3781172201336075E-3,false,0,2547.8579310177697,0]
[null,6,11,883.00164556686025,null,111,11,7,567.36374318282299,1,0.99767282343718733,0.99767282343718733,2.2276136957972568E+16,0,false,0,1.3801392859550568E-13,1.3801392859550568E-13,7029638838395.29,0,false,0,4.476994874652076E-10,4.476994874652076E-10,2224708267.2927651,0,false,0,1.290838797808367E-6,1.290838797808367E-6,771088.58543380781,0,false,0,4.080648540605694E-3,4.080648540605694E-3,243.91982125404738,0,true,0.99767282343718733,12.904143718956089,0,7.7134220162393727E-2,7.7134220162393727E-2,false,0,40806.48540605692,0]
[null,6,12,1037.3556410826786,null,112,13,6,574.7407248839545,1,0.16555054862334287,0.16555054862334287,4295492643858933.5,0,false,0,1.9707647344103525E-14,1.9707647344103525E-14,1355520572363.2053,0,false,0,6.392908096224953E-11,6.392908096224953E-11,428989012.5436694,0,false,0,1.8432484361670565E-7,1.8432484361670565E-7,148688.49804360216,0,false,0,5.826946830068449E-4,5.826946830068449E-4,47.034896574074047,0,true,0.16555054862334287,1.8426423787714408,0,1.4873740268452441E-2,1.4873740268452441E-2,false,0,5826.946830068443,0]
[null,6,13,1205.1317231650901,null,113,4,9,575.13468740834139,1,0.42148274488623333,0.42148274488623333,1.102356735387611E+16,0,false,0,4.9776453748865965E-14,4.9776453748865965E-14,3478686513495.2979,0,false,0,1.6146843335295678E-10,1.6146843335295678E-10,1100918955.2701735,0,false,0,4.6555719680051659E-7,4.6555719680051659E-7,381580.83573338616,0,false,0,1.4717370588163393E-3,1.4717370588163393E-3,120.70614324253607,0,true,0.42148274488623333,4.6540412227368302,0,3.8170634022095556E-2,3.8170634022095556E-2,false,0,14717.370588163418,0]
[null,6,14,1386.3298918140945,null,114,17,1,576.40557092854215,1,0.86672176805386825,0.86672176805386825,2.3257742606081088E+16,0,false,0,9.9765035571759018E-14,9.9765035571759018E-14,7339402295180.9512,0,false,0,3.2362498297783658E-10,3.2362498297783658E-10,2322740803.3957782,0,false,0,9.3309841906023769E-7,9.3309841906023769E-7,805066.86955379788,0,false,0,2.9497460941245277E-3,2.9497460941245277E-3,254.66823219622853,0,true,0.86672176805386825,9.3279161766189347,0,8.0533166142870705E-2,8.0533166142870705E-2,false,0,29497.460941245321,0]
[null,6,15,1580.9501470296918,null,115,9,8,589.17893877894869,1,0.20177371242995723,0.20177371242995723,6985990201028155,0,false,0,1.8000630218176389E-14,1.8000630218176389E-14,2204555849806.8252,0,false,0,5.8391736288787776E-11,5.8391736288787776E-11,697687852.46632111,0,false,0,1.6835918017176478E-7,1.6835918017176478E-7,241820.08362259134,0,false,0,5.3222342250009932E-4,5.3222342250009932E-4,76.495376390090158,0,true,0.20177371242995723,1.6830382391904215,0,2.4189961986455372E-2,2.4189961986455372E-2,false,0,5322.2342250009924,0]
[null,6,16,1788.9924888118819,null,116,5,9,592.8760394803387,1,0.53112525937694122,0.53112525937694122,1.9776369122656472E+16,0,false,0,4.4058921913557842E-14,4.4058921913557842E-14,6240791782226.5254,0,false,0,1.4292149321233024E-10,1.4292149321233024E-10,1975057523.0891299,0,false,0,4.1208134841458439E-7,4.1208134841458439E-7,684559.11007264408,0,false,0,1.3026871797422014E-3,1.3026871797422014E-3,216.5477986849063,0,true,0.53112525937694122,4.1194585666865171,0,6.8478426613991852E-2,6.8478426613991852E-2,false,0,13026.871797422047,0]
[null,6,17,2010.4569171606649,null,117,17,2,596.53870077843146,1,0.76684285640292493,0.76684285640292493,3.0672864279789244E+16,0,false,0,5.9216799693101548E-14,5.9216799693101548E-14,9679378360477.5215,0,false,0,1.9209170510341611E-10,1.9209170510341611E-10,3063285832.4375482,0,false,0,5.5385237782725911E-7,5.5385237782725911E-7,1061741.341118884,0,false,0,1.7508591321620021E-3,1.7508591321620021E-3,335.86252349728528,0,true,0.76684285640292493,5.5367027197376952,0,0.10620905549432409,0.10620905549432409,false,0,17508.591321620032,0]
[null,6,18,2245.3434320760412,null,118,15,5,611.30988388234323,1,0.4205902284074069,0.4205902284074069,2.2357111036776084E+16,0,false,0,2.4439323857536239E-14,2.4439323857536239E-14,7055191676857.9072,0,false,0,7.9278032850457486E-11,7.9278032850457486E-11,2232795113.8986163,0,false,0,2.2858002629554011E-7,2.2858002629554011E-7,773891.50355192774,0,false,0,7.2259584411172911E-4,7.2259584411172911E-4,244.80647331877316,0,true,0.4205902284074069,2.2850486951650359,0,7.7414604164056239E-2,7.7414604164056239E-2,false,0,7225.9584411173155,0]
[null,6,19,2493.6520335580099,null,119,16,4,612.01959591399907,1,0.29448798072511351,0.29448798072511351,1.5866565012357984E+16,0,false,0,1.6882577263147744E-14,1.6882577263147744E-14,5006982218381.2637,0,false,0,5.4764915865522089E-11,5.4764915865522089E-11,1584587059.37778,0,false,0,1.5790207524733975E-7,1.5790207524733975E-7,549221.22242985363,0,false,0,4.9916602600623547E-4,4.9916602600623547E-4,173.73612440216766,0,true,0.29448798072511351,1.5785015727545471,0,5.4940186496120869E-2,5.4940186496120869E-2,false,0,4991.6602600623582,0]
[null,6,20,2755.3827216065711,null,120,12,7,612.70275403348262,1,0.52410574988944092,0.52410574988944092,2.8606681409238148E+16,0,false,0,2.9659025853322064E-14,2.9659025853322064E-14,9027356899958.7383,0,false,0,9.6210076826130741E-11,9.6210076826130741E-11,2856937033.1584802,0,false,0,2.7739969194613779E-7,2.7739969194613779E-7,990220.41134965874,0,false,0,8.7692642181686593E-4,8.7692642181686593E-4,313.23818080205797,0,true,0.52410574988944092,2.7730848333228697,0,9.9054610146213126E-2,9.9054610146213126E-2,false,0,8769.2642181686733,0]
[null,7,1,103.30284900861494,null,121,6,9,614.559914235002,1,0.15145848332556863,0.15145848332556863,8562967959466701,0,false,0,8.2746455852279994E-15,8.2746455852279994E-15,2702199768899.2241,0,false,0,2.6841889258295443E-11,2.6841889258295443E-11,855179946.5019201,0,false,0,7.7392431823536436E-8,7.7392431823536436E-8,296407.17613818642,0,false,0,2.4465588926427938E-4,2.4465588926427938E-4,93.763008281815459,0,true,0.15145848332556863,0.77366985304906022,0,2.9650466643976726E-2,2.9650466643976726E-2,false,0,2446.5588926427995,0]
[null,7,2,123.43597885850431,null,122,10,8,626.63290426427625,1,0.27705826783058068,0.27705826783058068,1.9639744705486268E+16,0,false,0,1.207238020238082E-14,1.207238020238082E-14,6197677470664.0781,0,false,0,3.9161253390094826E-11,3.9161253390094826E-11,1961412901.0001936,0,false,0,1.1291249300495849E-7,1.1291249300495849E-7,679829.85523055447,0,false,0,3.5694325316152763E-4,3.5694325316152763E-4,215.05178510418565,0,true,0.27705826783058068,1.1287536754205252,0,6.8005345581429649E-2,6.8005345581429649E-2,false,0,3569.432531615279,0]
[null,7,3,156.99119527498658,null,123,14,6,627.96478109994632,1,0.37929057665962801,0.37929057665962801,2.7558635016093064E+16,0,false,0,1.6124004699191194E-14,1.6124004699191194E-14,8696626861640.5254,0,false,0,5.2304203736358203E-11,5.2304203736358203E-11,2752269088.2748976,0,false,0,1.5080717615655378E-7,1.5080717615655378E-7,953942.28052814864,0,false,0,4.7673736204779455E-4,4.7673736204779455E-4,301.76225526953885,0,true,0.37929057665962801,1.5075759097713464,0,9.5425603852089008E-2,9.5425603852089008E-2,false,0,4767.3736204779498,0]
[null,7,4,203.96849825806177,null,124,17,3,630.09391719491384,1,0.18824802008674818,0.18824802008674818,1.4226805154721272E+16,0,false,0,7.6937835481273865E-15,7.6937835481273865E-15,4489526269774.416,0,false,0,2.4957647291239284E-11,2.4957647291239284E-11,1420824943.9561825,0,false,0,7.1959652238940608E-8,7.1959652238940608E-8,492460.92725562147,0,false,0,2.2748158049625046E-4,2.2748158049625046E-4,155.78103945503793,0,true,0.18824802008674818,0.71935992010308791,0,4.9262290094647554E-2,4.9262290094647554E-2,false,0,2274.8158049625035,0]
[null,7,5,264.36788780772986,null,125,7,9,640.18631167233139,1,0.36774231358851167,0.36774231358851167,3.34316558175803E+16,0,false,0,1.2494412335926556E-14,1.2494412335926556E-14,10549965041538.139,0,false,0,4.0530271516055239E-11,4.0530271516055239E-11,3338805162.9857802,0,false,0,1.1685974280392047E-7,1.1685974280392047E-7,1157236.9231578896,0,false,0,3.694214488579142E-4,3.694214488579142E-4,366.07081051063875,0,true,0.36774231358851167,1.1682131949104191,0,0.11576175461175225,0.11576175461175225,false,0,3694.2144885791445,0]
[null,7,6,338.18936392399087,null,126,18,1,645.39971787519823,1,0.66150787923888377,0.66150787923888377,6.6085048830022568E+16,0,false,0,2.045282681266992E-14,2.045282681266992E-14,20854335146584.359,0,false,0,6.6346347607303921E-11,6.6346347607303921E-11,6599885552.5970917,0,false,0,1.9129447761774349E-7,1.9129447761774349E-7,2287534.2756603276,0,false,0,6.0472735421503686E-4,6.0472735421503686E-4,723.61977880617042,0,true,0.66150787923888377,1.9123158027269413,0,0.22882866609747354,0.22882866609747354,false,0,6047.273542150373,0]
[null,7,7,425.43292660684477,null,127,13,7,661.98428756680835,1,0.43230375700117896,0.43230375700117896,5.8005783789304576E+16,0,false,0,9.9516073797639118E-15,9.9516073797639118E-15,18304776602251.844,0,false,0,3.2281738290582919E-11,3.2281738290582919E-11,5793012809.6414347,0,false,0,9.3076988946561016E-8,9.3076988946561016E-8,2007870.478326635,0,false,0,2.9423850581003632E-4,2.9423850581003632E-4,635.15323326849204,0,true,0.43230375700117896,0.93046385368440199,0,0.20085308803486662,0.20085308803486662,false,0,2942.3850581003653,0]
[null,7,8,526.09857585629163,null,128,18,2,665.53284772508766,1,0.58527731775747782,0.58527731775747782,8.35678304199356E+16,0,false,0,1.2661080586389031E-14,1.2661080586389031E-14,26371343804750.723,0,false,0,4.1070921949443486E-11,4.1070921949443486E-11,8345883470.0875921,0,false,0,1.1841858433715716E-7,1.1841858433715716E-7,2892700.8425138141,0,false,0,3.7434931780517427E-4,3.7434931780517427E-4,915.05319333762907,0,true,0.58527731775747782,1.1837964847945759,0,0.28936522711573198,0.28936522711573198,false,0,3743.4931780517477,0]
[null,7,9,{"$f":"3.1416/2*SQRT($H$2/$I$2)*(B138^2/$C$2^2+C138^2/$D$2^2)","v":640.18631167233139},null,129,11,8,668.02939243226979,1,{"$f":"ABS(SIN(G138*3.1416*$J$2/$C$2)*SIN(H138*3.1416*$K$2/$D$2))*(1/F138^$M$2)+(1-1/F138^$M$2)","v":0.50064502659660381},{"$f":"$J138*$K138","v":0.50064502659660381},{"$f":"10^(LOG10($I138/22.27)/LOG10(2)*70/20)*$L138","v":7.4664355008228464E+16},{"$f":"IF($I138<22.27,M138,0)","v":0},{"$f":"AND($I138>22.27,$I138<44.45)","v":false},{"$f":"IF($O138=TRUE,$L138,0)","v":0},{"$f":"10^(LOG10(44.45/$I138)/LOG10(2)*70/20)*$L138","v":1.0368907685556033E-14},{"$f":"IF($I138>44.45,Q138,0)","v":1.0368907685556033E-14},{"$f":"10^(LOG10($I138/44.548)/LOG10(2)*70/20)*$L138","v":23561690736585.621},{"$f":"IF($I138<44.528,S138,0)","v":0},{"$f":"AND($I138>44.548,$I138<89.095)","v":false},{"$f":"IF($U138=TRUE,$L138,0)","v":0},{"$f":"10^(LOG10(89.095/$I138)/LOG10(2)*70/20)*$L138","v":3.3635406974051523E-11},{"$f":"IF($I138>89.095,W138,0)","v":3.3635406974051523E-11},{"$f":"10^(LOG10($I138/89.09)/LOG10(2)*70/20)*$L138","v":7456697190.0142517},{"$f":"IF($I138<89.09,Y138,0)","v":0},{"$f":"AND($I138>89.09,$I138<176.78)","v":false},{"$f":"IF($AA138=TRUE,$L138,0)","v":0},{"$f":"10^(LOG10(176.78/$I138)/LOG10(2)*70/20)*$L138","v":9.6979982148301771E-8},{"$f":"IF($I138>176.78,AC138,0)","v":9.6979982148301771E-8},{"$f":"10^(LOG10($I138/176.78)/LOG10(2)*70/20)*$L138","v":2584506.9993169024},{"$f":"IF($I138<176.78,AE138,0)","v":0},{"$f":"AND($I138>176.78,$I138<353.55)","v":false},{"$f":"IF($AG138=TRUE,$L138,0)","v":0},{"$f":"10^(LOG10(353.55/$I138)/LOG10(2)*70/20)*$L138","v":3.0657679587361178E-4},{"$f":"IF($I138>353.55,AI138,0)","v":3.0657679587361178E-4},{"$f":"10^(LOG10($I138/353.55)/LOG10(2)*70/20)*$L138","v":817.56168773857485},{"$f":"IF($I138<353.55,AK138,0)","v":0},{"$f":"AND($I138>353.55,$I138<707.1)","v":true},{"$f":"IF($AM138=TRUE,$L138,0)","v":0.50064502659660381},{"$f":"10^(LOG10(707.1/$I138)/LOG10(2)*70/20)*$L138","v":0.96948095271712376},{"$f":"IF($I138>707.1,AO138,0)","v":0},{"$f":"10^(LOG10($I138/707.1)/LOG10(2)*70/20)*$L138","v":0.25853570609452492},{"$f":"IF($I138<707.1,AQ138,0)","v":0.25853570609452492},{"$f":"AND($I138>707.1,$I138<1414.2)","v":false},{"$f":"IF($AS138=TRUE,$L138,0)","v":0},{"$f":"10^(LOG10(1414.2/$I138)/LOG10(2)*70/20)*$L138","v":3065.7679587361195},{"$f":"IF($I138>1414.2,AU138,0)","v":0}]
[null,7,10,767.69613405496409,null,130,8,9,669.75523179232687,{"$f":"IF(ABS(I139-I138)>0.0001,1,$L$2)","v":1},0.54815347964341687,0.54815347964341687,8.4239128274185168E+16,0,false,0,1.1017346284397325E-14,1.1017346284397325E-14,26583184011931.215,0,false,0,3.5738858642359284E-11,3.5738858642359284E-11,8412925699.5809669,0,false,0,1.0304480263344281E-7,1.0304480263344281E-7,2915937.8208917906,0,false,0,3.2574913629578153E-4,3.2574913629578153E-4,922.40378796386392,0,true,0.54815347964341687,1.0301092165272963,0,0.29168968923328137,0.29168968923328137,false,0,3257.4913629578173,0]
[null,7,11,908.62804300418975,null,131,16,5,672.41898546366713,1,0.20115944337154018,0.20115944337154018,3.2373891769988196E+16,0,false,0,3.8607568724680174E-15,3.8607568724680174E-15,10216168421197.641,0,false,0,1.2523800246984738E-11,1.2523800246984738E-11,3233166720.1101727,0,false,0,3.6109505834683652E-8,3.6109505834683652E-8,1120622.415682035,0,false,0,1.1415073867974194E-4,1.1415073867974194E-4,354.48847835383509,0,true,0.20115944337154018,0.3609763308186662,0,0.11209909958854135,0.11209909958854135,false,0,1141.507386797419,0]
[null,7,12,1062.9820385200082,null,132,1,10,673.0755896709785,1,0.83498070409865333,0.83498070409865333,1.3591243478764909E+17,0,false,0,1.584456057619517E-14,1.584456057619517E-14,42889632614787.273,0,false,0,5.1397722833208564E-11,5.1397722833208564E-11,13573516712.993402,0,false,0,1.4819354636241877E-7,1.4819354636241877E-7,4704609.5685708476,0,false,0,4.684750564653865E-4,4.684750564653865E-4,1488.217497591776,0,true,0.83498070409865333,1.481448205406612,0,0.47061569461061603,0.47061569461061603,false,0,4684.7505646538721,0]
[null,7,13,1230.7581206024195,null,133,17,4,677.07122017798895,1,0.93339763182947821,0.93339763182947821,1.6275568316521834E+17,0,false,0,1.653422107772342E-14,1.653422107772342E-14,51360506254128.687,0,false,0,5.3634893068135313E-11,5.3634893068135313E-11,16254340443.752377,0,false,0,1.5464391366771927E-7,1.5464391366771927E-7,5633788.7372462489,0,false,0,4.8886620211071035E-4,4.8886620211071035E-4,1782.1463937234428,0,true,0.93339763182947821,1.5459306697460595,0,0.56356417280212823,0.56356417280212823,false,0,4888.6620211071113,0]
[null,7,14,1411.9562892514236,null,134,2,10,678.98937369497776,1,0.90071948508086219,0.90071948508086219,1.6230949378200909E+17,0,false,0,1.543909024252772E-14,1.543909024252772E-14,51219703105745.945,0,false,0,5.0082429062408673E-11,5.0082429062408673E-11,16209779700.9506,0,false,0,1.4440119842055075E-7,1.4440119842055075E-7,5618343.8896506578,0,false,0,4.5648654239164807E-4,4.5648654239164807E-4,1777.2606976620852,0,true,0.90071948508086219,1.4435371951726148,0,0.5620191800512081,0.5620191800512081,false,0,4564.8654239164835,0]
[null,7,15,1606.576544467021,null,135,15,6,685.13135999860435,1,0.24360191589219507,0.24360191589219507,4.8742270481666864E+16,0,false,0,3.7604702495941422E-15,3.7604702495941422E-15,15381507049267.012,0,false,0,1.2198483301679644E-11,1.2198483301679644E-11,4867869698.9414129,0,false,0,3.5171529030283252E-8,3.5171529030283252E-8,1687213.9216709558,0,false,0,1.1118557084895048E-4,1.1118557084895048E-4,533.71937539418934,0,true,0.24360191589219507,0.35159964682870498,0,0.16877688576080627,0.16877688576080627,false,0,1111.8557084895056,0]
[null,7,16,1814.6188862492111,null,136,3,10,688.84568040164277,1,0.13665323525101386,0.13665323525101386,2.9116935041046716E+16,0,false,0,1.9809827405886224E-15,1.9809827405886224E-15,9188376683342.2305,0,false,0,6.4260539980588292E-12,6.4260539980588292E-12,2907895845.0584812,0,false,0,1.8528052968009203E-8,1.8528052968009203E-8,1007882.8432114217,0,false,0,5.8571583401846166E-5,5.8571583401846166E-5,318.82536923153049,0,true,0.13665323525101386,0.18521960971234713,0,0.10082143426158016,0.10082143426158016,false,0,585.71583401846249,0]
[null,7,17,2036.0833145979943,null,137,18,3,699.08806414156993,1,0.14367649818939818,0.14367649818939818,3.6344468734666368E+16,0,false,0,1.7543637991258217E-15,1.7543637991258217E-15,11469155960931.297,0,false,0,5.690931210270086E-12,5.690931210270086E-12,3629706542.7871246,0,false,0,1.6408495000669433E-8,1.6408495000669433E-8,1258063.9559646356,0,false,0,5.1871156407523704E-5,5.1871156407523704E-5,397.96560481103973,0,true,0.14367649818939818,0.16403099911461194,0,0.12584777416093468,0.12584777416093468,false,0,518.71156407523688,0]
[null,7,18,2270.9698295133703,null,138,4,10,702.6445097909741,1,0.75330741784896527,0.75330741784896527,2.0213778972726682E+17,0,false,0,8.6712855616235102E-15,8.6712855616235102E-15,63788243897720.062,0,false,0,2.8128538482381561E-11,2.8128538482381561E-11,20187414576.726685,0,false,0,8.1102189784225035E-8,8.1102189784225035E-8,6997000.5408738423,0,false,0,2.5638331675870184E-4,2.5638331675870184E-4,2213.3736038697029,0,true,0.75330741784896527,0.81075523502591618,0,0.69993019011235291,0.69993019011235291,false,0,2563.8331675870177,0]
[null,7,19,2519.2784309953395,null,139,9,9,703.26667459498844,1,0.22356778196953669,0.22356778196953669,6.0611298436153752E+16,0,false,0,2.5471314715380596E-15,2.5471314715380596E-15,19126993981775.832,0,false,0,8.2625678865808622E-12,8.2625678865808622E-12,6053224442.6698284,0,false,0,2.3823219583991433E-8,2.3823219583991433E-8,2098060.3800657252,0,false,0,7.531086483687755E-5,7.531086483687755E-5,663.68316501264474,0,true,0.22356778196953669,0.23815386544161837,0,0.20987504461493264,0.20987504461493264,false,0,753.10864836877795,0]
[null,7,20,2781.0091190439011,null,140,12,8,713.36840328292953,1,0.2630029914905786,0.2630029914905786,8.4162606369365776E+16,0,false,0,2.5385674875645223E-15,2.5385674875645223E-15,26559036137678.562,0,false,0,8.2347874206915252E-12,8.2347874206915252E-12,8405283489.6861715,0,false,0,2.3743120981703054E-8,2.3743120981703054E-8,2913289.014797071,0,false,0,7.505765409895467E-5,7.505765409895467E-5,921.56588642911902,0,false,0,0.23735314278177011,0.23735314278177011,0.29142472150280685,0,true,0.2630029914905786,750.57654098954799,0]
[null,8,1,132.8717691286104,null,141,14,7,715.20834378280017,1,0.99044517006197963,0.99044517006197963,3.2658467616694944E+17,0,false,0,9.2779405863138653E-15,9.2779405863138653E-15,103059714884104.31,0,false,0,3.0096449593860973E-11,3.0096449593860973E-11,32615871881.66832,0,false,0,8.6776210158289497E-8,8.6776210158289497E-8,11304730.099524785,0,false,0,2.7432024505532926E-4,2.7432024505532926E-4,3576.0453432857053,0,false,0,0.86747678267038497,0.86747678267038497,1.1308448300821523,0,true,0.99044517006197963,2743.2024505532972,0]
[null,8,2,153.00489897849977,null,142,19,1,718.33638750452042,1,0.15313277918235663,0.15313277918235663,5.3121414925092008E+16,0,false,0,1.3634939274471969E-15,1.3634939274471969E-15,16763425463421.254,0,false,0,4.4229994660112582E-12,4.4229994660112582E-12,5305212980.917861,0,false,0,1.2752704600441827E-8,1.2752704600441827E-8,1838798.0271494628,0,false,0,4.0314333211027368E-5,4.0314333211027368E-5,581.67024460913319,0,false,0,0.12748511529781628,0.12748511529781628,0.18394028201121354,0,true,0.15313277918235663,403.1433321102744,0]
[null,8,3,186.56011539498206,null,143,5,10,720.3858618629713,1,0.94926922288028825,0.94926922288028825,3.4039001763383725E+17,0,false,0,8.1768964646592664E-15,8.1768964646592664E-15,107416240646899.41,0,false,0,2.6524803645095706E-11,2.6524803645095706E-11,33994605427.441406,0,false,0,7.6478188177508683E-8,7.6478188177508683E-8,11782602.059246385,0,false,0,2.4176574759340972E-4,2.4176574759340972E-4,3727.2114287388399,0,false,0,0.76453042260854687,0.76453042260854687,1.1786477435825109,0,true,0.94926922288028825,2417.6574759340988,0]
[null,8,4,233.53741837805725,null,144,17,5,737.47060972765712,1,0.63758713547768087,0.63758713547768087,3.002492056936073E+17,0,false,0,4.1819971992842896E-15,4.1819971992842896E-15,94749079767428.062,0,false,0,1.3565862675989932E-11,1.3565862675989932E-11,29985759712.955231,0,false,0,3.9114053864689729E-8,3.9114053864689729E-8,10393127.665389311,0,false,0,1.2364882980827032E-4,1.2364882980827032E-4,3287.676526797542,0,false,0,0.39101193220865621,0.39101193220865621,1.0396546034551823,0,true,0.63758713547768087,1236.4882980827076,0]
[null,8,5,293.93680792772534,null,145,19,2,738.46951735440985,1,0.13548612960395651,0.13548612960395651,6.4814475636111552E+16,0,false,0,8.7479073466898837E-16,8.7479073466898837E-16,20453382742323.469,0,false,0,2.8377089728273518E-12,2.8377089728273518E-12,6472993951.32761,0,false,0,8.1818830299624645E-9,8.1818830299624645E-9,2243553.3785850652,0,false,0,2.5864878792231203E-5,2.5864878792231203E-5,709.70722354878012,0,false,0,8.1791928387635604E-2,8.1791928387635604E-2,0.22442912982884328,0,true,0.13548612960395651,258.64878792231195,0]
[null,8,6,367.75828404398635,null,146,10,9,740.720640080316,1,0.30698400534562587,0.30698400534562587,1.521465156117216E+17,0,false,0,1.9131807342550001E-15,1.9131807342550001E-15,48012591109873.102,0,false,0,6.206112983455625E-12,6.206112983455625E-12,15194807419.247936,0,false,0,1.7893903493131078E-8,1.7893903493131078E-8,5266552.3525495036,0,false,0,5.6566886042593876E-5,5.6566886042593876E-5,1665.9778561450767,0,false,0,0.17888020003778485,0.17888020003778485,0.52682845568227887,0,true,0.30698400534562587,565.66886042593762,0]
[null,8,7,455.00184672684026,null,147,6,10,742.06973661763459,1,0.27069862377426895,0.27069862377426895,1.3703156804674902E+17,0,false,0,1.6517259103646609E-15,1.6517259103646609E-15,43242795402318.367,0,false,0,5.3579870599187132E-12,5.3579870599187132E-12,13685284072.765844,0,false,0,1.5448526899722499E-8,1.5448526899722499E-8,4743348.3715913063,0,false,0,4.8836468856445873E-5,4.8836468856445873E-5,1500.4718119297663,0,false,0,0.15443447446624811,0.15443447446624811,0.47449084905778682,0,true,0.27069862377426895,488.36468856445993,0]
[null,8,8,555.66749597628711,null,148,18,4,746.06536712464515,1,0.71239688522480837,0.71239688522480837,3.8385926450378016E+17,0,false,0,4.0837440086666425E-15,4.0837440086666425E-15,121133749506234.12,0,false,0,1.3247141924186324E-11,1.3247141924186324E-11,38335860514.308853,0,false,0,3.8195095671496241E-8,3.8195095671496241E-8,13287290.243829565,0,false,0,1.2074378433218143E-4,1.2074378433218143E-4,4203.192113656024,0,false,0,0.38182537179784581,0.38182537179784581,1.3291660522410376,0,true,0.71239688522480837,1207.4378433218151,0]
[null,8,9,669.75523179232687,null,149,16,6,746.24046157992825,1,0.1165096630767367,0.1165096630767367,6.2950165479104832E+16,0,false,0,6.6606027123857174E-16,6.6606027123857174E-16,19865065876107.773,0,false,0,2.1606141140174701E-12,2.1606141140174701E-12,6286806093.5802717,0,false,0,6.2296352878510839E-9,6.2296352878510839E-9,2179020.2737433822,0,false,0,1.9693359224277924E-5,1.9693359224277924E-5,689.29335191936752,0,false,0,6.2275869928604947E-2,6.2275869928604947E-2,0.21797369680771966,0,true,0.1165096630767367,196.93359224277921,0]
[null,8,10,797.26505417495957,null,150,13,8,762.64993681625526,1,0.21693557330349922,0.21693557330349922,1.5093749880806896E+17,0,false,0,9.6305460450969405E-16,9.6305460450969405E-16,47631063940451.25,0,false,0,3.1240256489158347E-12,3.1240256489158347E-12,15074063428.337,0,false,0,9.0074115023024122E-9,9.0074115023024122E-9,5224702.230212138,0,false,0,2.8474570693034E-5,2.8474570693034E-5,1652.7393326435949,0,false,0,9.0044498785466776E-2,9.0044498785466776E-2,0.52264206697004301,0,true,0.21693557330349922,284.74570693034093,0]
[null,8,11,938.19696312418512,null,151,7,10,767.69613405496409,1,0.65725825326002429,0.65725825326002429,4.9374506465238336E+17,0,false,0,2.702438642358777E-15,2.702438642358777E-15,155810205750426,0,false,0,8.7663644343908877E-12,8.7663644343908877E-12,49310108361.2267,0,false,0,2.5275801390142188E-8,2.5275801390142188E-8,17090987.732119858,0,false,0,7.9902821506791706E-5,7.9902821506791706E-5,5406.4224933746473,0,false,0,0.25267490743534926,0.25267490743534926,1.7096609072230475,0,true,0.65725825326002429,799.02821506791827,0]
[null,8,12,1092.5509586400035,null,152,19,3,772.024733770892,1,3.3259742115613049E-2,3.3259742115613049E-2,2.6673284449533488E+16,0,false,0,1.2809959949315344E-16,1.2809959949315344E-16,8417238440747.6621,0,false,0,4.1553867512652436E-13,4.1553867512652436E-13,2663849505.9840698,0,false,0,1.1981104711112484E-9,1.1981104711112484E-9,923295.86650809692,0,false,0,3.7875122391156418E-6,3.7875122391156418E-6,292.06782071161808,0,false,0,1.1977165341369717E-2,1.1977165341369717E-2,9.2359954469041175E-2,0,true,3.3259742115613049E-2,37.875122391156481,0]
[null,8,13,1260.3270407224149,null,153,15,7,772.3749226814582,1,0.63612005111792336,0.63612005111792336,5.1284555714772666E+17,0,false,0,2.4371265790717328E-15,2.4371265790717328E-15,161837712410626.47,0,false,0,7.9057261208474587E-12,7.9057261208474587E-12,51217666374.715088,0,false,0,2.2794348189710645E-8,2.2794348189710645E-8,17752151.369563073,0,false,0,7.2058357582934448E-5,7.2058357582934448E-5,5615.569560665399,0,false,0,0.22786853441293842,0.22786853441293842,1.7757990170813744,0,true,0.63612005111792336,720.58357582934559,0]
[null,8,14,1441.5252093714191,null,154,11,9,782.11712824830954,1,0.55472091385113709,0.55472091385113709,5.1738495298112384E+17,0,false,0,1.8370534763919789E-15,1.8370534763919789E-15,163270201055919.94,0,false,0,5.9591659204001185E-12,5.9591659204001185E-12,51671013894.445541,0,false,0,1.718188827104181E-8,1.718188827104181E-8,17909282.577658303,0,false,0,5.4316036531530974E-5,5.4316036531530974E-5,5665.2751546996442,0,false,0,0.17176238891255025,0.17176238891255025,1.7915173060413616,0,true,0.55472091385113709,543.16036531531097,0]
[null,8,15,1636.1454645870167,null,155,20,1,795.21557981650847,1,0.82669693970109692,0.82669693970109692,9.3529860568597248E+17,0,false,0,2.2569861093994855E-15,2.2569861093994855E-15,295150430096183.69,0,false,0,7.3213735358241082E-12,7.3213735358241082E-12,93407871588.44783,0,false,0,2.1109501524778126E-8,2.1109501524778126E-8,32375365.629025426,0,false,0,6.6732156436769406E-5,6.6732156436769406E-5,10241.356890043351,0,false,0,0.21102560751485738,0.21102560751485738,3.2386014103195588,0,true,0.82669693970109692,667.32156436769446,0]
[null,8,16,1844.1878063692066,null,156,8,10,797.26505417495957,1,0.97970340979573267,0.97970340979573267,1.1420773473992434E+18,0,false,0,2.5958538343462775E-15,2.5958538343462775E-15,360403210524157.94,0,false,0,8.4206169840837049E-12,8.4206169840837049E-12,114058776054.41539,0,false,0,2.4278917910050123E-8,2.4278917910050123E-8,39533012.744693771,0,false,0,7.6751435659775925E-5,7.6751435659775925E-5,12505.548110136649,0,false,0,0.24270935037276034,0.24270935037276034,3.9546015416845983,0,true,0.97970340979573267,767.5143565977603,0]
[null,8,17,2065.6522347179898,null,157,18,5,806.46475667431321,1,0.4866255000919994,0.4866255000919994,6.4822824140340096E+17,0,false,0,1.1283615826085774E-15,1.1283615826085774E-15,204560172641744.25,0,false,0,3.6602602893063433E-12,3.6602602893063433E-12,64738277128.731064,0,false,0,1.0553521109137012E-8,1.0553521109137012E-8,22438423.62098166,0,false,0,3.3362190991910814E-5,3.3362190991910814E-5,7097.9863821655308,0,false,0,0.10550051126799052,0.10550051126799052,2.2445803768501396,0,true,0.4866255000919994,333.62190991910956,0]
[null,8,18,2300.5387496333656,null,158,17,6,811.29208584391813,1,0.36928448941550435,0.36928448941550435,5.2726494452517978E+17,0,false,0,7.9887668961264492E-16,7.9887668961264492E-16,166388011491912.41,0,false,0,2.5914535447774529E-12,2.5914535447774529E-12,52657724422.860985,0,false,0,7.4718619787937523E-9,7.4718619787937523E-9,18251278.531363517,0,false,0,2.3620333329877542E-5,2.3620333329877542E-5,5773.4593419294688,0,false,0,7.4694052414802273E-2,7.4694052414802273E-2,1.8257281498874025,0,true,0.36928448941550435,236.20333329877536,0]
[null,8,19,2548.8473511153347,null,159,1,11,814.00749862020416,1,0.27157982157281113,0.27157982157281113,4.0312308928357248E+17,0,false,0,5.651241112402444E-16,5.651241112402444E-16,127212798629677.58,0,false,0,1.8331901535677983E-12,1.8331901535677983E-12,40259730453.164597,0,false,0,5.285583388498926E-9,5.285583388498926E-9,13954107.629066484,0,false,0,1.6708986573031288E-5,1.6708986573031288E-5,4414.1276410242181,0,false,0,5.2838454963950336E-2,5.2838454963950336E-2,1.3958697228342616,0,true,0.27157982157281113,167.08986573031328,0]
[null,8,20,2810.5780391638964,null,160,20,2,815.34870966639789,1,0.73143039206619409,0.73143039206619409,1.1066902909533745E+18,0,false,0,1.4931602412713033E-15,1.4931602412713033E-15,349236183366904.94,0,false,0,4.8436203615347232E-12,4.8436203615347232E-12,110524685867.28784,0,false,0,1.3965468488523696E-8,1.3965468488523696E-8,38308089.619602934,0,false,0,4.4148168387350658E-5,4.4148168387350658E-5,12118.066003195549,0,false,0,0.13960876662867081,0.13960876662867081,3.8320689406351214,0,true,0.73143039206619409,441.48168387350682,0]
[null,9,1,166.38321193127192,null,161,14,8,815.87399303224709,1,0.49701809737566394,0.49701809737566394,7.5766516235584563E+17,0,false,0,1.0070559495125433E-15,1.0070559495125433E-15,239094976918316.37,0,false,0,3.2667603700126736E-12,3.2667603700126736E-12,75667695602.378357,0,false,0,9.4189543361558331E-9,9.4189543361558331E-9,26226583.153788205,0,false,0,2.9775555500131515E-5,2.9775555500131515E-5,8296.3016128392555,0,false,0,9.4158573977169382E-2,9.4158573977169382E-2,2.6235209252300455,0,true,0.49701809737566394,297.75555500131475,0]
[null,9,2,186.51634178116129,null,162,19,4,819.00203675396722,1,0.16491309981197394,0.16491309981197394,2.6283468268446134E+17,0,false,0,3.1960543113600069E-16,3.1960543113600069E-16,82942248782265.719,0,false,0,1.0367590370537736E-12,1.0367590370537736E-12,26249187307.591682,0,false,0,2.9892569155810064E-9,2.9892569155810064E-9,9098023.7756874654,0,false,0,9.4497522779540794E-6,9.4497522779540794E-6,2877.9940139851187,0,false,0,2.9882740522699493E-2,2.9882740522699493E-2,0.91010161765234554,0,true,0.16491309981197394,94.497522779541001,0]
[null,9,3,220.07155819764355,null,163,2,11,819.9212826442033,1,0.29296154491315435,0.29296154491315435,4.7304496837077645E+17,0,false,0,5.6040928250030125E-16,5.6040928250030125E-16,149277915117886.59,0,false,0,1.8178958536964644E-12,1.8178958536964644E-12,47242798601.984016,0,false,0,5.2414857823769896E-9,5.2414857823769896E-9,16374453.802101176,0,false,0,1.6569583548911406E-5,1.6569583548911406E-5,5179.7600431267811,0,false,0,5.2397623895016045E-2,5.2397623895016045E-2,1.6379839469412616,0,true,0.29296154491315435,165.69583548911433,0]
[null,9,4,267.04886118071875,null,164,12,9,827.45613909896929,1,0.29141058441551349,0.29141058441551349,5.2334507853277862E+17,0,false,0,5.0119763440938957E-16,5.0119763440938957E-16,165151026718766.97,0,false,0,1.6258208597300055E-12,1.6258208597300055E-12,52266249083.288437,0,false,0,4.6876815872806519E-9,4.6876815872806519E-9,18115592.351624228,0,false,0,1.4818876733824931E-5,1.4818876733824931E-5,5730.5374917895142,0,false,0,4.6861402844163562E-2,4.6861402844163562E-2,1.8121550691043309,0,true,0.29141058441551349,148.18876733824939,0]
[null,9,5,327.44825073038686,null,165,3,11,829.77758935086842,1,4.44468489686594E-2,4.44468489686594E-2,8.2465117654846416E+16,0,false,0,7.3994286202828398E-17,7.3994286202828398E-17,26023362801774.945,0,false,0,2.4002797649105569E-13,2.4002797649105569E-13,8235756018.0266008,0,false,0,6.9206562278713327E-10,6.9206562278713327E-10,2854530.4349706932,0,false,0,2.1877840815015039E-6,2.1877840815015039E-6,902.97868055013612,0,false,0,6.9183807262042062E-3,6.9183807262042062E-3,0.28554693091120137,0,true,4.44468489686594E-2,21.877840815015087,0]
[null,9,6,401.26972684664793,null,166,9,10,830.77649697762104,1,0.39957808615664869,0.39957808615664869,7.5180627999898406E+17,0,false,0,6.5596986568394281E-16,6.5596986568394281E-16,237246100380923.56,0,false,0,2.1278821322450686E-12,2.1278821322450686E-12,75082571528.083481,0,false,0,6.1352601250824292E-9,6.1352601250824292E-9,26023777.913485784,0,false,0,1.9395016882170493E-5,1.9395016882170493E-5,8232.1478711052478,0,false,0,6.1332428605076234E-2,6.1332428605076234E-2,2.6032337307998854,0,true,0.39957808615664869,193.95016882170472,0]
[null,9,7,488.51328952950183,null,167,16,7,833.4840242627821,1,0.3042428158278716,0.3042428158278716,5.9450310080276019E+17,0,false,0,4.8092023750197688E-16,4.8092023750197688E-16,187606230597076.87,0,false,0,1.5600435842407653E-12,1.5600435842407653E-12,59372770322.895767,0,false,0,4.4980278986057323E-9,4.4980278986057323E-9,20578727.62673714,0,false,0,1.4219336303814846E-5,1.4219336303814846E-5,6509.7054465220481,0,false,0,4.4965489535974901E-2,4.4965489535974901E-2,2.0585496107813119,0,true,0.3042428158278716,142.19336303814856,0]
[null,9,8,589.17893877894869,null,168,4,11,843.57641874019976,1,0.24501535559404436,0.24501535559404436,5.5068324830807584E+17,0,false,0,3.3672181551605604E-16,3.3672181551605604E-16,173778081777087.94,0,false,0,1.0922823932265318E-12,1.0922823932265318E-12,54996500402.290245,0,false,0,3.1493457795154404E-9,3.1493457795154404E-9,19061903.226806879,0,false,0,9.9558312632544826E-6,9.9558312632544826E-6,6029.8856910569866,0,false,0,3.1483102792195607E-2,3.1483102792195607E-2,1.9068172814198463,0,true,0.24501535559404436,99.558312632545054,0]
[null,9,9,703.26667459498844,null,169,20,3,848.90392608288005,1,0.17955480968239976,0.17955480968239976,4.3420460719445773E+17,0,false,0,2.2934336051629791E-16,2.2934336051629791E-16,137021135051510.25,0,false,0,7.4396045385842027E-13,7.4396045385842027E-13,43363828348.899734,0,false,0,2.1450393506429944E-9,2.1450393506429944E-9,15029994.517545143,0,false,0,6.7809797091662767E-6,6.7809797091662767E-6,4754.4648506324493,0,false,0,2.1443340648351579E-2,2.1443340648351579E-2,1.5034937983210761,0,true,0.17955480968239976,67.809797091662688,0]
[null,9,10,830.77649697762104,null,170,5,11,861.31777081219695,1,0.30875248363096341,0.30875248363096341,8.8391993668737792E+17,0,false,0,3.3311524097446843E-16,3.3311524097446843E-16,278936959702323.37,0,false,0,1.0805831278682746E-12,1.0805831278682746E-12,88276705897.585785,0,false,0,3.1156136309356029E-9,3.1156136309356029E-9,30596892.760307316,0,false,0,9.849195916449371E-6,9.849195916449371E-6,9678.7694099046876,0,false,0,3.1145892217209471E-2,3.1145892217209471E-2,3.0606956282862696,0,true,0.30875248363096341,98.491959164493679,0]
[null,9,11,971.70840592684658,null,171,10,10,868.23046246294859,1,0.54866618193412942,0.54866618193412942,1.7237497497244332E+18,0,false,0,5.3942203371790305E-16,5.3942203371790305E-16,543960481622026.94,0,false,0,1.7498159097458615E-12,1.7498159097458615E-12,172150150009.88708,0,false,0,5.0451928772820413E-9,5.0451928772820413E-9,59667605.683362752,0,false,0,1.5949054976275738E-5,1.5949054976275738E-5,18874.75964224623,0,false,0,5.0435340252274058E-2,5.0435340252274058E-2,5.9687230757722975,0,true,0.54866618193412942,159.4905497627575,0]
[null,9,12,1126.0624014426651,null,172,15,8,873.040571930905,1,0.31921320540071457,0.31921320540071457,1.0694098476620805E+18,0,false,0,2.9430933178678954E-16,2.9430933178678954E-16,337471663667306.62,0,false,0,9.5470173436875217E-13,9.5470173436875217E-13,106801503945.98166,0,false,0,2.7526635021083996E-9,2.7526635021083996E-9,37017626.899964511,0,false,0,8.701824210527631E-6,8.701824210527631E-6,11709.851639949469,0,false,0,2.7517584303663866E-2,2.7517584303663866E-2,3.702980224489822,0,true,0.31921320540071457,87.018242105276371,0]
[null,9,13,1293.8384835250765,null,173,13,9,876.73767263229502,1,0.24036731232067285,0.24036731232067285,8.458174254787977E+17,0,false,0,2.1098943048226371E-16,2.1098943048226371E-16,266913021568998.25,0,false,0,6.8442265826901625E-13,6.8442265826901625E-13,84471424405.096832,0,false,0,1.9733757713123117E-9,1.9733757713123117E-9,29277974.155850742,0,false,0,6.238310294782187E-6,6.238310294782187E-6,9261.5535460922711,0,false,0,1.9727269282388171E-2,1.9727269282388171E-2,2.9287603877260775,0,true,0.24036731232067285,62.383102947822067,0]
[null,9,14,1475.0366521740807,null,174,19,5,879.40142630363528,1,0.11264917257800636,0.11264917257800636,4.1062693970505926E+17,0,false,0,9.5454209871536118E-17,9.5454209871536118E-17,129580774659808.45,0,false,0,3.096412171638959E-13,3.096412171638959E-13,41009136784.285431,0,false,0,8.9277943733813939E-10,8.9277943733813939E-10,14213853.4466528,0,false,0,2.8222882006971594E-6,2.8222882006971594E-6,4496.2934966651619,0,false,0,8.9248589276214371E-3,8.9248589276214371E-3,1.4218528478064598,0,true,0.11264917257800636,28.222882006971588,0]
[null,9,15,1669.6569073896781,null,175,18,6,880.28623279057422,1,0.28184892595645711,0.28184892595645711,1.0394742377770607E+18,0,false,0,2.3605084060430296E-16,2.3605084060430296E-16,328024939296027.19,0,false,0,7.6571865919422582E-13,7.6571865919422582E-13,103811847394.5195,0,false,0,2.207774145755571E-9,2.207774145755571E-9,35981405.623183407,0,false,0,6.9792993216198034E-6,6.9792993216198034E-6,11382.061923713531,0,false,0,2.2070482328386629E-2,2.2070482328386629E-2,3.5993240148012444,0,true,0.28184892595645711,69.792993216198141,0]
[null,9,16,1877.6992491718681,null,176,6,11,883.00164556686025,1,8.8045488457102736E-2,8.8045488457102736E-2,3.3655529568497536E+17,0,false,0,7.1144986129790661E-17,7.1144986129790661E-17,106206124620183.3,0,false,0,2.3078521240691591E-13,2.3078521240691591E-13,33611633387.069241,0,false,0,6.6541623226325727E-10,6.6541623226325727E-10,11649863.140974402,0,false,0,2.1035390179552921E-6,2.1035390179552921E-6,3685.2218910514971,0,false,0,6.6519744437725653E-3,6.6519744437725653E-3,1.1653694858835604,0,true,8.8045488457102736E-2,21.035390179552991,0]
[null,9,17,2099.1636775206512,null,177,20,4,895.88122906595538,1,0.89029374154327479,0.89029374154327479,4.0271924208995395E+18,0,false,0,6.0792607759097658E-16,6.0792607759097658E-16,1270853573267984.5,0,false,0,1.9720342441080188E-12,1.9720342441080188E-12,402193984067.21442,0,false,0,5.6859084814099439E-9,5.6859084814099439E-9,139401284.56562412,0,false,0,1.7974509432220798E-5,1.7974509432220798E-5,44097.055845667812,0,false,0,5.6840389629997663E-2,5.6840389629997663E-2,13.94471345799526,0,true,0.89029374154327479,179.74509432220808,0]
[null,9,18,2334.0501924360274,null,178,17,7,898.53564852677198,1,0.96431617716834739,0.96431617716834739,4.5146847454665359E+18,0,false,0,6.3620633413635183E-16,6.3620633413635183E-16,1424690613534936,0,false,0,2.0637717700924978E-12,2.0637717700924978E-12,450879633951.30426,0,false,0,5.9504125987279719E-9,5.9504125987279719E-9,156275833.67031771,0,false,0,1.8810669874679233E-5,1.8810669874679233E-5,49435.011923754486,0,false,0,5.9484561117500515E-2,5.9484561117500515E-2,15.632723383664594,0,true,0.96431617716834739,188.1066987467928,0]
[null,9,19,2582.3587939179965,null,179,7,11,908.62804300418975,1,0.21377509476736994,0.21377509476736994,1.1396313778757601E+18,0,false,0,1.2386149858989982E-16,1.2386149858989982E-16,359631340500542.56,0,false,0,4.0179081922878224E-13,4.0179081922878224E-13,113814498124.59721,0,false,0,1.1584716815295048E-9,1.1584716815295048E-9,39448345.498149395,0,false,0,3.6622045948670113E-6,3.6622045948670113E-6,12478.765169715358,0,false,0,1.1580907777313942E-2,1.1580907777313942E-2,3.9461320322678106,0,true,0.21377509476736994,36.622045948670163,0]
[null,9,20,2844.0894819665582,null,180,11,10,909.62695063094213,1,0.99144124951737067,0.99144124951737067,5.353309595212757E+18,0,false,0,5.6715024088525193E-16,5.6715024088525193E-16,1689333887444667.7,0,false,0,1.8397626583348033E-12,1.8397626583348033E-12,534632738895.28607,0,false,0,5.3045336986725129E-9,5.3045336986725129E-9,185304836.78340191,0,false,0,1.6768893011918318E-5,1.6768893011918318E-5,58617.808017854222,0,false,0,5.3027895757342972E-2,5.3027895757342972E-2,18.536578478289911,0,true,0.99144124951737067,167.68893011918331,0]
[null,10,1,203.83717741659947,null,181,14,9,929.96172884828684,1,0.5507022311817209,0.5507022311817209,3.8451158042208445E+18,0,false,0,2.4361877846067538E-16,2.4361877846067538E-16,1213395996194232.7,0,false,0,7.9026807919803554E-13,7.9026807919803554E-13,384010070259.80664,0,false,0,2.2785567682330491E-9,2.2785567682330491E-9,133098701.62405673,0,false,0,7.2030600310154313E-6,7.2030600310154313E-6,42103.348593885385,0,false,0,2.2778075820931869E-2,2.2778075820931869E-2,13.31424786767254,0,true,0.5507022311817209,72.030600310154426,0]
[null,10,2,223.97030726648885,null,182,16,8,934.14967351222901,1,0.15267294953189653,0.15267294953189653,1.1231635637670772E+18,0,false,0,6.41014271790503E-17,6.41014271790503E-17,354434623230388.37,0,false,0,2.07936810334257E-13,2.07936810334257E-13,112169864575.20955,0,false,0,5.9953810488299067E-10,5.9953810488299067E-10,38878312.035426252,0,false,0,1.8952825843800557E-6,1.8952825843800557E-6,12298.445472390269,0,false,0,5.993409776291243E-3,5.993409776291243E-3,3.8891099372138673,0,true,0.15267294953189653,18.952825843800568,0]
[null,10,3,257.52552368297108,null,183,8,11,938.19696312418512,1,0.31865128849152874,0.31865128849152874,2.4650541613127219E+18,0,false,0,1.2723055018624833E-16,1.2723055018624833E-16,777892527048320.62,0,false,0,4.1271959060916735E-13,4.1271959060916735E-13,246183904432.94919,0,false,0,1.1899822874273481E-9,1.1899822874273481E-9,85327861.372483417,0,false,0,3.7618171167318106E-6,3.7618171167318106E-6,26991.913882705219,0,false,0,1.1895910229880064E-2,1.1895910229880064E-2,8.5355926276467233,0,true,0.31865128849152874,37.618171167318231,0]
[null,10,4,304.5028266660463,null,184,19,6,953.2229024198964,1,6.5245344304793187E-2,6.5245344304793187E-2,6.0714169246963712E+17,0,false,0,2.1656861087618247E-17,2.1656861087618247E-17,191594567309663.78,0,false,0,7.0252080407395156E-14,7.0252080407395156E-14,60634981065.327278,0,false,0,2.0255576241566681E-10,2.0255576241566681E-10,21016212.536650855,0,false,0,6.4032695460976746E-7,6.4032695460976746E-7,6648.0958248045526,0,false,0,2.0248916237661199E-3,2.0248916237661199E-3,2.1023124909438087,0,true,6.5245344304793187E-2,6.4032695460976781,0]
[null,10,5,364.90221621571442,null,185,12,10,954.96596148160188,1,0.5208321278707666,0.5208321278707666,4.9506615111111209E+18,0,false,0,1.6924615536640384E-16,1.6924615536640384E-16,1562270985311044.2,0,false,0,5.4901282634355509E-13,5.4901282634355509E-13,494420447006.41876,0,false,0,1.5829525755125211E-9,1.5829525755125211E-9,171367171.46093988,0,false,0,5.0040896881007249E-6,5.0040896881007249E-6,54208.881600870773,0,false,0,1.5824321030159891E-2,1.5824321030159891E-2,17.142353526914619,0,true,0.5208321278707666,50.040896881007335,0]
[null,10,6,438.72369233197543,null,186,20,5,956.28061861562344,1,0.6081436432313394,0.6081436432313394,5.8737867760716626E+18,0,false,0,1.9448256743005004E-16,1.9448256743005004E-16,1853579897063259.7,0,false,0,6.3087651112763894E-13,6.3087651112763894E-13,586612572264.90027,0,false,0,1.8189877361716202E-9,1.8189877361716202E-9,203321156.84357348,0,false,0,5.7502529855709424E-6,5.7502529855709424E-6,64316.942529436332,0,false,0,1.8183896556587524E-2,1.8183896556587524E-2,20.338803053117026,0,true,0.6081436432313394,57.502529855709511,0]
[null,10,7,525.96725501482933,null,187,18,7,967.52979547342807,1,0.73599484031273865,0.73599484031273865,8.1440224938800599E+18,0,false,0,2.054457152924636E-16,2.054457152924636E-16,2569993932599434.5,0,false,0,6.6643955703869761E-13,6.6643955703869761E-13,813340042096.87146,0,false,0,1.9215256231148235E-9,1.9215256231148235E-9,281905376.87906975,0,false,0,6.0743996407706359E-6,6.0743996407706359E-6,89175.628375062384,0,false,0,1.920893828294383E-2,1.920893828294383E-2,28.199809744193701,0,true,0.73599484031273865,60.743996407706391,0]
[null,10,8,626.63290426427625,null,188,1,12,968.36149413602266,1,0.59469708161168677,0.59469708161168677,6.6465868240268749E+18,0,false,0,1.6435368484333333E-16,1.6435368484333333E-16,2097450961497320,0,false,0,5.3314227930597076E-13,5.3314227930597076E-13,663791782416.71802,0,false,0,1.5371934928417968E-9,1.5371934928417968E-9,230071634.13347557,0,false,0,4.8594343413318289E-6,4.8594343413318289E-6,72778.968504496355,0,false,0,1.5366880658648685E-2,1.5366880658648685E-2,23.014730623186715,0,true,0.59469708161168677,48.59434341331837,0]
[null,10,9,740.720640080316,null,189,9,11,971.70840592684658,1,0.12996389594412308,0.12996389594412308,1.5119856611738839E+18,0,false,0,3.4505178960707679E-17,3.4505178960707679E-17,477134484625292.62,0,false,0,1.1193037610630843E-13,1.1193037610630843E-13,151001361088.22781,0,false,0,3.2272556966581949E-10,3.2272556966581949E-10,52337390.76350531,0,false,0,1.020212304672672E-6,1.020212304672672E-6,16555.979742269541,0,false,0,3.2261945796952869E-3,3.2261945796952869E-3,5.2354604881179219,0,true,0.12996389594412308,10.202123046726728,0]
[null,10,10,868.23046246294859,null,190,2,12,974.2752781600218,1,0.64151811712415585,0.64151811712415585,7.6958201387292969E+18,0,false,0,1.6517695500095337E-16,1.6517695500095337E-16,2428555554429453.5,0,false,0,5.3581286213310062E-13,5.3581286213310062E-13,768578264648.4176,0,false,0,1.5448935059589555E-9,1.5448935059589555E-9,266390850.25026706,0,false,0,4.8837759146890082E-6,4.8837759146890082E-6,84267.890621416591,0,false,0,1.5443855472289474E-2,1.5443855472289474E-2,26.647846798161769,0,true,0.64151811712415585,48.837759146890164,0]
[null,10,11,1009.1623714121741,null,191,3,12,984.13158486668692,1,9.7328333214957097E-2,9.7328333214957097E-2,1.3125367030580803E+18,0,false,0,2.2292235818311602E-17,2.2292235818311602E-17,414194750285648.44,0,false,0,7.2313154562551287E-14,7.2313154562551287E-14,131082478974.13896,0,false,0,2.0849839706039083E-10,2.0849839706039083E-10,45433464.141491488,0,false,0,6.5911303652140249E-7,6.5911303652140249E-7,14372.04837640034,0,false,0,2.0842984309173761E-3,2.0842984309173761E-3,4.5448407511549984,0,true,9.7328333214957097E-2,6.5911303652140285,0]
[null,10,12,1163.5163669279925,null,192,15,9,987.12830774694487,1,0.35369220027409404,0.35369220027409404,4.941400215508139E+18,0,false,0,7.8196524124198516E-17,7.8196524124198516E-17,1559348415594965.7,0,false,0,2.5365949747411814E-13,2.5365949747411814E-13,493495525376.92865,0,false,0,7.3136898732234737E-10,7.3136898732234737E-10,171046591.67014068,0,false,0,2.3120313673777992E-6,2.3120313673777992E-6,54107.472026476229,0,false,0,7.3112851426673691E-3,7.3112851426673691E-3,17.110285003751095,0,true,0.35369220027409404,23.120313673778025,0]
[null,10,13,{"$f":"3.1416/2*SQRT($H$2/$I$2)*(B202^2/$C$2^2+C202^2/$D$2^2)","v":1331.2924490104042},null,193,4,12,997.93041425601814,1,{"$f":"ABS(SIN(G202*3.1416*$J$2/$C$2)*SIN(H202*3.1416*$K$2/$D$2))*(1/F202^$M$2)+(1-1/F202^$M$2)","v":0.53652703679519398},{"$f":"$J202*$K202","v":0.53652703679519398},{"$f":"10^(LOG10($I202/22.27)/LOG10(2)*70/20)*$L202","v":8.5069084713052733E+18},{"$f":"IF($I202<22.27,M202,0)","v":0},{"$f":"AND($I202>22.27,$I202<44.45)","v":false},{"$f":"IF($O202=TRUE,$L202,0)","v":0},{"$f":"10^(LOG10(44.45/$I202)/LOG10(2)*70/20)*$L202","v":1.0451965727551057E-16},{"$f":"IF($I202>44.45,Q202,0)","v":1.0451965727551057E-16},{"$f":"10^(LOG10($I202/44.548)/LOG10(2)*70/20)*$L202","v":2684509181164771},{"$f":"IF($I202<44.528,S202,0)","v":0},{"$f":"AND($I202>44.548,$I202<89.095)","v":false},{"$f":"IF($U202=TRUE,$L202,0)","v":0},{"$f":"10^(LOG10(89.095/$I202)/LOG10(2)*70/20)*$L202","v":3.3904836612127911E-13},{"$f":"IF($I202>89.095,W202,0)","v":3.3904836612127911E-13},{"$f":"10^(LOG10($I202/89.09)/LOG10(2)*70/20)*$L202","v":849581309403.93079},{"$f":"IF($I202<89.09,Y202,0)","v":0},{"$f":"AND($I202>89.09,$I202<176.78)","v":false},{"$f":"IF($AA202=TRUE,$L202,0)","v":0},{"$f":"10^(LOG10(176.78/$I202)/LOG10(2)*70/20)*$L202","v":9.7756820719365562E-10},{"$f":"IF($I202>176.78,AC202,0)","v":9.7756820719365562E-10},{"$f":"10^(LOG10($I202/176.78)/LOG10(2)*70/20)*$L202","v":294466676.69216281},{"$f":"IF($I202<176.78,AE202,0)","v":0},{"$f":"AND($I202>176.78,$I202<353.55)","v":false},{"$f":"IF($AG202=TRUE,$L202,0)","v":0},{"$f":"10^(LOG10(353.55/$I202)/LOG10(2)*70/20)*$L202","v":3.0903256741277008E-6},{"$f":"IF($I202>353.55,AI202,0)","v":3.0903256741277008E-6},{"$f":"10^(LOG10($I202/353.55)/LOG10(2)*70/20)*$L202","v":93149.166646808313},{"$f":"IF($I202<353.55,AK202,0)","v":0},{"$f":"AND($I202>353.55,$I202<707.1)","v":false},{"$f":"IF($AM202=TRUE,$L202,0)","v":0},{"$f":"10^(LOG10(707.1/$I202)/LOG10(2)*70/20)*$L202","v":9.7724678419387999E-3},{"$f":"IF($I202>707.1,AO202,0)","v":9.7724678419387999E-3},{"$f":"10^(LOG10($I202/707.1)/LOG10(2)*70/20)*$L202","v":29.456352875050388},{"$f":"IF($I202<707.1,AQ202,0)","v":0},{"$f":"AND($I202>707.1,$I202<1414.2)","v":true},{"$f":"IF($AS202=TRUE,$L202,0)","v":0.53652703679519398},{"$f":"10^(LOG10(1414.2/$I202)/LOG10(2)*70/20)*$L202","v":30.903256741276969},{"$f":"IF($I202>1414.2,AU202,0)","v":0}]
[null,10,14,1512.4906176594084,null,194,17,8,999.20129777621889,{"$f":"IF(ABS(I203-I202)>0.0001,1,$L$2)","v":1},0.48390623341097555,0.48390623341097555,7.7869578289447895E+18,0,false,0,9.2884045702850246E-17,9.2884045702850246E-17,2457315704718957,0,false,0,3.0130393416114437E-13,3.0130393416114437E-13,777680146777.57507,0,false,0,8.6874079385165066E-10,8.6874079385165066E-10,269545581.82516342,0,false,0,2.7462963296534364E-6,2.7462963296534364E-6,85265.83246154926,0,false,0,8.6845515314654953E-3,8.6845515314654953E-3,26.963423716881668,0,true,0.48390623341097555,27.462963296534404,0]
[null,10,15,1707.1108728750057,null,195,13,10,1004.2474950149277,1,0.42960354030259623,0.42960354030259623,7.3301199592994068E+18,0,false,0,7.7769827301288278E-17,7.7769827301288278E-17,2313152233405786,0,false,0,2.5227534769398923E-13,2.5227534769398923E-13,732055944191.19739,0,false,0,7.2737810886884652E-10,7.2737810886884652E-10,253732136.82156742,0,false,0,2.2994152511248305E-6,2.2994152511248305E-6,80263.537327693004,0,false,0,7.2713894800825254E-3,7.2713894800825254E-3,25.38155910174541,0,true,0.42960354030259623,22.994152511248345,0]
[null,10,16,1915.1532146571956,null,196,10,11,1009.1623714121741,1,0.17845521825987154,0.17845521825987154,3.2227348697543086E+18,0,false,0,3.0522523637053277E-17,3.0522523637053277E-17,1016992409815804.6,0,false,0,9.9011152914160094E-14,9.9011152914160094E-14,321853152616.25897,0,false,0,2.8547595245408273E-10,2.8547595245408273E-10,111554982.65410258,0,false,0,9.024574026885643E-7,9.024574026885643E-7,35288.385722476531,0,false,0,2.8538208837756247E-3,2.8538208837756247E-3,11.159167383359209,0,true,0.17845521825987154,9.0245740268856451,0]
[null,10,17,2136.6176430059791,null,197,5,12,1015.6717663280153,1,0.67609662563412021,0.67609662563412021,1.3157392484300458E+19,0,false,0,1.0730852372329255E-16,1.0730852372329255E-16,4152053715334452.5,0,false,0,3.4809509127421944E-13,3.4809509127421944E-13,1314023158102.4949,0,false,0,1.0036523644185022E-9,1.0036523644185022E-9,455443202.64585131,0,false,0,3.1727839007422062E-6,3.1727839007422062E-6,144071.15690637272,0,false,0,1.0033223649859006E-2,1.0033223649859006E-2,45.559300095963437,0,true,0.67609662563412021,31.727839007422169,0]
[null,10,18,2371.5041579213548,null,198,20,6,1030.1020947318843,1,0.35223109483492915,0.35223109483492915,8.0765254309505096E+18,0,false,0,4.7447936928504147E-17,4.7447936928504147E-17,2548694010806802.5,0,false,0,1.5391502336282708E-13,1.5391502336282708E-13,806599139300.27563,0,false,0,4.4377867137441643E-10,4.4377867137441643E-10,279568965.72872388,0,false,0,1.4028899586614357E-6,1.4028899586614357E-6,88436.547287708061,0,false,0,4.4363275759495965E-3,4.4363275759495965E-3,27.966091783034383,0,true,0.35223109483492915,14.02889958661436,0]
[null,10,19,2619.812759403324,null,199,6,12,1037.3556410826786,1,0.1927992835818125,0.1927992835818125,4.7966018602071306E+18,0,false,0,2.3936666736858071E-17,2.3936666736858071E-17,1513654669678411.2,0,false,0,7.7647477604415162E-14,7.7647477604415162E-14,479034575584.05273,0,false,0,2.2387869419109911E-10,2.2387869419109911E-10,166034395.92126229,0,false,0,7.0773381484559793E-7,7.0773381484559793E-7,52521.955246365607,0,false,0,2.2380508320319768E-3,2.2380508320319768E-3,16.608900574394575,0,true,0.1927992835818125,7.0773381484559739,0]
[null,10,20,2881.5434474518852,null,200,19,7,1040.4664651027504,1,0.17037580185838483,0.17037580185838483,4.3889007262905339E+18,0,false,0,2.0428975206491235E-17,2.0428975206491235E-17,1384997186074083.5,0,false,0,6.626897605524379E-14,6.626897605524379E-14,438317637772.06958,0,false,0,1.910713944915775E-10,1.910713944915775E-10,151921819.25571895,0,false,0,6.0402213537999168E-7,6.0402213537999168E-7,48057.698813680203,0,false,0,1.9100857049593469E-3,1.9100857049593469E-3,15.197178735760129,0,true,0.17037580185838483,6.0402213537999172,0]
[null,11,1,245.23366558459313,null,201,16,9,1048.2374093282688,1,0.16916352622218717,0.16916352622218717,4.7514612972768737E+18,0,false,0,1.8602562660219527E-17,1.8602562660219527E-17,1499409746738675.2,0,false,0,6.0344327947715475E-14,6.0344327947715475E-14,474526406877.30347,0,false,0,1.7398903041772151E-10,1.7398903041772151E-10,164471855.12340161,0,false,0,5.5002071851335756E-7,5.5002071851335756E-7,52027.673941576424,0,false,0,1.7393182307845517E-3,1.7393182307845517E-3,16.452595101597172,0,true,0.16916352622218717,5.5002071851335792,0]
[null,11,2,265.36679543448247,null,202,11,11,1050.5588595801678,1,0.32246905386215946,0.32246905386215946,9.2934878025874002E+18,0,false,0,3.456080635914662E-17,3.456080635914662E-17,2932728548243217.5,0,false,0,1.1211082425399634E-13,1.1211082425399634E-13,928136650686.24146,0,false,0,3.2324585051614505E-10,3.2324585051614505E-10,321694123.93914866,0,false,0,1.0218570362194594E-6,1.0218570362194594E-6,101762.07337522633,0,false,0,3.2313956775226788E-3,3.2313956775226788E-3,32.179993128689361,0,true,0.32246905386215946,10.218570362194635,0]
[null,11,3,298.92201185096479,null,203,14,10,1057.4715512309194,1,0.98425874085816234,0.98425874085816234,3.0613745788631032E+19,0,false,0,9.7743661164239202E-17,9.7743661164239202E-17,9660722448893944,0,false,0,3.1706790359149279E-13,3.1706790359149279E-13,3057381694019.0386,0,false,0,9.1419258443414835E-10,9.1419258443414835E-10,1059694954.2697563,0,false,0,2.889980253024246E-6,2.889980253024246E-6,335215.18631205941,0,false,0,9.1389199924663614E-3,9.1389199924663614E-3,106.00434950238034,0,true,0.98425874085816234,28.899802530242571,0]
[null,11,4,345.89931483403996,null,204,7,12,1062.9820385200082,1,0.46811808124460558,0.46811808124460558,1.5467028836509143E+19,0,false,0,4.3761323738784756E-17,4.3761323738784756E-17,4880901335309436,0,false,0,1.4195612289302779E-13,1.4195612289302779E-13,1544685552434.7102,0,false,0,4.0929792449452377E-10,4.0929792449452377E-10,535391275.82618141,0,false,0,1.2938881145323855E-6,1.2938881145323855E-6,169361.27283874693,0,false,0,4.0916334793431527E-3,4.0916334793431527E-3,53.556736959565093,0,true,0.46811808124460558,12.938881145323862,0]
[null,11,5,406.29870438370807,null,205,18,8,1068.195444722875,1,0.36933165637796173,0.36933165637796173,1.2917321656894669E+19,0,false,0,3.2617232293967804E-17,3.2617232293967804E-17,4076295013748025,0,false,0,1.0580611920222219E-13,1.0580611920222219E-13,1290047387282.2214,0,false,0,3.0506767940488053E-10,3.0506767940488053E-10,447133149.82756102,0,false,0,9.6439151260643869E-7,9.6439151260643869E-7,141442.42314433827,0,false,0,3.0496737359713365E-3,3.0496737359713365E-3,44.728021490942446,0,true,0.36933165637796173,9.6439151260644174,0]
[null,11,6,480.12018049996908,null,206,8,12,1092.5509586400035,1,0.69777272192113204,0.69777272192113204,3.1718102476389183E+19,0,false,0,4.7414075881540447E-17,4.7414075881540447E-17,1.0009222221469096E+16,0,false,0,1.5380518246832604E-13,1.5380518246832604E-13,3167673323933.6479,0,false,0,4.4346197034576436E-10,4.4346197034576436E-10,1097922266.2038033,0,false,0,1.4018887913641862E-6,1.4018887913641862E-6,347307.6997665657,0,false,0,4.4331616069714129E-3,4.4331616069714129E-3,109.8283380176277,0,true,0.69777272192113204,14.018887913641862,0]
[null,11,7,567.36374318282299,null,207,12,11,1095.8978704308274,1,0.16940211391977061,0.16940211391977061,7.9791528112235141E+18,0,false,0,1.1108805980512888E-17,1.1108805980512888E-17,2517966315483337,0,false,0,3.6035542169097016E-14,3.6035542169097016E-14,796874577428.38672,0,false,0,1.0390022154212245E-10,1.0390022154212245E-10,276198412.03950453,0,false,0,3.284533189770241E-7,3.284533189770241E-7,87370.33405497222,0,false,0,1.0386605930092015E-3,1.0386605930092015E-3,27.628925554348736,0,true,0.16940211391977061,3.2845331897702401,0]
[null,11,8,668.02939243226979,null,208,17,9,1113.2890335922586,1,0.5361741228926431,0.5361741228926431,3.0328137879907418E+19,0,false,0,2.927874568672822E-17,2.927874568672822E-17,9570593695802430,0,false,0,9.4976496727296537E-14,9.4976496727296537E-14,3028858154370.2822,0,false,0,2.7384294663737129E-10,2.7384294663737129E-10,1049808635.167755,0,false,0,8.6568270371808602E-7,8.6568270371808602E-7,332087.8294379263,0,false,0,2.7375290747618736E-3,2.7375290747618736E-3,105.01539242453602,0,true,0.5361741228926431,8.6568270371808822,0]
[null,11,9,782.11712824830954,null,209,15,10,1114.6381301295773,1,0.63214677548357068,0.63214677548357068,3.6263780657962799E+19,0,false,0,3.4036844300664431E-17,3.4036844300664431E-17,1.1443693375615776E+16,0,false,0,1.1041115852155399E-13,1.1041115852155399E-13,3621648259088.5942,0,false,0,3.1834525417379722E-10,3.1834525417379722E-10,1255270937.8105361,0,false,0,1.0063650852907742E-6,1.0063650852907742E-6,397082.08441950736,0,false,0,3.1824058271884646E-3,3.1824058271884646E-3,125.56838048129011,0,true,0.63214677548357068,10.063650852907761,0]
[null,11,10,909.62695063094213,null,210,20,7,1117.3456574147383,1,0.91978448211743358,0.91978448211743358,5.4273990283429814E+19,0,false,0,4.8146743394651366E-17,4.8146743394651366E-17,1.7127141511604782E+16,0,false,0,1.5618186193423356E-13,1.5618186193423356E-13,5420320188833.2637,0,false,0,4.50314580523895E-10,4.50314580523895E-10,1878694428.5921118,0,false,0,1.4235515224272734E-6,1.4235515224272734E-6,594290.74411127006,0,false,0,4.5016651774704656E-3,4.5016651774704656E-3,187.93123437479062,0,true,0.91978448211743358,14.235515224272774,0]
[null,11,11,1050.5588595801678,null,211,9,12,1126.0624014426651,1,0.28459091395394243,0.28459091395394243,1.8380865717429264E+19,0,false,0,1.3610140600108926E-17,1.3610140600108926E-17,5800415385052864,0,false,0,4.4149550940299813E-14,4.4149550940299813E-14,1835689195066.1079,0,false,0,1.2729510498710314E-10,1.2729510498710314E-10,636253753.14585912,0,false,0,4.0241011137394069E-7,4.0241011137394069E-7,201267.27936485162,0,false,0,1.272532505423686E-3,1.272532505423686E-3,63.646302125833884,0,true,0.28459091395394243,4.0241011137394187,0]
[null,11,12,1204.9128550959863,null,212,1,13,1136.1375762184339,1,0.79774545576655898,0.79774545576655898,5.714614652293011E+19,0,false,0,3.4397607835469363E-17,3.4397607835469363E-17,1.8033502479362328E+16,0,false,0,1.1158142916939169E-13,1.1158142916939169E-13,5707161203638.7773,0,false,0,3.2171946119985208E-10,3.2171946119985208E-10,1978114130.3132639,0,false,0,1.0170317564505986E-6,1.0170317564505986E-6,625740.35487072554,0,false,0,3.2161368031055427E-3,3.2161368031055427E-3,197.87647452735251,0,true,0.79774545576655898,10.170317564506007,0]
[null,11,13,1372.6889371783975,null,213,19,8,1141.1321143521973,1,8.5496763917995058E-2,8.5496763917995058E-2,6.4449757743744778E+18,0,false,0,3.5031971405031275E-18,3.5031971405031275E-18,2033828939978972,0,false,0,1.136392232474944E-14,1.136392232474944E-14,643656973145.91125,0,false,0,3.2765263849463675E-11,3.2765263849463675E-11,223092866.70276678,0,false,0,1.0357879414290983E-7,1.0357879414290983E-7,70571.362612737503,0,false,0,3.2754490678530329E-4,3.2754490678530329E-4,22.316624343790188,0,true,8.5496763917995058E-2,1.0357879414290996,0]
[null,11,14,1553.8871058274019,null,214,2,13,1142.0513602424332,1,0.86055267219535214,0.86055267219535214,6.5480959345196319E+19,0,false,0,3.4932236739478786E-17,3.4932236739478786E-17,2.066370375872692E+16,0,false,0,1.1331569678096527E-13,1.1331569678096527E-13,6539555394203.1953,0,false,0,3.2671982412516162E-10,3.2671982412516162E-10,2266623715.3055849,0,false,0,1.0328390932832918E-6,1.0328390932832918E-6,717005.10412364826,0,false,0,3.2661239912383198E-3,3.2661239912383198E-3,226.73692229969132,0,true,0.86055267219535214,10.32839093283294,0]
[null,11,15,1748.5073610429993,null,215,13,11,1145.1794039641534,1,0.13972975932224926,0.13972975932224926,1.0975841394971427E+19,0,false,0,5.4944789333038956E-18,5.4944789333038956E-18,3463625721987832.5,0,false,0,1.7823385127583891E-14,1.7823385127583891E-14,1096152584173.6069,0,false,0,5.1389643444150084E-11,5.1389643444150084E-11,379928801.44172823,0,false,0,1.6245488892854729E-7,1.6245488892854729E-7,120183.55230196333,0,false,0,5.1372746604388009E-4,5.1372746604388009E-4,38.005376256417684,0,true,0.13972975932224926,1.624548889285474,0]
[null,11,16,1956.5497028251893,null,216,3,13,1151.9076669490983,1,0.13055930143316791,0.13055930143316791,1.097834331308281E+19,0,false,0,4.7958472348267689E-18,4.7958472348267689E-18,3464415247602570.5,0,false,0,1.5557113480090528E-14,1.5557113480090528E-14,1096402449664.9733,0,false,0,4.4855368889759743E-11,4.4855368889759743E-11,380015405.34890693,0,false,0,1.4179849250665423E-7,1.4179849250665423E-7,120210.94786968126,0,false,0,4.4840620509934657E-4,4.4840620509934657E-4,38.014039495595817,0,true,0.13055930143316791,1.4179849250665464,0]
[null,11,17,2178.0141311739726,null,217,10,12,1163.5163669279925,1,0.39077570963448544,0.39077570963448544,3.6922324812646498E+19,0,false,0,1.2774755463437652E-17,1.2774755463437652E-17,1.1651508921699926E+16,0,false,0,4.1439668674576671E-14,4.1439668674576671E-14,3687416782063.0454,0,false,0,1.1948178095161399E-10,1.1948178095161399E-10,1278066446.8181655,0,false,0,3.7771033524633212E-7,3.7771033524633212E-7,404293.02825601876,0,false,0,1.1944249551641836E-3,1.1944249551641836E-3,127.84868114158323,0,true,0.39077570963448544,3.7771033524633149,0]
[null,11,18,2412.9006460893484,null,218,4,13,1165.7064963384296,1,0.71971431966558386,0.71971431966558386,6.9505219493962318E+19,0,false,0,2.3019155217573813E-17,2.3019155217573813E-17,2.1933632000367156E+16,0,false,0,7.4671187884188403E-14,7.4671187884188403E-14,6941456533507.0107,0,false,0,2.1529724535777692E-10,2.1529724535777692E-10,2405923499.2575512,0,false,0,6.8060581348908721E-7,6.8060581348908721E-7,761070.05209998786,0,false,0,2.1522645593772659E-3,2.1522645593772659E-3,240.67148235789773,0,true,0.71971431966558386,6.8060581348908764,0]
[null,11,19,2661.2092475713175,null,219,16,10,1175.7472317109014,1,0.30234248181869938,0.30234248181869938,3.2259910511902085E+19,0,false,0,8.7522900631601417E-18,8.7522900631601417E-18,1.0180199568958862E+16,0,false,0,2.8391306698527434E-14,2.8391306698527434E-14,3221783460631.2397,0,false,0,8.1859821672866873E-11,8.1859821672866873E-11,1116676953.8980012,0,false,0,2.5877837140530041E-7,2.5877837140530041E-7,353240.40342274884,0,false,0,8.1832906282973893E-4,8.1832906282973893E-4,111.70442364126254,0,true,0.30234248181869938,2.5877837140530091,0]
[null,11,20,2922.9399356198787,null,220,18,9,1182.2831805389146,1,0.40922406706581854,0.40922406706581854,4.6571163443515957E+19,0,false,0,1.1106871827871278E-17,1.1106871827871278E-17,1.4696374865599412E+16,0,false,0,3.6029268025934848E-14,3.6029268025934848E-14,4651042167935.3232,0,false,0,1.0388213148921161E-10,1.0388213148921161E-10,1612061041.3474455,0,false,0,3.2839613201600485E-7,3.2839613201600485E-7,509946.13133180246,0,false,0,1.0384797519599203E-3,1.0384797519599203E-3,161.25912589998472,0,true,0.40922406706581854,3.2839613201600608,0]
[null,12,1,290.57267643525279,null,221,5,13,1183.4478484104268,1,0.90693737607896929,0.90693737607896929,1.0440107514785453E+20,0,false,0,2.4335268498785026E-17,2.4335268498785026E-17,3.2945651843234844E+16,0,false,0,7.8940490609214434E-14,7.8940490609214434E-14,10426490707696.895,0,false,0,2.2760680065401898E-10,2.2760680065401898E-10,3613843706.6268821,0,false,0,7.1951924632082611E-7,7.1951924632082611E-7,1143173.5958905064,0,false,0,2.275319638701537E-3,2.275319638701537E-3,361.50323239789043,0,true,0.90693737607896929,7.1951924632082633,0]
[null,12,2,310.7058062851421,null,222,14,11,1198.4034601801452,1,0.32013292272698712,0.32013292272698712,4.2645133761293402E+19,0,false,0,7.4229701061090815E-18,7.4229701061090815E-18,1.3457445028396578E+16,0,false,0,2.4079163210508368E-14,2.4079163210508368E-14,4258951263297.9263,0,false,0,6.9426744861528338E-11,6.9426744861528338E-11,1476161505.4562855,0,false,0,2.1947445767760168E-7,2.1947445767760168E-7,466956.78986148449,0,false,0,6.9403917449145115E-4,6.9403917449145115E-4,147.66470248429081,0,true,0.32013292272698712,2.1947445767760216,0]
[null,12,3,344.26102270162443,null,223,11,12,1204.9128550959863,1,0.70613274628171785,0.70613274628171785,1.0017939165685206E+20,0,false,0,1.5373785845865646E-17,1.5373785845865646E-17,3.161342308706616E+16,0,false,0,4.9870589973322972E-14,4.9870589973322972E-14,10004872983670.344,0,false,0,1.4379040898982725E-10,1.4379040898982725E-10,3467710112.7561097,0,false,0,4.5455569168950526E-7,4.5455569168950526E-7,1096946.8966895158,0,false,0,1.4374313091321119E-3,1.4374313091321119E-3,346.88506657922892,0,true,0.70613274628171785,4.5455569168950669,0]
[null,12,4,391.23832568469965,null,224,6,13,1205.1317231650901,1,0.25862705082663812,0.25862705082663812,3.67691096328308E+19,0,false,0,5.6188998931435806E-18,5.6188998931435806E-18,1.1603159094227518E+16,0,false,0,1.8226990767369807E-14,1.8226990767369807E-14,3672115247606.9536,0,false,0,5.2553347744549601E-11,5.2553347744549601E-11,1272762902.6491756,0,false,0,1.6613363507654401E-7,1.6613363507654401E-7,402615.34871290007,0,false,0,5.2536068280512158E-4,5.2536068280512158E-4,127.31815228757043,0,true,0.25862705082663812,1.6613363507654442,0]
[null,12,5,451.63771523436776,null,225,20,8,1218.0113066641852,1,0.4615596573297035,0.4615596573297035,7.4253237317839995E+19,0,false,0,8.8618991798168061E-18,8.8618991798168061E-18,2.3431955096651344E+16,0,false,0,2.8746864618282836E-14,2.8746864618282836E-14,7415639042169.2305,0,false,0,8.2884991391703283E-11,8.2884991391703283E-11,2570276158.5330653,0,false,0,2.620191767825074E-7,2.620191767825074E-7,813060.0206073767,0,false,0,8.2857738927503315E-4,8.2857738927503315E-4,257.11215395427467,0,true,0.4615596573297035,2.6201917678250792,0]
[null,12,6,525.45919135062877,null,226,7,13,1230.7581206024195,1,0.62794838518963114,0.62794838518963114,1.1401987583968641E+20,0,false,0,1.0682031281226868E-17,1.0682031281226868E-17,3.598103877094382E+16,0,false,0,3.4651139767992605E-14,3.4651139767992605E-14,11387116217448.943,0,false,0,9.9908614713974479E-11,9.9908614713974479E-11,3946798537.7552605,0,false,0,3.1583490015849297E-7,3.1583490015849297E-7,1248497.788763646,0,false,0,9.9875764907271319E-4,9.9875764907271319E-4,394.80966661768969,0,true,0.62794838518963114,3.1583490015849347,0]
[null,12,7,612.70275403348262,null,227,17,10,1240.7988559748912,1,0.95829295252101598,0.95829295252101598,1.912414023377283E+20,0,false,0,1.4832050044910652E-17,1.4832050044910652E-17,6.0349691327487424E+16,0,false,0,4.8113268499343653E-14,4.8113268499343653E-14,19099197030081.773,0,false,0,1.3872357553938609E-10,1.3872357553938609E-10,6619822040.2033777,0,false,0,4.3853822571301071E-7,4.3853822571301071E-7,2094060.0590937289,0,false,0,1.386779634302135E-3,1.386779634302135E-3,662.19993439229734,0,true,0.95829295252101598,4.3853822571301162,0]
[null,12,8,713.36840328292953,null,228,12,12,1250.2518659466461,1,0.3709515021532212,0.3709515021532212,8.0858186852160782E+19,0,false,0,5.2565013808451284E-18,5.2565013808451284E-18,2.5516266656582056E+16,0,false,0,1.7051416462187162E-14,1.7051416462187162E-14,8075272526277.1377,0,false,0,4.9163848838870968E-11,4.9163848838870968E-11,2798906517.6877499,0,false,0,1.5541862264716353E-7,1.5541862264716353E-7,885383.06803893566,0,false,0,4.9147683837126479E-4,4.9147683837126479E-4,279.98270967508631,0,true,0.3709515021532212,1.5541862264716377,0]
[null,12,9,827.45613909896929,null,229,19,9,1255.2198501682369,1,9.4731477378920334E-2,9.4731477378920334E-2,2.1623489262127636E+19,0,false,0,1.2818858659450632E-18,1.2818858659450632E-18,6823684026788724,0,false,0,4.1582733787290463E-15,4.1582733787290463E-15,2159528621139.7932,0,false,0,1.198942763939224E-11,1.198942763939224E-11,748497182.37657261,0,false,0,3.7901433147539096E-8,3.7901433147539096E-8,236773.44261520548,0,false,0,1.1985485533082843E-4,1.1985485533082843E-4,74.874336810322319,0,true,9.4731477378920334E-2,0.37901433147539187,0]
[null,12,10,954.96596148160188,null,230,15,11,1255.5700390788031,1,0.20560751601916319,0.20560751601916319,4.7084609838885347E+19,0,false,0,2.7732275749969069E-18,2.7732275749969069E-18,1.4858402183402658E+16,0,false,0,8.9959946549259769E-15,8.9959946549259769E-15,4702319839766.1221,0,false,0,2.5937887468226211E-11,2.5937887468226211E-11,1629833990.7348449,0,false,0,8.1995833115115898E-8,8.1995833115115898E-8,515568.27996637754,0,false,0,2.5929359128682615E-4,2.5929359128682615E-4,163.03700540291089,0,true,0.20560751601916319,0.81995833115116046,0]
[null,12,11,1095.8978704308274,null,231,8,13,1260.3270407224149,1,0.93601437653247588,0.93601437653247588,2.2398412532567343E+20,0,false,0,1.2081874287569374E-17,1.2081874287569374E-17,7.0682251125675464E+16,0,false,0,3.9192050985062974E-14,3.9192050985062974E-14,22369198766127.301,0,false,0,1.1300129080700435E-10,1.1300129080700435E-10,7753211550.2274704,0,false,0,3.5722396413949235E-7,3.5722396413949235E-7,2452587.175068018,0,false,0,1.1296413614751092E-3,1.1296413614751092E-3,775.57616333330782,0,true,0.93601437653247588,3.5722396413949351,0]
[null,12,12,1250.2518659466461,null,232,9,13,1293.8384835250765,1,0.38175924412464424,0.38175924412464424,1.2394588887777486E+20,0,false,0,3.6318968961132594E-18,3.6318968961132594E-18,3.9113372123652512E+16,0,false,0,1.1781407829364071E-14,1.1781407829364071E-14,12378422892782.955,0,false,0,3.3968987556922912E-11,3.3968987556922912E-11,4290387525.6923203,0,false,0,1.0738405115755507E-7,1.0738405115755507E-7,1357185.9033404174,0,false,0,3.3957818603391494E-4,3.3957818603391494E-4,429.17986628288344,0,true,0.38175924412464424,1.0738405115755525,0]
[null,12,13,1418.0279480290574,null,233,13,12,1299.5333994799716,1,0.30597589910031869,0.30597589910031869,1.0454576058783556E+20,0,false,0,2.7660149682631603E-18,2.7660149682631603E-18,3.2991309956674776E+16,0,false,0,8.9725978835214762E-15,8.9725978835214762E-15,10440940380684.93,0,false,0,2.5870428243639334E-11,2.5870428243639334E-11,3618851993.811379,0,false,0,8.1782578457115071E-8,8.1782578457115071E-8,1144757.8762675142,0,false,0,2.5861922084590284E-4,2.5861922084590284E-4,362.00422584225566,0,true,0.30597589910031869,0.81782578457115196,0]
[null,12,14,1599.2261166780618,null,234,18,10,1309.7930029215474,1,0.73139773578681666,0.73139773578681666,2.7382980948187516E+20,0,false,0,6.0341070699978512E-18,6.0341070699978512E-18,8.6411960362599584E+16,0,false,0,1.957386960895637E-14,1.957386960895637E-14,27347265916656.078,0,false,0,5.6436763994389099E-11,5.6436763994389099E-11,9478620141.4252892,0,false,0,1.7841003773764758E-7,1.7841003773764758E-7,2998388.7380861198,0,false,0,5.6418207668756156E-4,5.6418207668756156E-4,948.17377229501744,0,true,0.73139773578681666,1.7841003773764801,0]
[null,12,15,1793.8463718936591,null,235,16,11,1316.6791406601271,1,9.8337742253384985E-2,9.8337742253384985E-2,3.9131348606884323E+19,0,false,0,7.6331212987577377E-19,7.6331212987577377E-19,1.2348606425104974E+16,0,false,0,2.4760866732728326E-15,2.4760866732728326E-15,3908031043277.147,0,false,0,7.1392280627642896E-12,7.1392280627642896E-12,1354531815.8317561,0,false,0,2.2568798385075548E-8,2.2568798385075548E-8,428481.45419598545,0,false,0,7.1368806949968758E-5,7.1368806949968758E-5,135.49773304004225,0,true,9.8337742253384985E-2,0.22568798385075611,0]
[null,12,16,2001.888713675849,null,236,1,14,1317.3357448674385,1,0.11111812521770814,0.11111812521770814,4.4474074725337719E+19,0,false,0,8.5753015828417802E-19,8.5753015828417802E-19,1.4034600504601198E+16,0,false,0,2.7817178762802555E-15,2.7817178762802555E-15,4441606814876.5488,0,false,0,8.0204455439290328E-12,8.0204455439290328E-12,1539470305.5174155,0,false,0,2.5354536491628056E-8,2.5354536491628056E-8,486983.37498598354,0,false,0,8.0178084331399317E-5,8.0178084331399317E-5,153.9976647591572,0,true,0.11111812521770814,0.25354536491628077,0]
[null,12,17,2223.3531420246322,null,237,2,14,1323.2495288914374,1,0.11986655504486916,0.11986655504486916,5.0540231383443227E+19,0,false,0,8.781027458676151E-19,8.781027458676151E-19,1.5948886205216996E+16,0,false,0,2.8484527124715792E-15,2.8484527124715792E-15,5047431284955.9316,0,false,0,8.2128601392838104E-12,8.2128601392838104E-12,1749450346.7311802,0,false,0,2.5962804804494522E-8,2.5962804804494522E-8,553406.73423070798,0,false,0,8.2101597628565253E-5,8.2101597628565253E-5,175.00257526445085,0,true,0.11986655504486916,0.25962804804494544,0]
[null,12,18,2458.239656940008,null,238,10,13,1331.2924490104042,1,0.52419888414454407,0.52419888414454407,2.371557441507522E+20,0,false,0,3.578862798747187E-18,3.578862798747187E-18,7.4838794220736752E+16,0,false,0,1.1609372017829728E-14,1.1609372017829728E-14,23684642702796.672,0,false,0,3.3472961748632968E-11,3.3472961748632968E-11,8209147197.7261553,0,false,0,1.0581599556909723E-7,1.0581599556909723E-7,2596814.1079290085,0,false,0,3.3461955887663245E-4,3.3461955887663245E-4,821.18472411139794,0,true,0.52419888414454407,1.0581599556909731,0]
[null,12,19,2706.5482584219772,null,239,20,9,1332.0990424802249,1,0.51141383876575131,0.51141383876575131,2.330067046078152E+20,0,false,0,3.4670734882518694E-18,3.4670734882518694E-18,7.3529489579267456E+16,0,false,0,1.1246741828818019E-14,1.1246741828818019E-14,23270279898783.242,0,false,0,3.2427400763331681E-11,3.2427400763331681E-11,8065528174.4589043,0,false,0,1.0251072854735321E-7,1.0251072854735321E-7,2551382.8473114958,0,false,0,3.2416738681288043E-4,3.2416738681288043E-4,806.8180980589924,0,true,0.51141383876575131,1.0251072854735352,0]
[null,12,20,2968.2789464705384,null,240,3,14,1333.1058355981027,1,1.8185631394223228E-2,1.8185631394223228E-2,8.3587092308923126E+18,0,false,0,1.2220924567853902E-19,1.2220924567853902E-19,2637742224300020.5,0,false,0,3.9643112264520983E-16,3.9643112264520983E-16,834780714669.97913,0,false,0,1.1430182256103849E-12,1.1430182256103849E-12,289336759.2891624,0,false,0,3.6133525442075972E-9,3.6133525442075972E-9,91526.41076684148,0,false,0,1.1426424028860275E-5,1.1426424028860275E-5,28.943192408337811,0,true,1.8185631394223228E-2,3.6133525442076021E-2,0]
[null,13,1,339.85420996857852,null,241,4,14,1346.9046649874338,1,0.10024915255296701,0.10024915255296701,5.1938452805921686E+19,0,false,0,5.9766651555762992E-19,5.9766651555762992E-19,1.6390120322006396E+16,0,false,0,1.9387535404088389E-15,1.9387535404088389E-15,5187071060198.9336,0,false,0,5.5899512048079997E-12,5.5899512048079997E-12,1797849787.8378599,0,false,0,1.7671165651888844E-8,1.7671165651888844E-8,568717.01536643319,0,false,0,5.5881132370102993E-5,5.5881132370102993E-5,179.84411126509048,0,true,0.10024915255296701,0.1767116565188889,0]
[null,13,2,359.98733981846789,null,242,14,12,1352.7574556959635,1,0.70101715867913639,0.70101715867913639,3.8197156457114128E+20,0,false,0,3.9738619529698802E-18,3.9738619529698802E-18,1.2053805157230912E+17,0,false,0,1.2890698625182521E-14,1.2890698625182521E-14,38147336729676.187,0,false,0,3.7167373164647007E-11,3.7167373164647007E-11,13221947501.794529,0,false,0,1.1749490898473851E-7,1.1749490898473851E-7,4182522.1280557867,0,false,0,3.7155152586595567E-4,3.7155152586595567E-4,1322.6296288710721,0,true,0.70101715867913639,1.1749490898473864,0]
[null,13,3,393.54255623495021,null,243,5,14,1364.6460170594312,1,0.12632748979174702,0.12632748979174702,7.6204878746735608E+19,0,false,0,6.4684387462237517E-19,6.4684387462237517E-19,2.4047830928850872E+16,0,false,0,2.0982785874257028E-15,2.0982785874257028E-15,7610548636675.8398,0,false,0,6.0499050927997866E-12,6.0499050927997866E-12,2637832235.7613349,0,false,0,1.9125189318489508E-8,1.9125189318489508E-8,834430.15445895435,0,false,0,6.0479158928350367E-5,6.0479158928350367E-5,263.86998364163981,0,true,0.12632748979174702,0.19125189318489524,0]
[null,13,4,440.51985921802537,null,244,11,13,1372.6889371783975,1,0.9472287773593322,0.9472287773593322,6.11804503523579E+20,0,false,0,4.5298478092154892E-18,4.5298478092154892E-18,1.9306600186506982E+17,0,false,0,1.4694245451304671E-14,1.4694245451304671E-14,61100654010331.562,0,false,0,4.2367486816783813E-11,4.2367486816783813E-11,21177615763.18504,0,false,0,1.3393370538720521E-7,1.3393370538720521E-7,6699152.7940163268,0,false,0,4.2353556448953395E-4,4.2353556448953395E-4,2118.4581222572328,0,true,0.9472287773593322,1.3393370538720566,0]
[null,13,5,500.91924876769349,null,245,17,11,1381.730764924117,1,0.31168747706700406,0.31168747706700406,2.1728433421258339E+20,0,false,0,1.3810099410985127E-18,1.3810099410985127E-18,6.8568010586277616E+16,0,false,0,4.479819168297297E-15,4.479819168297297E-15,21700093494124.871,0,false,0,1.2916531181093118E-11,1.2916531181093118E-11,7521298249.3781681,0,false,0,4.0832228008102139E-8,4.0832228008102139E-8,2379225.6288615251,0,false,0,1.2912284244492281E-4,1.2912284244492281E-4,752.37720546488833,0,true,0.31168747706700406,0.40832228008102123,0]
[null,13,6,574.7407248839545,null,246,19,10,1382.7296725508697,1,0.16931161590635024,0.16931161590635024,1.1902684762424618E+20,0,false,0,7.4390091153267796E-19,7.4390091153267796E-19,3.7561079483832936E+16,0,false,0,2.4131191699801513E-15,2.4131191699801513E-15,11887160347372.648,0,false,0,6.9576757078319571E-12,6.9576757078319571E-12,4120114889.5960917,0,false,0,2.1994868198396895E-8,2.1994868198396895E-8,1303323.258054751,0,false,0,6.9553880342138343E-5,6.9553880342138343E-5,412.14700229244016,0,true,0.16931161590635024,0.21994868198396902,0]
[null,13,7,661.98428756680835,null,247,6,14,1386.3298918140945,1,3.6024214002982009E-2,3.6024214002982009E-2,2.610254388276088E+19,0,false,0,1.5356516350774158E-19,1.5356516350774158E-19,8237130908530418,0,false,0,4.9814569945634488E-16,4.9814569945634488E-16,2606849889768.1196,0,false,0,1.4362888808748315E-12,1.4362888808748315E-12,903539679.10842872,0,false,0,4.540450856900996E-9,4.540450856900996E-9,285818.31087549689,0,false,0,1.4358166311870421E-5,1.4358166311870421E-5,90.383685934864303,0,true,3.6024214002982009E-2,4.5404508569010078E-2,0]
[null,13,8,762.64993681625526,null,248,15,12,1409.9240345946214,1,0.45023297027700016,0.45023297027700016,3.9695339755443316E+20,0,false,0,1.5773264269945292E-18,1.5773264269945292E-18,1.2526584056051552E+17,0,false,0,5.1166446757734988E-15,5.1166446757734988E-15,39643565979837.836,0,false,0,1.4752671483907562E-11,1.4752671483907562E-11,13740543720.88262,0,false,0,4.6636704337562066E-8,4.6636704337562066E-8,4346570.5907778721,0,false,0,1.4747820827055007E-4,1.4747820827055007E-4,1374.5063077561758,0,true,0.45023297027700016,0.4663670433756209,0]
[null,13,9,876.73767263229502,null,249,7,14,1411.9562892514236,1,8.7467057056076103E-2,8.7467057056076103E-2,7.8418714634153443E+19,0,false,0,3.0133933290155126E-19,3.0133933290155126E-19,2.4746446975492816E+16,0,false,0,9.7750615655996345E-16,9.7750615655996345E-16,7831643479577.1162,0,false,0,2.8184148235867505E-12,2.8184148235867505E-12,2714464175.4029541,0,false,0,8.9096797804787432E-9,8.9096797804787432E-9,858671.2719814257,0,false,0,2.8174881329061853E-5,2.8174881329061853E-5,271.53569808152281,0,true,8.7467057056076103E-2,8.9096797804787645E-2,0]
[null,13,10,1004.2474950149277,null,250,12,13,1418.0279480290574,1,0.49760606584872763,0.49760606584872763,4.689513184897024E+20,0,false,0,1.6309103303085374E-18,1.6309103303085374E-18,1.4798608968832227E+17,0,false,0,5.2904639873038656E-15,5.2904639873038656E-15,46833967539802.391,0,false,0,1.5253839605412772E-11,1.5253839605412772E-11,16232752092.239393,0,false,0,4.8221016001489703E-8,4.8221016001489703E-8,5134935.2896629237,0,false,0,1.5248824165213235E-4,1.5248824165213235E-4,1623.8091152911247,0,false,0,0.48221016001489631,0.48221016001489631]
[null,13,11,1145.1794039641534,null,251,8,14,1441.5252093714191,1,0.13037763104168174,0.13037763104168174,1.4874094299368774E+20,0,false,0,3.5298979826028175E-19,3.5298979826028175E-19,4.693790093410912E+16,0,false,0,1.1450536432793244E-15,1.1450536432793244E-15,14854694338936.777,0,false,0,3.3014995766141927E-12,3.3014995766141927E-12,5148668440.3798389,0,false,0,1.0436825614472327E-8,1.0436825614472327E-8,1628687.4289122925,0,false,0,3.3004140483718975E-5,3.3004140483718975E-5,515.03618718464156,0,false,0,0.10436825614472335,0.10436825614472335]
[null,13,12,1299.5333994799716,null,252,18,11,1450.724911870773,1,0.23788916990382711,0.23788916990382711,2.922300087716055E+20,0,false,0,5.9815129030651644E-19,5.9815129030651644E-19,9.2218476806869952E+16,0,false,0,1.9403260875337649E-15,1.9403260875337649E-15,29184885947316.242,0,false,0,5.594485283798639E-12,5.594485283798639E-12,10115543126.267126,0,false,0,1.768549895427151E-8,1.768549895427151E-8,3199867.7167015215,0,false,0,5.5926458252023844E-5,5.5926458252023844E-5,1011.8870196019219,0,false,0,0.17685498954271492,0.17685498954271492]
[null,13,13,1467.3094815623831,null,253,20,10,1459.6088648628577,1,0.91403940732340616,0.91403940732340616,1.2054313844360736E+21,0,false,0,2.1407889717086767E-18,2.1407889717086767E-18,3.8039572539168307E+17,0,false,0,6.9444449205857462E-15,6.9444449205857462E-15,120385916627671.91,0,false,0,2.0022714306618303E-11,2.0022714306618303E-11,41726013034.305153,0,false,0,6.3296563484913542E-8,6.3296563484913542E-8,13199263.785296237,0,false,0,2.0016130867377247E-4,2.0016130867377247E-4,4173.9736998911649,0,false,0,0.63296563484913804,0.63296563484913804]
[null,13,14,1648.5076502113873,null,254,13,13,1467.3094815623831,1,0.4104457388959375,0.4104457388959375,5.7544409489166624E+20,0,false,0,9.0426324382377773E-19,9.0426324382377773E-19,1.8159181578060304E+17,0,false,0,2.9333140133996615E-15,2.9333140133996615E-15,57469355556826.023,0,false,0,8.4575382386281468E-12,8.4575382386281468E-12,19919000047.602203,0,false,0,2.6736290487372307E-8,2.6736290487372307E-8,6301012.6501056226,0,false,0,8.4547574123989956E-5,8.4547574123989956E-5,1992.5551539867363,0,false,0,0.26736290487372355,0.26736290487372355]
[null,13,15,1843.1279054269846,null,255,16,12,1471.0331361759454,1,0.21533694216192487,0.21533694216192487,3.1093088231273352E+20,0,false,0,4.6063797395733158E-19,4.6063797395733158E-19,9.811987646178552E+16,0,false,0,1.4942505220043968E-15,1.4942505220043968E-15,31052534186822.102,0,false,0,4.3083286924659797E-12,4.3083286924659797E-12,10762873951.733507,0,false,0,1.3619651982269382E-8,1.3619651982269382E-8,3404639.026020234,0,false,0,4.3069121202798466E-5,4.3069121202798466E-5,1076.6413932921212,0,false,0,0.13619651982269398,0.13619651982269398]
[null,13,16,2051.1702472091747,null,256,9,14,1475.0366521740807,1,5.3175322009070929E-2,5.3175322009070929E-2,7.9246328679690387E+19,0,false,0,1.1021167906404166E-19,1.1021167906404166E-19,2.5007615590530524E+16,0,false,0,3.5751255494120127E-16,3.5751255494120127E-16,7914296940215.6162,0,false,0,1.030805461124323E-12,1.030805461124323E-12,2743112039.4766335,0,false,0,3.2586212993652403E-9,3.2586212993652403E-9,867733.50168649084,0,false,0,1.0304665337931523E-5,1.0304665337931523E-5,274.40142673628748,0,false,0,3.2586212993652372E-2,3.2586212993652372E-2]
[null,13,17,{"$f":"3.1416/2*SQRT($H$2/$I$2)*(B266^2/$C$2^2+C266^2/$D$2^2)","v":2272.634675557958},null,257,1,15,1511.9560000830359,1,{"$f":"ABS(SIN(G266*3.1416*$J$2/$C$2)*SIN(H266*3.1416*$K$2/$D$2))*(1/F266^$M$2)+(1-1/F266^$M$2)","v":0.69943231344013757},{"$f":"$J266*$K266","v":0.69943231344013757},{"$f":"10^(LOG10($I266/22.27)/LOG10(2)*70/20)*$L266","v":1.3894516819953079E+21},{"$f":"IF($I266<22.27,M266,0)","v":0},{"$f":"AND($I266>22.27,$I266<44.45)","v":false},{"$f":"IF($O266=TRUE,$L266,0)","v":0},{"$f":"10^(LOG10(44.45/$I266)/LOG10(2)*70/20)*$L266","v":1.0875129812701874E-18},{"$f":"IF($I266>44.45,Q266,0)","v":1.0875129812701874E-18},{"$f":"10^(LOG10($I266/44.548)/LOG10(2)*70/20)*$L266","v":4.3846666620229261E+17},{"$f":"IF($I266<44.528,S266,0)","v":0},{"$f":"AND($I266>44.548,$I266<89.095)","v":false},{"$f":"IF($U266=TRUE,$L266,0)","v":0},{"$f":"10^(LOG10(89.095/$I266)/LOG10(2)*70/20)*$L266","v":3.5277526643950463E-15},{"$f":"IF($I266>89.095,W266,0)","v":3.5277526643950463E-15},{"$f":"10^(LOG10($I266/89.09)/LOG10(2)*70/20)*$L266","v":138763945013029.09},{"$f":"IF($I266<89.09,Y266,0)","v":0},{"$f":"AND($I266>89.09,$I266<176.78)","v":false},{"$f":"IF($AA266=TRUE,$L266,0)","v":0},{"$f":"10^(LOG10(176.78/$I266)/LOG10(2)*70/20)*$L266","v":1.0171465761677629E-11},{"$f":"IF($I266>176.78,AC266,0)","v":1.0171465761677629E-11},{"$f":"10^(LOG10($I266/176.78)/LOG10(2)*70/20)*$L266","v":48095876498.682304},{"$f":"IF($I266<176.78,AE266,0)","v":0},{"$f":"AND($I266>176.78,$I266<353.55)","v":false},{"$f":"IF($AG266=TRUE,$L266,0)","v":0},{"$f":"10^(LOG10(353.55/$I266)/LOG10(2)*70/20)*$L266","v":3.2154423144610445E-8},{"$f":"IF($I266>353.55,AI266,0)","v":3.2154423144610445E-8},{"$f":"10^(LOG10($I266/353.55)/LOG10(2)*70/20)*$L266","v":15214254.004311718},{"$f":"IF($I266<353.55,AK266,0)","v":0},{"$f":"AND($I266>353.55,$I266<707.1)","v":false},{"$f":"IF($AM266=TRUE,$L266,0)","v":0},{"$f":"10^(LOG10(707.1/$I266)/LOG10(2)*70/20)*$L266","v":1.0168121398580257E-4},{"$f":"IF($I266>707.1,AO266,0)","v":1.0168121398580257E-4},{"$f":"10^(LOG10($I266/707.1)/LOG10(2)*70/20)*$L266","v":4811.1695553962318},{"$f":"IF($I266<707.1,AQ266,0)","v":0},{"$f":"AND($I266>707.1,$I266<1414.2)","v":false},{"$f":"IF($AS266=TRUE,$L266,0)","v":0},{"$f":"10^(LOG10(1414.2/$I266)/LOG10(2)*70/20)*$L266","v":0.32154423144610428},{"$f":"IF($I266>1414.2,AU266,0)","v":0.32154423144610428}]
[null,13,18,2507.5211904733342,null,258,10,14,1512.4906176594084,{"$f":"IF(ABS(I267-I266)>0.0001,1,$L$2)","v":1},7.3015768158009045E-2,7.3015768158009045E-2,1.4564632972763962E+20,0,false,0,1.1306294288457733E-19,1.1306294288457733E-19,4.5961339618928328E+16,0,false,0,3.66761689170422E-16,3.66761689170422E-16,14545636636066.662,0,false,0,1.0574732185006218E-12,1.0574732185006218E-12,5041548387.639863,0,false,0,3.3429244249015598E-9,3.3429244249015598E-9,1594801.9524435166,0,false,0,1.0571255228497414E-5,1.0571255228497414E-5,504.32065866050544,0,false,0,3.3429244249015604E-2,3.3429244249015604E-2]
[null,13,19,2755.8297919553029,null,259,2,15,1517.8697841070348,1,0.75449924784882583,0.75449924784882583,1.5684407761054516E+21,0,false,0,1.1210784672720581E-18,1.1210784672720581E-18,4.9494991955899565E+17,0,false,0,3.6366347970354694E-15,3.6366347970354694E-15,156639509262490.06,0,false,0,1.0485402420386144E-11,1.0485402420386144E-11,54291584832.037331,0,false,0,3.3146851610796167E-8,3.3146851610796167E-8,17174153.421528302,0,false,0,1.0481954835373663E-4,1.0481954835373663E-4,5430.9441697203365,0,false,0,0.33146851610796113,0.33146851610796113]
[null,13,20,3017.5604800038645,null,260,14,13,1520.5335377783749,1,0.94036656651330708,0.94036656651330708,1.9950791157136871E+21,0,false,0,1.369054542849939E-18,1.369054542849939E-18,6.2958338171255117E+17,0,false,0,4.4410373893653209E-15,4.4410373893653209E-15,199247697704736.47,0,false,0,1.280471281566036E-11,1.280471281566036E-11,69059672961.546371,0,false,0,4.0478743552497849E-8,4.0478743552497849E-8,21845768.959433489,0,false,0,1.2800502644774836E-4,1.2800502644774836E-4,6908.238714961657,0,false,0,0.40478743552497781,0.40478743552497781]
[null,14,1,393.0782661845704,null,261,19,11,1523.6615815000951,1,5.5069079096489136E-2,5.5069079096489136E-2,1.196596659871918E+20,0,false,0,7.8280637707730335E-20,7.8280637707730335E-20,3.7760776789977664E+16,0,false,0,2.5393235115359019E-16,2.5393235115359019E-16,11950359646532.984,0,false,0,7.3215569833151978E-13,7.3215569833151978E-13,4142019900.2019038,0,false,0,2.3145183480425481E-9,2.3145183480425481E-9,1310252.5089507813,0,false,0,7.3191496660648E-6,7.3191496660648E-6,414.33822382346233,0,false,0,2.3145183480425553E-2,2.3145183480425553E-2]
[null,14,2,413.21139603445977,null,262,3,15,1527.7260908137,1,0.11446933803562867,0.11446933803562867,2.5655533008319175E+20,0,false,0,1.5775524743133569E-19,1.5775524743133569E-19,8.0960685236973152E+16,0,false,0,5.1173779442907554E-16,5.1173779442907554E-16,25622071049883.051,0,false,0,1.4754785695511231E-12,1.4754785695511231E-12,8880663955.8996429,0,false,0,4.6643387863428569E-9,4.6643387863428569E-9,2809236.1962817032,0,false,0,1.4749934343508912E-5,1.4749934343508912E-5,888.3584865638021,0,false,0,4.6643387863428587E-2,4.6643387863428587E-2]
[null,14,3,446.76661245094209,null,263,17,12,1536.0847604399353,1,0.68252358335452235,0.68252358335452235,1.6299011351731823E+21,0,false,0,8.8279644474620794E-19,8.8279644474620794E-19,5.1434485001480646E+17,0,false,0,2.8636784697820759E-15,2.8636784697820759E-15,162777529027170.37,0,false,0,8.2567601186509257E-12,8.2567601186509257E-12,56419035449.852829,0,false,0,2.6101583083425625E-8,2.6101583083425625E-8,17847133.652629014,0,false,0,8.2540453079745616E-5,8.2540453079745616E-5,5643.7592047748294,0,false,0,0.26101583083425561,0.26101583083425561]
[null,14,4,493.74391543401725,null,264,4,15,1541.5249202030311,1,0.63101763599014393,0.63101763599014393,1.5701330333064385E+21,0,false,0,7.8330889308494209E-19,7.8330889308494209E-19,4.9548394199596378E+17,0,false,0,2.5409536090293573E-15,2.5409536090293573E-15,156808514265132.53,0,false,0,7.3262569955950304E-12,7.3262569955950304E-12,54350162322.998032,0,false,0,2.3160041337412114E-8,2.3160041337412114E-8,17192683.343244951,0,false,0,7.3238481329874428E-5,7.3238481329874428E-5,5436.8038454692587,0,false,0,0.23160041337412116,0.23160041337412116]
[null,14,5,554.14330498368531,null,265,11,14,1553.8871058274019,1,0.13193968719168861,0.13193968719168861,3.6024883259736726E+20,0,false,0,1.4925704229776402E-19,1.4925704229776402E-19,1.1368304970878907E+17,0,false,0,4.8417070666198153E-16,4.8417070666198153E-16,35977896781384.766,0,false,0,1.3959951941426949E-12,1.3959951941426949E-12,12470015032.488165,0,false,0,4.4130729269547602E-9,4.4130729269547602E-9,3944661.9950268888,0,false,0,1.3955361929602925E-5,1.3955361929602925E-5,1247.41165037888,0,false,0,4.4130729269547753E-2,4.4130729269547753E-2]
[null,14,6,627.96478109994632,null,266,5,15,1559.2662722750285,1,0.79516755941492467,0.79516755941492467,2.2601406487109781E+21,0,false,0,8.6410865405384846E-19,8.6410865405384846E-19,7.1322835347931302E+17,0,false,0,2.8030576730264817E-15,2.8030576730264817E-15,225719279600322.75,0,false,0,8.0819739538303891E-12,8.0819739538303891E-12,78234779171.271683,0,false,0,2.5549042433420217E-8,2.5549042433420217E-8,24748146.596633278,0,false,0,8.0793166125898896E-5,8.0793166125898896E-5,7826.0511113105349,0,false,0,0.25549042433420294,0.25549042433420294]
[null,14,7,715.20834378280017,null,267,15,13,1577.7001166770331,1,0.60395673222637658,0.60395673222637658,1.9680112201686529E+21,0,false,0,5.7249354784674826E-19,5.7249354784674826E-19,6.2104161658711731E+17,0,false,0,1.8570956609699448E-15,1.8570956609699448E-15,196544438557475.09,0,false,0,5.3545094366628185E-12,5.3545094366628185E-12,68122717630.11422,0,false,0,1.692687820932809E-8,1.692687820932809E-8,21549380.215930849,0,false,0,5.3527488817748897E-5,5.3527488817748897E-5,6814.5123647312412,0,false,0,0.16926878209328047,0.16926878209328047]
[null,14,8,815.87399303224709,null,268,6,15,1580.9501470296918,1,0.22675417975782144,0.22675417975782144,7.5677726197055934E+20,0,false,0,2.09859696632246E-19,2.09859696632246E-19,2.3881478385590288E+17,0,false,0,6.8075794652019424E-16,6.8075794652019424E-16,75579021370782.203,0,false,0,1.9628094154405554E-12,1.9628094154405554E-12,26195848477.780857,0,false,0,6.2049075300521444E-9,6.2049075300521444E-9,8286579.2582102334,0,false,0,1.9621640465694494E-5,1.9621640465694494E-5,2620.4464467452731,0,false,0,6.204907530052161E-2,6.204907530052161E-2]
[null,14,9,929.96172884828684,null,269,12,14,1599.2261166780618,1,6.931164914118948E-2,6.931164914118948E-2,2.6439681865504005E+20,0,false,0,5.6123242260159211E-20,5.6123242260159211E-20,8.3435209106147376E+16,0,false,0,1.8205660146375258E-16,1.8205660146375258E-16,26405197158623.594,0,false,0,5.2491845790824456E-13,5.2491845790824456E-13,9152097119.6466141,0,false,0,1.6593921276901885E-9,1.6593921276901885E-9,2895099.1308838413,0,false,0,5.2474586548539408E-6,5.2474586548539408E-6,915.51073055668917,0,false,0,1.6593921276901839E-2,1.6593921276901839E-2]
[null,14,10,1057.4715512309194,null,270,20,11,1600.5407738120832,1,0.29729388707176602,0.29729388707176602,1.1449465038174245E+21,0,false,0,2.3843679564955628E-19,2.3843679564955628E-19,3.6130862484391245E+17,0,false,0,7.7345839142086219E-16,7.7345839142086219E-16,114345317478348.44,0,false,0,2.2300898886199547E-12,2.2300898886199547E-12,39632328607.585587,0,false,0,7.0498446939053982E-9,7.0498446939053982E-9,12536964.873374838,0,false,0,2.2293566383193551E-5,2.2293566383193551E-5,3964.5363945389081,0,false,0,7.0498446939053827E-2,7.0498446939053827E-2]
[null,14,11,1198.4034601801452,null,271,18,12,1605.0789073865917,1,0.52092233609080463,0.52092233609080463,2.0733325818814642E+21,0,false,0,4.0426253936434131E-19,4.0426253936434131E-19,6.5427768153884941E+17,0,false,0,1.3113758409504129E-15,1.3113758409504129E-15,207062837890671.28,0,false,0,3.7810514896756793E-12,3.7810514896756793E-12,71768417060.50853,0,false,0,1.1952803300842999E-8,1.1952803300842999E-8,22702630.789478727,0,false,0,3.7798082854642763E-5,3.7798082854642763E-5,7179.2022172619236,0,false,0,0.11952803300843011,0.11952803300843011]
[null,14,12,1352.7574556959635,null,272,7,15,1606.576544467021,1,0.55056081936830958,0.55056081936830958,2.2151876853818972E+21,0,false,0,4.2265556155296695E-19,4.2265556155296695E-19,6.9904263099452378E+17,0,false,0,1.3710404464766806E-15,1.3710404464766806E-15,221229846385479.72,0,false,0,3.9530806963770511E-12,3.9530806963770511E-12,76678732134.486282,0,false,0,1.2496628550331406E-8,1.2496628550331406E-8,24255919.474814337,0,false,0,3.9517809292135518E-5,3.9517809292135518E-5,7670.3952282048213,0,false,0,0.12496628550331468,0.12496628550331468]
[null,14,13,1520.5335377783749,null,273,8,15,1636.1454645870167,1,0.82066114706006366,0.82066114706006366,4.0818651387827947E+21,0,false,0,5.0963072965178832E-19,5.0963072965178832E-19,1.2881065405018299E+18,0,false,0,1.6531767393588659E-15,1.6531767393588659E-15,407654125010844.94,0,false,0,4.7665559924604272E-12,4.7665559924604272E-12,141293780951.95654,0,false,0,1.5068217493441461E-8,1.5068217493441461E-8,44695712.587575667,0,false,0,4.7649887558068406E-5,4.7649887558068406E-5,14134.025342099689,0,false,0,0.15068217493441491,0.15068217493441491]
[null,14,14,1701.7317064273791,null,274,16,13,1638.8092182583569,1,0.28885977816267472,0.28885977816267472,1.4641850895254904E+21,0,false,0,1.7602107950105577E-19,1.7602107950105577E-19,4.6205014771396019E+17,0,false,0,5.7098981151864704E-16,5.7098981151864704E-16,146227538448865.19,0,false,0,1.6463181721172582E-12,1.6463181721172582E-12,50682773751.370995,0,false,0,5.2044034141436141E-9,5.2044034141436141E-9,16032571.805143148,0,false,0,1.6457768651050427E-5,1.6457768651050427E-5,5069.9443654449506,0,false,0,5.2044034141436261E-2,5.2044034141436261E-2]
[null,14,15,1896.3519616429767,null,275,13,14,1648.5076502113873,1,5.7171069643873466E-2,5.7171069643873466E-2,3.1036987830748368E+20,0,false,0,3.2528166386904126E-20,3.2528166386904126E-20,9.7942841478063104E+16,0,false,0,1.0551720082022361E-16,1.0551720082022361E-16,30996506956839.484,0,false,0,3.0423464951021761E-13,3.0423464951021761E-13,10743454795.456682,0,false,0,9.6175810692502871E-10,9.6175810692502871E-10,3398496.1298375824,0,false,0,3.0413461760148508E-6,3.0413461760148508E-6,1074.6988389554081,0,false,0,9.6175810692502792E-3,9.6175810692502792E-3]
[null,14,16,2104.3943034251665,null,276,9,15,1669.6569073896781,1,0.3347117170835926,0.3347117170835926,2.1073807096892524E+21,0,false,0,1.6420460953263886E-19,1.6420460953263886E-19,6.6502218549229709E+17,0,false,0,5.3265869811332141E-16,5.3265869811332141E-16,210463209847568.53,0,false,0,1.5357991973761281E-12,1.5357991973761281E-12,72946993164.50386,0,false,0,4.855026641650944E-9,4.855026641650944E-9,23075451.860950172,0,false,0,1.5352942288415123E-5,1.5352942288415123E-5,7297.0985918173565,0,false,0,4.8550266416509481E-2,4.8550266416509481E-2]
[null,14,17,2325.8587317739498,null,277,19,12,1678.0155770159135,1,0.12058856374550288,0.12058856374550288,8.0462535300176688E+20,0,false,0,5.5821955442336405E-20,5.5821955442336405E-20,2.5391411636990912E+17,0,false,0,1.8107926565937815E-16,1.8107926565937815E-16,80357589750574.531,0,false,0,5.2210053425610922E-13,5.2210053425610922E-13,27852110373.5742,0,false,0,1.6504840006195212E-9,1.6504840006195212E-9,8810507.5243049413,0,false,0,5.2192886836244749E-6,5.2192886836244749E-6,2786.127111885482,0,false,0,1.6504840006195291E-2,1.6504840006195291E-2]
[null,14,18,2560.7452466893255,null,278,14,14,1701.7317064273791,1,0.13098384846074124,0.13098384846074124,1.028896192803754E+21,0,false,0,5.150512502994852E-20,5.150512502994852E-20,3.2468684544613786E+17,0,false,0,1.6707602132912874E-16,1.6707602132912874E-16,102755422568782.2,0,false,0,4.8172539069939685E-13,4.8172539069939685E-13,35615246546.745842,0,false,0,1.5228485662715754E-9,1.5228485662715754E-9,11266234.172969494,0,false,0,4.8156700009400761E-6,4.8156700009400761E-6,3562.6960639406811,0,false,0,1.5228485662715818E-2,1.5228485662715818E-2]
[null,14,19,2809.0538481712947,null,279,17,13,1703.8608425223467,1,0.91555870023606745,0.91555870023606745,7.297157154354788E+21,0,false,0,3.548176389379798E-19,3.548176389379798E-19,2.3027502227565294E+18,0,false,0,1.1509829240620766E-15,1.1509829240620766E-15,728763962964289.37,0,false,0,3.3185952979445989E-12,3.3185952979445989E-12,252591129173.57935,0,false,0,1.0490869256804752E-8,1.0490869256804752E-8,79902600.352610424,0,false,0,3.3175041486540806E-5,3.3175041486540806E-5,25267.420808442283,0,false,0,0.10490869256804748,0.10490869256804748]
[null,14,20,3070.7845362198564,null,280,10,15,1707.1108728750057,1,0.45959727578472848,0.45959727578472848,3.7451336474082604E+21,0,false,0,1.742104026169468E-19,1.742104026169468E-19,1.1818448141377441E+18,0,false,0,5.6511620788146256E-16,5.6511620788146256E-16,374024895035649.12,0,false,0,1.6293829830672192E-12,1.6293829830672192E-12,129637818796.36189,0,false,0,5.1508672525413834E-9,5.1508672525413834E-9,41008561.384400904,0,false,0,1.6288472443204587E-5,1.6288472443204587E-5,12968.045754153391,0,false,0,5.1508672525414072E-2,5.1508672525414072E-2]
[null,15,1,450.24484508322826,null,281,1,16,1719.9983418652257,1,0.72994955748145607,0.72994955748145607,6.4917108848150058E+21,0,false,0,2.5352047662796238E-19,2.5352047662796238E-19,2.0485770512915054E+18,0,false,0,8.2238791840297488E-16,8.2238791840297488E-16,648324388630296.62,0,false,0,2.3711669582956774E-12,2.3711669582956774E-12,224710602770.18741,0,false,0,7.4958228744982214E-9,7.4958228744982214E-9,71083103.935142219,0,false,0,2.3703873220604813E-5,2.3703873220604813E-5,22478.451158952757,0,false,0,7.4958228744982161E-2,7.4958228744982161E-2]
[null,15,2,470.37797493311763,null,282,2,16,1725.9121258892249,1,0.78741914193027718,0.78741914193027718,7.287922093764387E+21,0,false,0,2.6278146415022896E-19,2.6278146415022896E-19,2.2998359319742748E+18,0,false,0,8.5242937443088088E-16,8.5242937443088088E-16,727841661414296.62,0,false,0,2.4577846071186338E-12,2.4577846071186338E-12,252271457507.86536,0,false,0,7.7696418694495427E-9,7.7696418694495427E-9,79801478.047036588,0,false,0,2.4569764911269264E-5,2.4569764911269264E-5,25235.443127656064,0,false,0,7.7696418694495645E-2,7.7696418694495645E-2]
[null,15,3,503.93319134959995,null,283,3,16,1735.7684325958901,1,0.11946380091210033,0.11946380091210033,1.1813763180677699E+21,0,false,0,3.7313922845261505E-20,3.7313922845261505E-20,3.7280471312946304E+17,0,false,0,1.2104158111534258E-16,1.2104158111534258E-16,117983547441271.91,0,false,0,3.4899563976805894E-13,3.4899563976805894E-13,40893346798.976608,0,false,0,1.1032582461227677E-9,1.1032582461227677E-9,12935864.996723384,0,false,0,3.4888089051105653E-6,3.4888089051105653E-6,4090.6796894092595,0,false,0,1.1032582461227677E-2,1.1032582461227677E-2]
[null,15,4,550.91049433267517,null,284,11,15,1748.5073610429993,1,0.83049349929406791,0.83049349929406791,8.9415125800116793E+21,0,false,0,2.3825827659237095E-19,2.3825827659237095E-19,2.821656386160532E+18,0,false,0,7.7287929849005108E-16,7.7287929849005108E-16,892985035797911.5,0,false,0,2.228420206961691E-12,2.228420206961691E-12,309510499956.42181,0,false,0,7.0445664329531893E-9,7.0445664329531893E-9,97908005.969441205,0,false,0,2.2276875056499922E-5,2.2276875056499922E-5,30961.23000287962,0,false,0,7.044566432953199E-2,7.044566432953199E-2]
[null,15,5,611.30988388234323,null,285,4,16,1749.5672619852212,1,0.65854984864582256,0.65854984864582256,7.1404128004572489E+21,0,false,0,1.8760331228954375E-19,1.8760331228954375E-19,2.2532867004260575E+18,0,false,0,6.0856108954744369E-16,6.0856108954744369E-16,713109971402602.12,0,false,0,1.7546463358089517E-12,1.7546463358089517E-12,247165422627.17056,0,false,0,5.5468545116978409E-9,5.5468545116978409E-9,78186276.96775265,0,false,0,1.7540694106546211E-5,1.7540694106546211E-5,24724.671698686252,0,false,0,5.5468545116978352E-2,5.5468545116978352E-2]
[null,15,6,685.13135999860435,null,286,20,12,1754.8947693279017,1,0.65100494579702495,0.65100494579702495,7.3125917819324533E+21,0,false,0,1.7901266546920454E-19,1.7901266546920454E-19,2.3076208992872248E+18,0,false,0,5.8069413280184956E-16,5.8069413280184956E-16,730305412616871.12,0,false,0,1.6742983569722415E-12,1.6742983569722415E-12,253125398879.67755,0,false,0,5.2928554351769293E-9,5.2928554351769293E-9,80071606.83730641,0,false,0,1.6737478501160826E-5,1.6737478501160826E-5,25320.865351539869,0,false,0,5.2928554351769443E-2,5.2928554351769443E-2]
[null,15,7,772.3749226814582,null,287,15,14,1758.898285326037,1,8.4125254882362652E-2,8.4125254882362652E-2,9.7033076308792862E+20,0,false,0,2.2527837201407103E-20,2.2527837201407103E-20,3.0620546242652602E+17,0,false,0,7.3077415239218328E-17,7.3077415239218328E-17,96906518159901.422,0,false,0,2.1070196744789872E-13,2.1070196744789872E-13,33588003922.044342,0,false,0,6.6607904676310004E-10,6.6607904676310004E-10,10624952.914244026,0,false,0,2.1063268894851899E-6,2.1063268894851899E-6,3359.9051241054967,0,false,0,6.6607904676309806E-3,6.6607904676309806E-3]
[null,15,8,873.040571930905,null,288,5,16,1767.3086140572186,1,0.82986187078445761,0.82986187078445761,1.0117797637651039E+22,0,false,0,2.1023844987431173E-19,2.1023844987431173E-19,3.1928544597676017E+18,0,false,0,6.8198657347164431E-16,6.8198657347164431E-16,1010460121238462.4,0,false,0,1.9663518794847756E-12,1.9663518794847756E-12,350227612751.75507,0,false,0,6.2161061016760904E-9,6.2161061016760904E-9,110788122.55089869,0,false,0,1.9657053458566731E-5,1.9657053458566731E-5,35034.280495470222,0,false,0,6.216106101676111E-2,6.216106101676111E-2]
[null,15,9,987.12830774694487,null,289,18,13,1772.8549894690029,1,0.69878168108295136,0.69878168108295136,8.8357536291884232E+21,0,false,0,1.7069701943700748E-19,1.7069701943700748E-19,2.7882822320324239E+18,0,false,0,5.5371924335088765E-16,5.5371924335088765E-16,882422934627464.25,0,false,0,1.5965224495950763E-12,1.5965224495950763E-12,305849653376.91394,0,false,0,5.0469872884557877E-9,5.0469872884557877E-9,96749963.871321335,0,false,0,1.5959975153437587E-5,1.5959975153437587E-5,30595.024937237606,0,false,0,5.0469872884558092E-2,5.0469872884558092E-2]
[null,15,10,1114.6381301295773,null,290,6,16,1788.9924888118819,1,0.23664779277524561,0.23664779277524561,3.3247525247438275E+21,0,false,0,5.202739783102172E-20,5.202739783102172E-20,1.0491859302214824E+18,0,false,0,1.6877020732714331E-16,1.6877020732714331E-16,332041612172474.81,0,false,0,4.866101874842252E-13,4.866101874842252E-13,115086324260.75349,0,false,0,1.5382905710401148E-9,1.5382905710401148E-9,36405461.282603666,0,false,0,4.8645019076478252E-6,4.8645019076478252E-6,11512.417692210303,0,false,0,1.5382905710401185E-2,1.5382905710401185E-2]
[null,15,11,1255.5700390788031,null,291,12,15,1793.8463718936591,1,0.43628172282596744,0.43628172282596744,6.3256538434938203E+21,0,false,0,9.2942666830265898E-20,9.2942666830265898E-20,1.9961747416243011E+18,0,false,0,3.0149409358175692E-16,3.0149409358175692E-16,631740342959967.87,0,false,0,8.6928907493029387E-13,8.6928907493029387E-13,218962537504.86548,0,false,0,2.7480295765834511E-9,2.7480295765834511E-9,69264808.244400665,0,false,0,8.690032539511775E-6,8.690032539511775E-6,21903.455574711588,0,false,0,2.7480295765834446E-2,2.7480295765834446E-2]
[null,15,12,1409.9240345946214,null,292,7,16,1814.6188862492111,1,0.5745825846791125,0.5745825846791125,9.5241603098596858E+21,0,false,0,1.070692433716824E-19,1.070692433716824E-19,3.0055214395389409E+18,0,false,0,3.4731889649543025E-16,3.4731889649543025E-16,951173815295786.37,0,false,0,1.0014143847844549E-12,1.0014143847844549E-12,329678853861.87073,0,false,0,3.1657091146859779E-9,3.1657091146859779E-9,104287897.16811305,0,false,0,1.0010851211962906E-5,1.0010851211962906E-5,32978.72874406616,0,false,0,3.1657091146859842E-2,3.1657091146859842E-2]
[null,15,13,1577.7001166770331,null,293,16,14,1820.007386907361,1,4.0235336683173861E-2,4.0235336683173861E-2,6.9032550827792702E+20,0,false,0,7.2434901100816159E-21,7.2434901100816159E-21,2.1784472834230595E+17,0,false,0,2.3496953117299269E-17,2.3496953117299269E-17,68942513160449.07,0,false,0,6.7748075580388193E-14,6.7748075580388193E-14,23895620711.579189,0,false,0,2.1416778471125268E-10,2.1416778471125268E-10,7558944.1250045206,0,false,0,6.7725800112014905E-7,6.7725800112014905E-7,2390.3480140962679,0,false,0,2.1416778471125392E-3,2.1416778471125392E-3]
[null,15,14,1758.898285326037,null,294,13,15,1843.1279054269846,1,0.35986292447354157,0.35986292447354157,7.1503118938973814E+21,0,false,0,5.5941709961417128E-20,5.5941709961417128E-20,2.2564105388116334E+18,0,false,0,1.8146773396369722E-16,1.8146773396369722E-16,714098589629205.62,0,false,0,5.2322059352125478E-13,5.2322059352125478E-13,247508079793.09622,0,false,0,1.6540247744275816E-9,1.6540247744275816E-9,78294670.317418426,0,false,0,5.2304855935373677E-6,5.2304855935373677E-6,24758.948685502099,0,false,0,1.6540247744275802E-2,1.6540247744275802E-2]
[null,15,15,1953.5185405416344,null,295,8,16,1844.1878063692066,1,0.85646778055241779,0.85646778055241779,1.7131752066937612E+22,0,false,0,1.3225338375206324E-19,1.3225338375206324E-19,5.4062349287361751E+18,0,false,0,4.2901301864156268E-16,4.2901301864156268E-16,1710940749216619.5,0,false,0,1.2369606504641049E-12,1.2369606504641049E-12,593015678266.85767,0,false,0,3.9103268988141844E-9,3.9103268988141844E-9,187589702.37164345,0,false,0,1.2365539396075556E-5,1.2365539396075556E-5,59321.072508748526,0,false,0,3.9103268988141766E-2,3.9103268988141766E-2]
[null,15,16,2161.5608823238244,null,296,19,13,1845.7916590983248,1,0.1617613096144383,0.1617613096144383,3.268548139724148E+21,0,false,0,2.4727541313534977E-20,2.4727541313534977E-20,1.0314496176567168E+18,0,false,0,8.0212973320903913E-17,8.0212973320903913E-17,326428504287236.81,0,false,0,2.3127571272512676E-13,2.3127571272512676E-13,113140809209.2988,0,false,0,7.3111755024071617E-10,7.3111755024071617E-10,35790033.052226596,0,false,0,2.3119966960832582E-6,2.3119966960832582E-6,11317.802197774345,0,false,0,7.3111755024072014E-3,7.3111755024072014E-3]
[null,15,17,2383.0253106726077,null,297,9,16,1877.6992491718681,1,0.34931567368875588,0.34931567368875588,8.614702850955876E+21,0,false,0,4.3750433130776887E-20,4.3750433130776887E-20,2.7185256517575956E+18,0,false,0,1.4192079515710392E-16,1.4192079515710392E-16,860346687980508,0,false,0,4.0919606506996465E-13,4.0919606506996465E-13,298197979650.08795,0,false,0,1.2935661126581932E-9,1.2935661126581932E-9,94329496.336204529,0,false,0,4.0906152200098374E-6,4.0906152200098374E-6,29829.605895891604,0,false,0,1.2935661126581887E-2,1.2935661126581887E-2]
[null,15,18,2617.9118255879835,null,298,17,14,1885.0590111713509,1,0.12752835577011898,0.12752835577011898,3.2914091846092435E+21,0,false,0,1.5262235735476959E-20,1.5262235735476959E-20,1.0386638347947058E+18,0,false,0,4.9508735718786467E-17,4.9508735718786467E-17,328711627058964.56,0,false,0,1.427470852336335E-13,1.427470852336335E-13,113932144385.37692,0,false,0,4.5125749708122691E-10,4.5125749708122691E-10,36040357.513445571,0,false,0,1.4270015020034618E-6,1.4270015020034618E-6,11396.96174292511,0,false,0,4.5125749708122614E-3,4.5125749708122614E-3]
[null,15,19,2866.2204270699526,null,299,14,15,1896.3519616429767,1,0.82447697864496272,0.82447697864496272,2.280937458779441E+22,0,false,0,9.2051358663208657E-20,9.2051358663208657E-20,7.1979116390052413E+18,0,false,0,2.986028041762216E-16,2.986028041762216E-16,2277962481240788.5,0,false,0,8.6095270501061337E-13,8.6095270501061337E-13,789546608494.76807,0,false,0,2.7216763279791709E-9,2.7216763279791709E-9,249758680.46008465,0,false,0,8.6066962501775956E-6,8.6066962501775956E-6,78980.62956520624,0,false,0,2.7216763279791629E-2,2.7216763279791629E-2]
[null,15,20,3127.9511151185143,null,300,10,16,1915.1532146571956,1,0.47965017004816762,0.47965017004816762,1.4882475050934156E+22,0,false,0,4.7748590450069946E-20,4.7748590450069946E-20,4.6964347914934436E+18,0,false,0,1.5489030483535231E-16,1.5489030483535231E-16,1486306415966883.7,0,false,0,4.4659067183179733E-13,4.4659067183179733E-13,515156943792.7868,0,false,0,1.4117793611042972E-9,1.4117793611042972E-9,162960510.66172215,0,false,0,4.4644383347069078E-6,4.4644383347069078E-6,51532.638235519582,0,false,0,1.4117793611042966E-2,1.4117793611042966E-2]
[null,16,1,511.35394666455221,null,301,20,13,1922.6708514103129,1,0.87327860393005485,0.87327860393005485,2.8358636391225774E+22,0,false,0,8.3062846209523294E-20,8.3062846209523294E-20,8.9490817979704904E+18,0,false,0,2.6944522233255357E-16,2.6944522233255357E-16,2832164883334049,0,false,0,7.7688350469239449E-13,7.7688350469239449E-13,981634331886.06799,0,false,0,2.4559135850472727E-9,2.4559135850472727E-9,310522131.04124606,0,false,0,7.766280665299029E-6,7.766280665299029E-6,98195.719797960992,0,false,0,2.4559135850472733E-2,2.4559135850472733E-2]
[null,16,2,531.48707651444158,null,302,1,17,1941.462770214009,1,5.3600370224955791E-2,5.3600370224955791E-2,1.9490058730589693E+21,0,false,0,4.5531184041664087E-21,4.5531184041664087E-21,6.1504413477814963E+17,0,false,0,1.4769732277442755E-17,1.4769732277442755E-17,194646382672943.44,0,false,0,4.2585135767990079E-14,4.2585135767990079E-14,67464847450.64196,0,false,0,1.3462174550237172E-10,1.3462174550237172E-10,21341274.974047281,0,false,0,4.2571133837502236E-7,4.2571133837502236E-7,6748.7037089940322,0,false,0,1.3462174550237136E-3,1.3462174550237136E-3]
[null,16,3,565.04229293092385,null,303,2,17,1947.3765542380081,1,5.7820375527458397E-2,5.7820375527458397E-2,2.1781294662649952E+21,0,false,0,4.7409419632077576E-21,4.7409419632077576E-21,6.8734823816163226E+17,0,false,0,1.5379007819211927E-17,1.5379007819211927E-17,217528857897393.72,0,false,0,4.4341842062929814E-14,4.4341842062929814E-14,75395961705.687744,0,false,0,1.4017511203496099E-10,1.4017511203496099E-10,23850138.427586813,0,false,0,4.4327262529975704E-7,4.4327262529975704E-7,7542.0759941481147,0,false,0,1.4017511203496108E-3,1.4017511203496108E-3]
[null,16,4,612.01959591399907,null,304,15,15,1953.5185405416344,1,0.52952586741208996,0.52952586741208996,2.0691439666889574E+22,0,false,0,4.1857199192353047E-20,4.1857199192353047E-20,6.5295588808373688E+18,0,false,0,1.3577938702163669E-16,1.3577938702163669E-16,2066445226834702.5,0,false,0,3.9148872316675754E-13,3.9148872316675754E-13,716234281259.45996,0,false,0,1.2375889921858276E-9,1.2375889921858276E-9,226567661.82388905,0,false,0,3.9136000224595293E-6,3.9136000224595293E-6,71646.98555022708,0,false,0,1.2375889921858247E-2,1.2375889921858247E-2]
[null,16,5,672.41898546366713,null,305,18,14,1954.0531581180073,1,9.7333441108485103E-2,9.7333441108485103E-2,3.8154633895822209E+21,0,false,0,7.6694351179516413E-21,7.6694351179516413E-21,1.204038639216713E+18,0,false,0,2.4878664105837584E-17,2.4878664105837584E-17,381048696296440.87,0,false,0,7.173192233764434E-14,7.173192233764434E-14,132072283152.05995,0,false,0,2.2676167209951229E-10,2.2676167209951229E-10,41778659.816291384,0,false,0,7.1708336986271661E-7,7.1708336986271661E-7,13211.572260883231,0,false,0,2.2676167209951265E-3,2.2676167209951265E-3]
[null,16,6,746.24046157992825,null,306,11,16,1956.5497028251893,1,0.86672913254359574,0.86672913254359574,3.4483851392544282E+22,0,false,0,6.7287987158592024E-20,6.7287987158592024E-20,1.0882004429395571E+19,0,false,0,2.182736023097913E-16,2.182736023097913E-16,3443887484882404,0,false,0,6.2934187393004086E-13,6.2934187393004086E-13,1193658677927.5413,0,false,0,1.9894993888895491E-9,1.9894993888895491E-9,377592168.86167097,0,false,0,6.2913494724040552E-6,6.2913494724040552E-6,119405.12802457903,0,false,0,1.9894993888895509E-2,1.9894993888895509E-2]
[null,16,7,833.4840242627821,null,307,3,17,1957.2328609446733,1,8.7722554137333823E-3,8.7722554137333823E-3,3.5043414421748626E+20,0,false,0,6.7827004114512543E-22,6.7827004114512543E-22,1.1058584687006944E+17,0,false,0,2.2002210419910211E-18,2.2002210419910211E-18,34997708052036.238,0,false,0,6.343832781307551E-15,6.343832781307551E-15,12130279548.117861,0,false,0,2.0054364669578521E-11,2.0054364669578521E-11,3837192.8660750976,0,false,0,6.3417469383478085E-8,6.3417469383478085E-8,1213.4269278146687,0,false,0,2.0054364669578497E-4,2.0054364669578497E-4]
[null,16,8,934.14967351222901,null,308,4,17,1971.0316903340045,1,4.8357472563987994E-2,4.8357472563987994E-2,2.0962023708559428E+21,0,false,0,3.4457240456189342E-21,3.4457240456189342E-21,6.6149465803277274E+17,0,false,0,1.1177486974458785E-17,1.1177486974458785E-17,209346833930866.78,0,false,0,3.2227720273524404E-14,3.2227720273524404E-14,72560054913.282898,0,false,0,1.0187949101350878E-10,1.0187949101350878E-10,22953050.996954665,0,false,0,3.2217123846134298E-7,3.2217123846134298E-7,7258.3920400375255,0,false,0,1.0187949101350866E-3,1.0187949101350866E-3]
[null,16,9,1048.2374093282688,null,309,5,17,1988.7730424060017,1,6.0936955237145089E-2,6.0936955237145089E-2,2.9315494379589085E+21,0,false,0,3.9124679398814902E-21,3.9124679398814902E-21,9.2510356820985075E+17,0,false,0,1.2691544318998829E-17,1.2691544318998829E-17,292772588124640,0,false,0,3.6593157396324424E-14,3.6593157396324424E-14,101475597564.77328,0,false,0,1.1567967633061016E-10,1.1567967633061016E-10,32099955.941796143,0,false,0,3.6581125619579746E-7,3.6581125619579746E-7,10150.897356713114,0,false,0,1.1567967633061009E-3,1.1567967633061009E-3]
[null,16,10,1175.7472317109014,null,310,12,16,2001.888713675849,1,0.45531732577196493,0.45531732577196493,2.3644035530184196E+22,0,false,0,2.7082781306365585E-20,2.7082781306365585E-20,7.4613040300910275E+18,0,false,0,8.7853069855929768E-17,8.7853069855929768E-17,2361319712453047,0,false,0,2.5330417892295654E-13,2.5330417892295654E-13,818438400936.08948,0,false,0,8.0075477263795549E-10,8.0075477263795549E-10,258898072.45877886,0,false,0,2.5322089287862078E-6,2.5322089287862078E-6,81870.759079705051,0,false,0,8.0075477263795367E-3,8.0075477263795367E-3]
[null,16,11,1316.6791406601271,null,311,6,17,2010.4569171606649,1,1.7377103904873622E-2,1.7377103904873622E-2,9.4831054571273493E+20,0,false,0,9.8353706013990918E-22,9.8353706013990918E-22,2.9925658365177894E+17,0,false,0,3.1904681086080867E-18,3.1904681086080867E-18,94707368471845.234,0,false,0,9.1989830970750581E-15,9.1989830970750581E-15,32825773994.169807,0,false,0,2.9080174080503788E-11,2.9080174080503788E-11,10383835.367863929,0,false,0,9.1959584848584855E-8,9.1959584848584855E-8,3283.6570610662225,0,false,0,2.9080174080503882E-4,2.9080174080503882E-4]
[null,16,12,1471.0331361759454,null,312,16,15,2014.6276421229584,1,0.25326106396430043,0.25326106396430043,1.4158129731181675E+22,0,false,0,1.3993214127789426E-20,1.3993214127789426E-20,4.4678544949299395E+18,0,false,0,4.539219234431911E-17,4.539219234431911E-17,1413966358789625.2,0,false,0,1.308779764912735E-13,1.308779764912735E-13,490083727147.21942,0,false,0,4.1373642059201997E-10,4.1373642059201997E-10,155029055.5241648,0,false,0,1.3083494400361762E-6,1.3083494400361762E-6,49024.491896106949,0,false,0,4.1373642059202064E-3,4.1373642059202064E-3]
[null,16,13,1638.8092182583569,null,313,19,14,2026.9898277473292,1,2.2531765398582787E-2,2.2531765398582787E-2,1.3524536872257842E+21,0,false,0,1.159456747720437E-21,1.159456747720437E-21,4.2679127825395373E+17,0,false,0,3.7611290177375618E-18,3.7611290177375618E-18,135068971104745.66,0,false,0,1.0844352954582815E-14,1.0844352954582815E-14,46815190735.951401,0,false,0,3.4281579646555222E-11,3.4281579646555222E-11,14809132.403202625,0,false,0,1.08407873471585E-7,1.08407873471585E-7,4683.0588565123144,0,false,0,3.4281579646555362E-4,3.4281579646555362E-4]
[null,16,14,1820.007386907361,null,314,7,17,2036.0833145979943,1,4.2191736330211893E-2,4.2191736330211893E-2,2.6678210585641358E+21,0,false,0,2.0610314255209903E-21,2.0610314255209903E-21,8.418792972297385E+17,0,false,0,6.6857216677005349E-18,6.6857216677005349E-18,266434147708951.91,0,false,0,1.9276745141877189E-14,1.9276745141877189E-14,92346638473.260956,0,false,0,6.0938377483217845E-11,6.0938377483217845E-11,29212176.10443214,0,false,0,1.9270406976208763E-7,1.9270406976208763E-7,9237.7011899950612,0,false,0,6.0938377483217836E-4,6.0938377483217836E-4]
[null,16,15,2014.6276421229584,null,315,13,16,2051.1702472091747,1,0.37556426465550552,0.37556426465550552,2.5875622977787369E+22,0,false,0,1.6836981030463457E-20,1.6836981030463457E-20,8.1655219033490514E+18,0,false,0,5.4617007533291671E-17,5.4617007533291671E-17,2584187396075053.5,0,false,0,1.5747561549228592E-13,1.5747561549228592E-13,895684810916.90015,0,false,0,4.9781788526236932E-10,4.9781788526236932E-10,283333566.47460055,0,false,0,1.5742383773974563E-6,1.5742383773974563E-6,89597.940763846156,0,false,0,4.9781788526237006E-3,4.9781788526237006E-3]
[null,16,16,2222.6699839051485,null,316,8,17,2065.6522347179898,1,6.2890633541512933E-2,6.2890633541512933E-2,4.7023834327087417E+21,0,false,0,2.5980075810570482E-21,2.5980075810570482E-21,1.4839223368917714E+18,0,false,0,8.4276034622482359E-18,8.4276034622482359E-18,469625021540531.87,0,false,0,2.4299061817575852E-14,2.4299061817575852E-14,162773024610.85132,0,false,0,7.6815115343859411E-11,7.6815115343859411E-11,51490279.869364962,0,false,0,2.4291072321514443E-7,2.4291072321514443E-7,16282.656174671039,0,false,0,7.6815115343859517E-4,7.6815115343859517E-4]
[null,16,17,2444.1344122539317,null,317,17,15,2079.6792663869483,1,0.80272640247260429,0.80272640247260429,6.4934040999240023E+22,0,false,0,3.0651319674196874E-20,3.0651319674196874E-20,2.0491113760136856E+19,0,false,0,9.9428950743722567E-17,9.9428950743722567E-17,6484934892987919,0,false,0,2.866805766789001E-13,2.866805766789001E-13,2247692134191.3696,0,false,0,9.0626550645282327E-10,9.0626550645282327E-10,711016443.45784545,0,false,0,2.8658631652369512E-6,2.8658631652369512E-6,224843.14151591138,0,false,0,9.0626550645282553E-3,9.0626550645282553E-3]
[null,16,18,2679.0209271693075,null,318,9,17,2099.1636775206512,1,2.5650333291109398E-2,2.5650333291109398E-2,2.3125202261140119E+21,0,false,0,8.7879382868070652E-22,8.7879382868070652E-22,7.2975767866464E+17,0,false,0,2.8506944965028103E-18,2.8506944965028103E-18,230950405585306.25,0,false,0,8.2193238094126084E-15,8.2193238094126084E-15,80047898489.111176,0,false,0,2.5983238003529995E-11,2.5983238003529995E-11,25321693.849535212,0,false,0,8.2166213077400826E-8,8.2166213077400826E-8,8007.4226778008215,0,false,0,2.5983238003529993E-4,2.5983238003529993E-4]
[null,16,19,2927.3295286512766,null,319,20,14,2103.8690200593173,1,0.12163915263948648,0.12163915263948648,1.125567933368754E+22,0,false,0,4.0603322594063803E-21,4.0603322594063803E-21,3.5519336564455276E+18,0,false,0,1.3171197211568297E-17,1.3171197211568297E-17,1124099879386355.5,0,false,0,3.7976126509635462E-14,3.7976126509635462E-14,389615393004.81757,0,false,0,1.2005157071704782E-10,1.2005157071704782E-10,123247729.00910646,0,false,0,3.7963640014664686E-7,3.7963640014664686E-7,38974.354011198149,0,false,0,1.2005157071704844E-3,1.2005157071704844E-3]
[null,16,20,3189.0602166998383,null,320,14,16,2104.3943034251665,1,0.86045010239156916,0.86045010239156916,7.9851775257300338E+22,0,false,0,2.863870122526675E-20,2.863870122526675E-20,2.5198675233617031E+19,0,false,0,9.2900274564308316E-17,9.2900274564308316E-17,7974762630885093,0,false,0,2.6785663618606899E-13,2.6785663618606899E-13,2764069575604.4443,0,false,0,8.4675855219103863E-10,8.4675855219103863E-10,874363036.29871666,0,false,0,2.6776856531502524E-6,2.6776856531502524E-6,276497.8696564415,0,false,0,8.4675855219104208E-3,8.4675855219104208E-3]
[null,17,1,{"$f":"3.1416/2*SQRT($H$2/$I$2)*(B330^2/$C$2^2+C330^2/$D$2^2)","v":576.40557092854215},null,321,10,17,2136.6176430059791,1,{"$f":"ABS(SIN(G330*3.1416*$J$2/$C$2)*SIN(H330*3.1416*$K$2/$D$2))*(1/F330^$M$2)+(1-1/F330^$M$2)","v":3.5220826466077992E-2},{"$f":"$J330*$K330","v":3.5220826466077992E-2},{"$f":"10^(LOG10($I330/22.27)/LOG10(2)*70/20)*$L330","v":3.9002405595264472E+21},{"$f":"IF($I330<22.27,M330,0)","v":0},{"$f":"AND($I330>22.27,$I330<44.45)","v":false},{"$f":"IF($O330=TRUE,$L330,0)","v":0},{"$f":"10^(LOG10(44.45/$I330)/LOG10(2)*70/20)*$L330","v":9.824132338313293E-22},{"$f":"IF($I330>44.45,Q330,0)","v":9.824132338313293E-22},{"$f":"10^(LOG10($I330/44.548)/LOG10(2)*70/20)*$L330","v":1.230791612031242E+18},{"$f":"IF($I330<44.528,S330,0)","v":0},{"$f":"AND($I330>44.548,$I330<89.095)","v":false},{"$f":"IF($U330=TRUE,$L330,0)","v":0},{"$f":"10^(LOG10(89.095/$I330)/LOG10(2)*70/20)*$L330","v":3.186822560166236E-18},{"$f":"IF($I330>89.095,W330,0)","v":3.186822560166236E-18},{"$f":"10^(LOG10($I330/89.09)/LOG10(2)*70/20)*$L330","v":389515355987408.62},{"$f":"IF($I330<89.09,Y330,0)","v":0},{"$f":"AND($I330>89.09,$I330<176.78)","v":false},{"$f":"IF($AA330=TRUE,$L330,0)","v":0},{"$f":"10^(LOG10(176.78/$I330)/LOG10(2)*70/20)*$L330","v":9.1884719942038859E-15},{"$f":"IF($I330>176.78,AC330,0)","v":9.1884719942038859E-15},{"$f":"10^(LOG10($I330/176.78)/LOG10(2)*70/20)*$L330","v":135006845287.88846},{"$f":"IF($I330<176.78,AE330,0)","v":0},{"$f":"AND($I330>176.78,$I330<353.55)","v":false},{"$f":"IF($AG330=TRUE,$L330,0)","v":0},{"$f":"10^(LOG10(353.55/$I330)/LOG10(2)*70/20)*$L330","v":2.9046945983653923E-11},{"$f":"IF($I330>353.55,AI330,0)","v":2.9046945983653923E-11},{"$f":"10^(LOG10($I330/353.55)/LOG10(2)*70/20)*$L330","v":42706955.066865586},{"$f":"IF($I330<353.55,AK330,0)","v":0},{"$f":"AND($I330>353.55,$I330<707.1)","v":false},{"$f":"IF($AM330=TRUE,$L330,0)","v":0},{"$f":"10^(LOG10(707.1/$I330)/LOG10(2)*70/20)*$L330","v":9.1854508380226962E-8},{"$f":"IF($I330>707.1,AO330,0)","v":9.1854508380226962E-8},{"$f":"10^(LOG10($I330/707.1)/LOG10(2)*70/20)*$L330","v":13505.124994176305},{"$f":"IF($I330<707.1,AQ330,0)","v":0},{"$f":"AND($I330>707.1,$I330<1414.2)","v":false},{"$f":"IF($AS330=TRUE,$L330,0)","v":0},{"$f":"10^(LOG10(1414.2/$I330)/LOG10(2)*70/20)*$L330","v":2.9046945983654066E-4},{"$f":"IF($I330>1414.2,AU330,0)","v":2.9046945983654066E-4}]
[null,17,2,596.53870077843146,null,322,18,15,2148.6734133336045,{"$f":"IF(ABS(I331-I330)>0.0001,1,$L$2)","v":1},0.6126647093461578,0.6126647093461578,7.2431226174433804E+22,0,false,0,1.6006869550384652E-20,1.6006869550384652E-20,2.2856986450972713E+19,0,false,0,5.1924232333337576E-17,5.1924232333337576E-17,7233675568812766,0,false,0,1.497116157576496E-13,1.497116157576496E-13,2507207234245.8364,0,false,0,4.7327403498439673E-10,4.7327403498439673E-10,793109315.81232238,0,false,0,1.4966239079689007E-6,1.4966239079689007E-6,250803.18714647435,0,false,0,4.7327403498439577E-3,4.7327403498439577E-3]
[null,17,3,630.09391719491384,null,323,15,16,2161.5608823238244,1,0.55262984732763709,0.55262984732763709,7.0037832737724834E+22,0,false,0,1.3468601053718509E-20,1.3468601053718509E-20,2.2101707764636942E+19,0,false,0,4.3690414800781856E-17,4.3690414800781856E-17,6994648390286419,0,false,0,1.2597129122595429E-13,1.2597129122595429E-13,2424359909192.1108,0,false,0,3.9822522112921536E-10,3.9822522112921536E-10,766902074.3873806,0,false,0,1.2592987204925265E-6,1.2592987204925265E-6,242515.72973720013,0,false,0,3.9822522112921517E-3,3.9822522112921517E-3]
[null,17,4,677.07122017798895,null,324,1,18,2176.349285129385,1,0.77737315121425188,0.77737315121425188,1.066488436291274E+23,0,false,0,1.7502070799946237E-20,1.7502070799946237E-20,3.3654975934996935E+19,0,false,0,5.6774473464056772E-17,5.6774473464056772E-17,1.0650974384228526E+16,0,false,0,1.6369617371572532E-13,1.6369617371572532E-13,3691650223164.1577,0,false,0,5.1748254972653496E-10,5.1748254972653496E-10,1167786269.4077797,0,false,0,1.6364235065271974E-6,1.6364235065271974E-6,369286.44315995864,0,false,0,5.1748254972653618E-3,5.1748254972653618E-3]
[null,17,5,737.47060972765712,null,325,11,17,2178.0141311739726,1,6.364412706733058E-2,6.364412706733058E-2,8.8093962558303403E+21,0,false,0,1.4202246170906739E-21,1.4202246170906739E-21,2.7799646850633533E+18,0,false,0,4.6070265488962455E-18,4.6070265488962455E-18,879790635027016.5,0,false,0,1.3283304489622896E-14,1.3283304489622896E-14,304937292774.31586,0,false,0,4.1991685694628272E-11,4.1991685694628272E-11,96461355.222057328,0,false,0,1.3278936958493515E-7,1.3278936958493515E-7,30503.758868827823,0,false,0,4.1991685694628303E-4,4.1991685694628303E-4]
[null,17,6,811.29208584391813,null,326,2,18,2182.2630691533841,1,0.83857643780311819,0.83857643780311819,1.1873300562219651E+23,0,false,0,1.8293649863208134E-20,1.8293649863208134E-20,3.7468352313324724E+19,0,false,0,5.9342254444693415E-17,5.9342254444693415E-17,1.1857814472346248E+16,0,false,0,1.7109978128482784E-13,1.7109978128482784E-13,4109943547314.8882,0,false,0,5.4088711462911191E-10,5.4088711462911191E-10,1300105739.2923117,0,false,0,1.7104352392645807E-6,1.7104352392645807E-6,411129.53352207562,0,false,0,5.4088711462911476E-3,5.4088711462911476E-3]
[null,17,7,898.53564852677198,null,327,3,18,2192.1193758600493,1,0.12722516291604261,0.12722516291604261,1.8982635300914314E+22,0,false,0,2.6337590477870474E-21,2.6337590477870474E-21,5.9903146859869727E+18,0,false,0,8.5435766360723721E-18,8.5435766360723721E-18,1895787665905547,0,false,0,2.4633443867295758E-14,2.4633443867295758E-14,657084010104.77991,0,false,0,7.7872176555151335E-11,7.7872176555151335E-11,207856551.53159893,0,false,0,2.4625344426904342E-7,2.4625344426904342E-7,65730.012942801375,0,false,0,7.7872176555151521E-4,7.7872176555151521E-4]
[null,17,8,999.20129777621889,null,328,4,18,2205.9182052493802,1,0.70133472351132597,0.70133472351132597,1.1256259397525515E+23,0,false,0,1.3497181989501221E-20,1.3497181989501221E-20,3.5521167061049852E+19,0,false,0,4.378312769165752E-17,4.378312769165752E-17,1.1241578101136856E+16,0,false,0,1.2623860758424826E-13,1.2623860758424826E-13,3896354719172.9512,0,false,0,3.9907027173445171E-10,3.9907027173445171E-10,1232540806.0713856,0,false,0,1.2619710051431838E-6,1.2619710051431838E-6,389763.62562854687,0,false,0,3.9907027173445263E-3,3.9907027173445263E-3]
[null,17,9,1113.2890335922586,null,329,19,15,2221.6100829629268,1,0.14182605014028554,0.14182605014028554,2.4718204673175669E+22,0,false,0,2.5135157167116279E-21,2.5135157167116279E-21,7.8002775756758067E+18,0,false,0,8.1535226883193324E-18,8.1535226883193324E-18,2468596525187323,0,false,0,2.3508812762961455E-14,2.3508812762961455E-14,855620770866.22339,0,false,0,7.4316950075738898E-11,7.4316950075738898E-11,270660037.55395365,0,false,0,2.3501083099635877E-7,2.3501083099635877E-7,85590.219025720042,0,false,0,7.431695007573914E-4,7.431695007573914E-4]
[null,17,10,1240.7988559748912,null,330,16,16,2222.6699839051485,1,0.26431121069994168,0.26431121069994168,4.6321748414131356E+22,0,false,0,4.6583566735222191E-21,4.6583566735222191E-21,1.4617667431686773E+19,0,false,0,1.5111111729008064E-17,1.5111111729008064E-17,4626133195661211,0,false,0,4.356942512545681E-14,4.356942512545681E-14,1603427538933.7375,0,false,0,1.377333183315263E-10,1.377333183315263E-10,507215080.18498349,0,false,0,4.3555099562064562E-7,4.3555099562064562E-7,160395.49169694862,0,false,0,1.377333183315265E-3,1.377333183315265E-3]
[null,17,11,1381.730764924117,null,331,12,17,2223.3531420246322,1,3.3434059903288765E-2,3.3434059903288765E-2,5.8804454680595561E+21,0,false,0,5.8715737310745342E-22,5.8715737310745342E-22,1.85568116802867E+18,0,false,0,1.9046632298400388E-18,1.9046632298400388E-18,587277572984853.12,0,false,0,5.4916596124706499E-15,5.4916596124706499E-15,203551647498.01178,0,false,0,1.7360442544165456E-11,1.7360442544165456E-11,64389854.047377788,0,false,0,5.4898539628051038E-8,5.4898539628051038E-8,20361.859699552559,0,false,0,1.7360442544165421E-4,1.7360442544165421E-4]
[null,17,12,1536.0847604399353,null,332,5,18,2223.6595573213776,1,0.88377659929009122,0.88377659929009122,1.5568954778891263E+23,0,false,0,1.5495730416430893E-20,1.5495730416430893E-20,4.9130659141392925E+19,0,false,0,5.026616252383928E-17,5.026616252383928E-17,1.5548648526920624E+16,0,false,0,1.4493095171960677E-13,1.4493095171960677E-13,5389194428004.9443,0,false,0,4.581612186024523E-10,4.581612186024523E-10,1704773441.6179106,0,false,0,1.448832986342059E-6,1.448832986342059E-6,539096.69700766797,0,false,0,4.5816121860245383E-3,4.5816121860245383E-3]
[null,17,13,1703.8608425223467,null,333,6,18,2245.3434320760412,1,0.2520224014277363,0.2520224014277363,4.9700046917784201E+22,0,false,0,3.947371539164391E-21,3.947371539164391E-21,1.568375076623352E+19,0,false,0,1.2804767119542884E-17,1.2804767119542884E-17,4963522421838029,0,false,0,3.6919609375454798E-14,3.6919609375454798E-14,1720367357505.9497,0,false,0,1.1671166870214248E-10,1.1671166870214248E-10,544206860.61390448,0,false,0,3.6907470261775835E-7,3.6907470261775835E-7,172093.31978297167,0,false,0,1.1671166870214234E-3,1.1671166870214234E-3]
[null,17,14,1885.0590111713509,null,334,7,18,2270.9698295133703,1,0.61191224778046216,0.61191224778046216,1.3769248729345318E+23,0,false,0,8.3995217688487956E-21,8.3995217688487956E-21,4.3451360451745325E+19,0,false,0,2.7246971585656102E-17,2.7246971585656102E-17,1.3751289795164098E+16,0,false,0,7.85603938138973E-14,7.85603938138973E-14,4766226094420.3672,0,false,0,2.4834809498318292E-10,2.4834809498318292E-10,1507708762.6103714,0,false,0,7.8534563271069438E-7,7.8534563271069438E-7,476779.3738042895,0,false,0,2.4834809498318284E-3,2.4834809498318284E-3]
[null,17,15,2079.6792663869483,null,335,13,17,2272.634675557958,1,2.7577773590622082E-2,2.7577773590622082E-2,6.2586502045891455E+21,0,false,0,3.7533947073980866E-22,3.7533947073980866E-22,1.9750305287274801E+18,0,false,0,1.2175531150060247E-18,1.2175531150060247E-18,625048718209628.12,0,false,0,3.5105351764878632E-15,3.5105351764878632E-15,216643206229.45398,0,false,0,1.1097636876891256E-11,1.1097636876891256E-11,68531130.06421043,0,false,0,3.5093809176454074E-8,3.5093809176454074E-8,21671.44616281458,0,false,0,1.1097636876891311E-4,1.1097636876891311E-4]
[null,17,16,2287.7216081691381,null,336,17,16,2287.7216081691381,1,0.83775051710376625,0.83775051710376625,2.0532705206397244E+23,0,false,0,1.0557710532350044E-20,1.0557710532350044E-20,6.479467344294305E+19,0,false,0,3.4247859199720369E-17,3.4247859199720369E-17,2.050592484178838E+16,0,false,0,9.8745847682733547E-14,9.8745847682733547E-14,7107396871639.2646,0,false,0,3.1215911694129221E-10,3.1215911694129221E-10,2248295471.1831155,0,false,0,9.8713380192134246E-7,9.8713380192134246E-7,710973.45419800794,0,false,0,3.1215911694129376E-3,3.1215911694129376E-3]
[null,17,17,2509.1860365179218,null,337,20,15,2298.4892752749147,1,0.76565685183082699,0.76565685183082699,1.9818745243020019E+23,0,false,0,9.1364757285936091E-21,9.1364757285936091E-21,6.2541643352005501E+19,0,false,0,2.9637555734812244E-17,2.9637555734812244E-17,1.9792896080994696E+16,0,false,0,8.545309495730904E-14,8.545309495730904E-14,6860259596780.7139,0,false,0,2.7013756312548612E-10,2.7013756312548612E-10,2170118098.2489848,0,false,0,8.5424998104405212E-7,8.5424998104405212E-7,686251.59820198128,0,false,0,2.7013756312548654E-3,2.7013756312548654E-3]
[null,17,18,2744.0725514332976,null,338,8,18,2300.5387496333656,1,0.91211105021927974,0.91211105021927974,2.3855585355032376E+23,0,false,0,1.0771889017028284E-20,1.0771889017028284E-20,7.5280624122923106E+19,0,false,0,3.4942626740883701E-17,3.4942626740883701E-17,2.3824471029504208E+16,0,false,0,1.0074905055140025E-13,1.0074905055140025E-13,8257611991168.8311,0,false,0,3.1849171778691458E-10,3.1849171778691458E-10,2612145062.085186,0,false,0,1.007159244106212E-6,1.007159244106212E-6,826032.79749511264,0,false,0,3.1849171778691497E-3,3.1849171778691497E-3]
[null,17,19,2992.3811529152667,null,339,14,17,2325.8587317739498,1,6.318305638463366E-2,6.318305638463366E-2,1.8767827212585472E+22,0,false,0,6.5701271987994301E-22,6.5701271987994301E-22,5.9225280996786801E+18,0,false,0,2.1312650175364485E-18,2.1312650175364485E-18,1874334874028399,0,false,0,6.1450138989975015E-15,6.1450138989975015E-15,649648427118.3009,0,false,0,1.9425850882015798E-11,1.9425850882015798E-11,205504440.36403212,0,false,0,6.1429934273960671E-8,6.1429934273960671E-8,64986.210082858466,0,false,0,1.9425850882015758E-4,1.9425850882015758E-4]
[null,17,20,3254.1118409638284,null,340,9,18,2334.0501924360274,1,0.37201012486517748,0.37201012486517748,1.151119791406167E+23,0,false,0,3.7134323160216341E-21,3.7134323160216341E-21,3.6325671765176312E+19,0,false,0,1.2045898276630799E-17,1.2045898276630799E-17,1.1496184106863612E+16,0,false,0,3.4731585104028785E-14,3.4731585104028785E-14,3984601698646.6836,0,false,0,1.0979480343192894E-10,1.0979480343192894E-10,1260456129.7657909,0,false,0,3.4720165409536871E-7,3.4720165409536871E-7,398591.22607806412,0,false,0,1.097948034319292E-3,1.097948034319292E-3]
[null,18,1,645.39971787519823,null,341,18,16,2356.7157551157948,1,0.63939615725233234,0.63939615725233234,2.2137746465315336E+23,0,false,0,5.7041790285825821E-21,5.7041790285825821E-21,6.9859672096976019E+19,0,false,0,1.8503625347778031E-17,1.8503625347778031E-17,2.2108872680005492E+16,0,false,0,5.3350960114464095E-14,5.3350960114464095E-14,7662981978804.374,0,false,0,1.6865507753611769E-10,1.6865507753611769E-10,2424044694.5423174,0,false,0,5.3333418396643204E-7,5.3333418396643204E-7,766550.23848008516,0,false,0,1.6865507753611795E-3,1.6865507753611795E-3]
[null,18,2,665.53284772508766,null,342,10,18,2371.5041579213548,1,0.51081223400874298,0.51081223400874298,1.9020016679260005E+23,0,false,0,4.2373876846081105E-21,4.2373876846081105E-21,6.0021110575727788E+19,0,false,0,1.3745542307910396E-17,1.3745542307910396E-17,1.8995209281675656E+16,0,false,0,3.9632118876048098E-14,3.9632118876048098E-14,6583779666918.0078,0,false,0,1.2528655656092714E-10,1.2528655656092714E-10,2082658711.16118,0,false,0,3.9619087893204351E-7,3.9619087893204351E-7,658594.51160600432,0,false,0,1.2528655656092722E-3,1.2528655656092722E-3]
[null,18,3,699.08806414156993,null,343,15,17,2383.0253106726077,1,4.0579741586972133E-2,4.0579741586972133E-2,1.5985655510391855E+22,0,false,0,3.1818127496503927E-22,3.1818127496503927E-22,5.0445633839057418E+18,0,false,0,1.0321392570482497E-18,1.0321392570482497E-18,1596480576464358,0,false,0,2.9759368394240441E-15,2.9759368394240441E-15,553343540578.68286,0,false,0,9.4076443482707872E-12,9.4076443482707872E-12,175040144.62112582,0,false,0,2.9749583557345927E-8,2.9749583557345927E-8,55352.553896803031,0,false,0,9.40764434827076E-5,9.40764434827076E-5]
[null,18,4,746.06536712464515,null,344,11,18,2412.9006460893484,1,0.92303906497227639,0.92303906497227639,4.2029196275933023E+23,0,false,0,6.2614597261794248E-21,6.2614597261794248E-21,1.3263074789190304E+20,0,false,0,2.0311372473212052E-17,2.0311372473212052E-17,4.1974378501597928E+16,0,false,0,5.8563184366380288E-14,5.8563184366380288E-14,14548408265073.912,0,false,0,1.8513215842569488E-10,1.8513215842569488E-10,4602123816.3593044,0,false,0,5.8543928876832627E-7,5.8543928876832627E-7,1455319.3333801921,0,false,0,1.8513215842569481E-3,1.8513215842569481E-3]
[null,18,5,806.46475667431321,null,345,1,19,2424.6578866113541,1,0.63419018695306018,0.63419018695306018,3.0555889551870208E+23,0,false,0,4.065655883248963E-21,4.065655883248963E-21,9.6424648645674467E+19,0,false,0,1.3188466364689463E-17,1.3188466364689463E-17,3.0516036164071272E+16,0,false,0,3.8025918152195168E-14,3.8025918152195168E-14,10576922603625.268,0,false,0,1.202089739450049E-10,1.202089739450049E-10,3345816705.9271374,0,false,0,3.8013415285805055E-7,3.8013415285805055E-7,1058040.1424171522,0,false,0,1.2020897394500497E-3,1.2020897394500497E-3]
[null,18,6,880.28623279057422,null,346,19,16,2429.6524247451166,1,0.1480141259560275,0.1480141259560275,7.3041414735163166E+22,0,false,0,9.2645358604829424E-22,9.2645358604829424E-22,2.3049542512795292E+19,0,false,0,3.0052966382092733E-18,3.0052966382092733E-18,7294614839307713,0,false,0,8.6650836289489053E-15,8.6650836289489053E-15,2528328914141.627,0,false,0,2.7392390842861716E-11,2.7392390842861716E-11,799790774.31409788,0,false,0,8.6622345620982367E-8,8.6622345620982367E-8,252916.04984222318,0,false,0,2.7392390842861735E-4,2.7392390842861735E-4]
[null,18,7,967.52979547342807,null,347,2,19,2430.5716706353528,1,0.68412055012974926,0.68412055012974926,3.3908510433574319E+23,0,false,0,4.2632723130852995E-21,4.2632723130852995E-21,1.0700445160024785E+20,0,false,0,1.3829508723622266E-17,1.3829508723622266E-17,3.3864284294659524E+16,0,false,0,3.9874216779102484E-14,3.9874216779102484E-14,11737432479303.617,0,false,0,1.2605188562948312E-10,1.2605188562948312E-10,3712922855.3195262,0,false,0,3.9861106194821551E-7,3.9861106194821551E-7,1174129.2999305546,0,false,0,1.2605188562948306E-3,1.2605188562948306E-3]
[null,18,8,1068.195444722875,null,348,3,19,2440.427977342018,1,0.10379178870382805,0.10379178870382805,5.3922971935361523E+22,0,false,0,6.1707604320131201E-22,6.1707604320131201E-22,1.7016371308619397E+19,0,false,0,2.0017155592894703E-18,2.0017155592894703E-18,5385264136592576,0,false,0,5.771487746695994E-15,5.771487746695994E-15,1866543926824.9612,0,false,0,1.8245045849772215E-11,1.8245045849772215E-11,590447154.31474686,0,false,0,5.7695900899482608E-8,5.7695900899482608E-8,186715.78455995116,0,false,0,1.8245045849772277E-4,1.8245045849772277E-4]
[null,18,9,1182.2831805389146,null,349,16,17,2444.1344122539317,1,1.9408435285589002E-2,1.9408435285589002E-2,1.0262766025669203E+22,0,false,0,1.1337130169772629E-22,1.1337130169772629E-22,3.2386018625903478E+18,0,false,0,3.6776196562082853E-19,3.6776196562082853E-19,1024938052126035,0,false,0,1.0603572862444394E-15,1.0603572862444394E-15,355245694183.93207,0,false,0,3.3520416491822246E-12,3.3520416491822246E-12,112375501.1596572,0,false,0,1.0600086423162961E-8,1.0600086423162961E-8,35536.253686740834,0,false,0,3.3520416491822419E-5,3.3520416491822419E-5]
[null,18,10,1309.7930029215474,null,350,4,19,2454.2268067313494,1,0.57215714065449474,0.57215714065449474,3.1739243284205947E+23,0,false,0,3.1858152718802992E-21,3.1858152718802992E-21,1.0015893586615832E+20,0,false,0,1.0334376239371011E-17,1.0334376239371011E-17,3.1697846473653624E+16,0,false,0,2.9796803825837938E-14,2.9796803825837938E-14,10986540553656.891,0,false,0,9.4194785788171411E-11,9.4194785788171411E-11,3475391879.3139429,0,false,0,2.9787006680228148E-7,2.9787006680228148E-7,1099015.410028504,0,false,0,9.4194785788171548E-4,9.4194785788171548E-4]
[null,18,11,1450.724911870773,null,351,12,18,2458.239656940008,1,0.48489852580914872,0.48489852580914872,2.741457889269278E+23,0,false,0,2.6491506832572087E-21,2.6491506832572087E-21,8.651167340455356E+19,0,false,0,8.5935051279380105E-18,8.5935051279380105E-18,2.7378822648643644E+16,0,false,0,2.4777401223112918E-14,2.4777401223112918E-14,9489557771399.9434,0,false,0,7.8327260005480263E-11,7.8327260005480263E-11,3001848657.9950976,0,false,0,2.4769254449753088E-7,2.4769254449753088E-7,949267.89503843733,0,false,0,7.8327260005480446E-4,7.8327260005480446E-4]
[null,18,12,1605.0789073865917,null,352,5,19,2471.9681588033468,1,0.72099537506929923,0.72099537506929923,4.3489483531366411E+23,0,false,0,3.6920469990859331E-21,3.6920469990859331E-21,1.3723894904696652E+20,0,false,0,1.1976527050633182E-17,1.1976527050633182E-17,4.3432761135856352E+16,0,false,0,3.4531569083290977E-14,3.4531569083290977E-14,15053886767133.871,0,false,0,1.0916250520498747E-10,1.0916250520498747E-10,4762022728.3641272,0,false,0,3.452021515377464E-7,3.452021515377464E-7,1505883.809112,0,false,0,1.0916250520498754E-3,1.0916250520498754E-3]
[null,18,13,1772.8549894690029,null,353,6,19,2493.6520335580099,1,0.20560284803785875,0.20560284803785875,1.3727166833444235E+23,0,false,0,9.5118250525892174E-22,9.5118250525892174E-22,4.3318563400632893E+19,0,false,0,3.0855140812516856E-18,3.0855140812516856E-18,1.3709262785772338E+16,0,false,0,8.8963722290908633E-15,8.8963722290908633E-15,4751659444177.5898,0,false,0,2.8123549133293159E-11,2.8123549133293159E-11,1503100868.276823,0,false,0,8.8934471148860451E-8,8.8934471148860451E-8,475322.22967315064,0,false,0,2.8123549133293149E-4,2.8123549133293149E-4]
[null,18,14,1954.0531581180073,null,354,20,16,2506.531617057105,1,0.79906356832109793,0.79906356832109793,5.664297480874213E+23,0,false,0,3.4817943814411472E-21,3.4817943814411472E-21,1.787471752346511E+20,0,false,0,1.1294494518730866E-17,1.1294494518730866E-17,5.6569096598215608E+16,0,false,0,3.2565084693211346E-14,3.2565084693211346E-14,19606968390631.914,0,false,0,1.0294598020579573E-10,1.0294598020579573E-10,6202307122.0618572,0,false,0,3.2554377340892529E-7,3.2554377340892529E-7,1961341.7253599337,0,false,0,1.0294598020579616E-3,1.0294598020579616E-3]
[null,18,15,2148.6734133336045,null,355,13,18,2507.5211904733342,1,0.39996404259225887,0.39996404259225887,2.8482544512505022E+23,0,false,0,1.7348008533744681E-21,1.7348008533744681E-21,8.9881832518437126E+19,0,false,0,5.6274715227202883E-18,5.6274715227202883E-18,2.8445395343928848E+16,0,false,0,1.622552354530801E-14,1.622552354530801E-14,9859234120861.4941,0,false,0,5.1292740106773672E-11,5.1292740106773672E-11,3118789033.9595375,0,false,0,1.6220188616847249E-7,1.6220188616847249E-7,986247.68888683978,0,false,0,5.1292740106773614E-4,5.1292740106773614E-4]
[null,18,16,2356.7157551157948,null,356,17,17,2509.1860365179218,1,6.1516220419177085E-2,6.1516220419177085E-2,4.4146765800158687E+22,0,false,0,2.6476886239063776E-22,2.6476886239063776E-22,1.3931312239812162E+19,0,false,0,8.58876239487726E-19,8.58876239487726E-19,4408918612555893.5,0,false,0,2.476372664001887E-15,2.476372664001887E-15,1528140505534.9521,0,false,0,7.8284031395028787E-12,7.8284031395028787E-12,483399399.24211341,0,false,0,2.4755584362842097E-8,2.4755584362842097E-8,152864.31211621474,0,false,0,7.8284031395029329E-5,7.8284031395029329E-5]
[null,18,17,2578.1801834645776,null,357,7,19,2519.2784309953395,1,0.49920523009136303,0.49920523009136303,3.7536809782243672E+23,0,false,0,2.0506304744114858E-21,2.0506304744114858E-21,1.1845420793225865E+20,0,false,0,6.6519823159678818E-18,6.6519823159678818E-18,3.74878513307334E+16,0,false,0,1.9179465458855961E-14,1.9179465458855961E-14,12993368469270.969,0,false,0,6.0630853261583729E-11,6.0630853261583729E-11,4110215316.868547,0,false,0,1.9173159278605403E-7,1.9173159278605403E-7,1299764.2075015253,0,false,0,6.0630853261583757E-4,6.0630853261583757E-4]
[null,18,18,2813.0666983799538,null,358,8,19,2548.8473511153347,1,0.74411095438140473,0.74411095438140473,6.4082038305328522E+23,0,false,0,2.6688587673209669E-21,2.6688587673209669E-21,2.0222248864987516E+20,0,false,0,8.6574356255628811E-18,8.6574356255628811E-18,6.3998457484708224E+16,0,false,0,2.4961730151351575E-14,2.4961730151351575E-14,22182000569396.602,0,false,0,7.8909967600948591E-11,7.8909967600948591E-11,7016871622.9931498,0,false,0,2.495352277090913E-7,2.495352277090913E-7,2218929.637766059,0,false,0,7.8909967600948919E-4,7.8909967600948919E-4]
[null,18,19,3061.3752998619225,null,359,14,18,2560.7452466893255,1,0.91635209680328167,0.91635209680328167,8.330607269286109E+23,0,false,0,3.1133977568766554E-21,3.1133977568766554E-21,2.6288741408834388E+20,0,false,0,1.0099463106467979E-17,1.0099463106467979E-17,8.3197418378759072E+16,0,false,0,2.9119485681511253E-14,2.9119485681511253E-14,28836400975616.129,0,false,0,9.2053621994624817E-11,9.2053621994624817E-11,9121869918.0006466,0,false,0,2.9109911237118679E-7,2.9109911237118679E-7,2884588.5460655349,0,false,0,9.205362199462471E-4,9.205362199462471E-4]
[null,18,20,3323.1059879104841,null,360,18,17,2578.1801834645776,1,4.6951012433499174E-2,4.6951012433499174E-2,4.6187239011507558E+22,0,false,0,1.4741933061788394E-22,1.4741933061788394E-22,1.4575220551305736E+19,0,false,0,4.7820940561386444E-19,4.7820940561386444E-19,4612699799170241,0,false,0,1.3788071497205266E-15,1.3788071497205266E-15,1598771495330.1541,0,false,0,4.3587374293649527E-12,4.3587374293649527E-12,505742225.64531869,0,false,0,1.3783537999420593E-8,1.3783537999420593E-8,159929.73419620263,0,false,0,4.3587374293649712E-5,4.3587374293649712E-5]
[null,19,1,718.33638750452042,null,361,9,19,2582.3587939179965,1,0.303490248239426,0.303490248239426,3.0422792319326099E+23,0,false,0,9.3514062054570859E-22,9.3514062054570859E-22,9.6004636200546025E+19,0,false,0,3.0334762642199459E-18,3.0334762642199459E-18,3.038311252737774E+16,0,false,0,8.74633311790467E-15,8.74633311790467E-15,10530850990328.395,0,false,0,2.7649239807345286E-11,2.7649239807345286E-11,3331242790.6954417,0,false,0,8.7434573363406133E-8,8.7434573363406133E-8,1053431.4657613179,0,false,0,2.7649239807345303E-4,2.7649239807345303E-4]
[null,19,2,738.46951735440985,null,362,15,18,2617.9118255879835,1,0.58853327804510647,0.58853327804510647,6.9162392439088775E+23,0,false,0,1.5468868754766162E-21,1.5468868754766162E-21,2.1825446708440554E+20,0,false,0,5.0179026737746933E-18,5.0179026737746933E-18,6.9072185422130608E+16,0,false,0,1.4467971566391701E-14,1.4467971566391701E-14,23940565391427.797,0,false,0,4.5736700165937578E-11,4.5736700165937578E-11,7573161555.3777714,0,false,0,1.4463214518456434E-7,1.4463214518456434E-7,2394843.9603417055,0,false,0,4.5736700165937682E-4,4.5736700165937682E-4]
[null,19,3,772.024733770892,null,363,10,19,2619.812759403324,1,0.41672664624177441,0.41672664624177441,4.9387318633631536E+23,0,false,0,1.0861094870865906E-21,1.0861094870865906E-21,1.5585063687037885E+20,0,false,0,3.5231999092271622E-18,3.5231999092271622E-18,4.93229038189846E+16,0,false,0,1.0158338936268579E-14,1.0158338936268579E-14,17095422664810.906,0,false,0,3.2112926126517121E-11,3.2112926126517121E-11,5407825403.5067949,0,false,0,1.0154998889252299E-7,1.0154998889252299E-7,1710104.5463600587,0,false,0,3.2112926126517201E-4,3.2112926126517201E-4]
[null,19,4,819.00203675396722,null,364,19,17,2651.1168530939003,1,1.0868712595894493E-2,1.0868712595894493E-2,1.4788367333690318E+22,0,false,0,2.4673030358562719E-23,2.4673030358562719E-23,4.6667373953345464E+18,0,false,0,8.0036146772665267E-20,8.0036146772665267E-20,1476907918509104.2,0,false,0,2.3076587392624479E-16,2.3076587392624479E-16,511899404718.35461,0,false,0,7.2950582850278819E-13,7.2950582850278819E-13,161930047.54273063,0,false,0,2.3068999844369806E-9,2.3068999844369806E-9,51206.777185438325,0,false,0,7.2950582850278428E-6,7.2950582850278428E-6]
[null,19,5,879.40142630363528,null,365,11,19,2661.2092475713175,1,0.75302615772796155,0.75302615772796155,1.0708733375872081E+24,0,false,0,1.6355677270014039E-21,1.6355677270014039E-21,3.379334944432881E+20,0,false,0,5.305571984978682E-18,5.305571984978682E-18,1.0694766205865802E+17,0,false,0,1.5297400051877137E-14,1.5297400051877137E-14,37068285610596.594,0,false,0,4.835872093613743E-11,4.835872093613743E-11,11725876599.825323,0,false,0,1.5292370289066486E-7,1.5292370289066486E-7,3708047.7617518636,0,false,0,4.8358720936137541E-4,4.8358720936137541E-4]
[null,19,6,953.2229024198964,null,366,16,18,2679.0209271693075,1,0.28148306503807635,0.28148306503807635,4.3257753354367227E+23,0,false,0,5.6575330010409182E-22,5.6575330010409182E-22,1.3650768246545056E+20,0,false,0,1.8352311615640786E-18,1.8352311615640786E-18,4.3201333199529104E+16,0,false,0,5.2914681669764156E-15,5.2914681669764156E-15,14973673355480.863,0,false,0,1.672758975783404E-11,1.672758975783404E-11,4736648677.4415798,0,false,0,5.2897283399659699E-8,5.2897283399659699E-8,1497859.8296739685,0,false,0,1.672758975783396E-4,1.672758975783396E-4]
[null,19,7,1040.4664651027504,null,367,1,20,2686.3885746599153,1,0.2162655012266689,0.2162655012266689,3.4313613510027879E+23,0,false,0,4.2101207325532578E-22,4.2101207325532578E-22,1.0828282779499035E+20,0,false,0,1.3657091811761557E-18,1.3657091811761557E-18,3.4268859003906344E+16,0,false,0,3.9377092155422377E-15,3.9377092155422377E-15,11877658928246.133,0,false,0,1.2448035642416093E-11,1.2448035642416093E-11,3757280936.8775544,0,false,0,3.9364145024992029E-8,3.9364145024992029E-8,1188156.5569664387,0,false,0,1.2448035642416091E-4,1.2448035642416091E-4]
[null,19,8,1141.1321143521973,null,368,2,20,2692.302358683914,1,0.2332922784316519,0.2332922784316519,3.7973717743611046E+23,0,false,0,4.4269449813922136E-22,4.4269449813922136E-22,1.1983295020693065E+20,0,false,0,1.4360441872607851E-18,1.4360441872607851E-18,3.792418944246876E+16,0,false,0,4.1405040751301662E-15,4.1405040751301662E-15,13144604180620.307,0,false,0,1.3089118440070392E-11,1.3089118440070392E-11,4158055977.9500856,0,false,0,4.1391426834332601E-8,4.1391426834332601E-8,1314892.7528801134,0,false,0,1.3089118440070437E-4,1.3089118440070437E-4]
[null,19,9,1255.2198501682369,null,369,3,20,2702.1586653905797,1,3.5394087876208777E-2,3.5394087876208777E-2,6.0112570341011541E+22,0,false,0,6.4369874828307437E-23,6.4369874828307437E-23,1.8969611290421944E+19,0,false,0,2.0880762008662558E-19,2.0880762008662558E-19,6003416681185562,0,false,0,6.0204888509458422E-16,6.0204888509458422E-16,2080796904709.7871,0,false,0,1.9032197579633121E-12,1.9032197579633121E-12,658222179.20298505,0,false,0,6.0185093229984549E-9,6.0185093229984549E-9,208148.12927209464,0,false,0,1.9032197579633135E-5,1.9032197579633135E-5]
[null,19,10,1382.7296725508697,null,370,12,19,2706.5482584219772,1,0.39558593740448367,0.39558593740448367,6.8465446843442521E+23,0,false,0,7.0598708351558636E-22,7.0598708351558636E-22,2.1605512891520536E+20,0,false,0,2.2901315734104632E-18,2.2901315734104632E-18,6.8376148837595472E+16,0,false,0,6.6030691787957521E-15,6.6030691787957521E-15,23699317640758.676,0,false,0,2.0873872596422513E-11,2.0873872596422513E-11,7496847226.0870237,0,false,0,6.6008980992868568E-8,6.6008980992868568E-8,2370711.2504750015,0,false,0,2.0873872596422638E-4,2.0873872596422638E-4]
[null,19,11,1523.6615815000951,null,371,4,20,2715.957494779911,1,0.19511158221882186,0.19511158221882186,3.5159073013837278E+23,0,false,0,3.3443767733838919E-22,3.3443767733838919E-22,1.1095082852396858E+20,0,false,0,1.0848729418628192E-18,1.0848729418628192E-18,3.5113215793117672E+16,0,false,0,3.1279823257735096E-15,3.1279823257735096E-15,12170314775202.008,0,false,0,9.8882963034421082E-12,9.8882963034421082E-12,3849857280.5388718,0,false,0,3.12695384975005E-8,3.12695384975005E-8,1217431.7673084638,0,false,0,9.8882963034421149E-5,9.8882963034421149E-5]
[null,19,12,1678.0155770159135,null,372,20,17,2727.9960454058878,1,5.8675428536544019E-2,5.8675428536544019E-2,1.1131223845664948E+23,0,false,0,9.5533598588677811E-23,9.5533598588677811E-23,3.5126594710737269E+19,0,false,0,3.0989874398264698E-19,3.0989874398264698E-19,1.1116705630450006E+16,0,false,0,8.935219568594422E-16,8.935219568594422E-16,3853073657023.3652,0,false,0,2.8246354815552543E-12,2.8246354815552543E-12,1218849630.8385475,0,false,0,8.9322816814411349E-9,8.9322816814411349E-9,385434.09587052139,0,false,0,2.8246354815552634E-5,2.8246354815552634E-5]
[null,19,13,1845.7916590983248,null,373,5,20,2733.698846851908,1,0.24586698025179804,0.24586698025179804,4.7789395498411888E+23,0,false,0,3.9071077711005734E-22,3.9071077711005734E-22,1.5080810074604539E+20,0,false,0,1.2674156618783876E-18,1.2674156618783876E-18,4.7727064820451056E+16,0,false,0,3.6543023950406427E-15,3.6543023950406427E-15,16542301496498.273,0,false,0,1.1552119258092109E-11,1.1552119258092109E-11,5232855602.2993975,0,false,0,3.6531008657465664E-8,3.6531008657465664E-8,1654774.2370038328,0,false,0,1.1552119258092147E-4,1.1552119258092147E-4]
[null,19,14,2026.9898277473292,null,374,17,18,2744.0725514332976,1,0.89217775767864382,0.89217775767864382,1.8122069571382751E+24,0,false,0,1.3566927486032997E-21,1.3566927486032997E-21,5.7187475697172041E+20,0,false,0,4.4009373139259291E-18,4.4009373139259291E-18,1.80984333468468E+17,0,false,0,1.2689093444583348E-14,1.2689093444583348E-14,62729552333486.828,0,false,0,4.0113243213762769E-11,4.0113243213762769E-11,19843350662.391483,0,false,0,1.2684921289178355E-7,1.2684921289178355E-7,6275018.4502567872,0,false,0,4.0113243213762826E-4,4.0113243213762826E-4]
[null,19,15,2221.6100829629268,null,375,6,20,2755.3827216065711,1,7.0112726275642051E-2,7.0112726275642051E-2,1.4939036699487193E+23,0,false,0,1.016383552080087E-22,1.016383552080087E-22,4.7142838450426061E+19,0,false,0,3.2970179167057138E-19,3.2970179167057138E-19,1.4919552036083216E+16,0,false,0,9.5061950328540623E-16,9.5061950328540623E-16,5171148255231.2295,0,false,0,3.005134409764434E-12,3.005134409764434E-12,1635798508.6558728,0,false,0,9.5030694098013952E-9,9.5030694098013952E-9,517284.90804591979,0,false,0,3.0051344097644493E-5,3.0051344097644493E-5]
[null,19,16,2429.6524247451166,null,376,13,19,2755.8297919553029,1,0.32629538407633657,0.32629538407633657,6.9655576508784594E+23,0,false,0,4.7212009127921736E-22,4.7212009127921736E-22,2.1981079882062738E+20,0,false,0,1.5314970382968701E-18,1.5314970382968701E-18,6.9564726242481432E+16,0,false,0,4.4157204801710501E-15,4.4157204801710501E-15,24111281080318.687,0,false,0,1.395914297255867E-11,1.395914297255867E-11,7627164352.3405342,0,false,0,4.4142685977218724E-8,4.4142685977218724E-8,2411921.1441839007,0,false,0,1.3959142972558679E-4,1.3959142972558679E-4]
[null,19,17,2651.1168530939003,null,377,7,20,2781.0091190439011,1,0.17023421604704517,0.17023421604704517,4.039408077399639E+23,0,false,0,2.215962944662693E-22,2.215962944662693E-22,1.2747084451217451E+20,0,false,0,7.1882996496318371E-19,7.1882996496318371E-19,4.0341395645548904E+16,0,false,0,2.0725813492779876E-15,2.0725813492779876E-15,13982412957275.49,0,false,0,6.5519227285213428E-12,6.5519227285213428E-12,4423081515.7510681,0,false,0,2.0718998875552425E-8,2.0718998875552425E-8,1398701.1866363341,0,false,0,6.5519227285213417E-5,6.5519227285213417E-5]
[null,19,18,2886.0033680092756,null,378,14,19,2809.0538481712947,1,0.74757085021364911,0.74757085021364911,1.9933729067513793E+24,0,false,0,8.6596966626026216E-22,8.6596966626026216E-22,6.2904495654436864E+20,0,false,0,2.8090945579949529E-18,2.8090945579949529E-18,1.9907729934565834E+17,0,false,0,8.0993799271526771E-15,8.0993799271526771E-15,69000612530300.844,0,false,0,2.5604066856110349E-11,2.5604066856110349E-11,21827086268.359245,0,false,0,8.0967168628535253E-8,8.0967168628535253E-8,6902330.7293000538,0,false,0,2.5604066856110385E-4,2.5604066856110385E-4]
[null,19,19,3134.3119694912443,null,379,8,20,2810.5780391638964,1,0.25374963509086967,0.25374963509086967,6.8089586224747152E+23,0,false,0,2.9208998808396927E-22,2.9208998808396927E-22,2.1486903259698266E+20,0,false,0,9.4750246797314945E-19,9.4750246797314945E-19,6.8000778445799088E+16,0,false,0,2.7319060685187095E-15,2.7319060685187095E-15,23569213469942.754,0,false,0,8.636205024593429E-12,8.636205024593429E-12,7455691142.7401867,0,false,0,2.7310078217905667E-8,2.7310078217905667E-8,2357696.554180258,0,false,0,8.6362050245934418E-5,8.6362050245934418E-5]
[null,19,20,3396.042657539806,null,380,18,18,2813.0666983799538,1,0.68093664903708939,0.68093664903708939,1.8460823866171139E+24,0,false,0,7.7579835234146715E-22,7.7579835234146715E-22,5.8256476283679159E+20,0,false,0,2.516590377900001E-18,2.516590377900001E-18,1.8436745811713926E+17,0,false,0,7.2560112060369671E-15,7.2560112060369671E-15,63902150484013.18,0,false,0,2.2937977684591489E-11,2.2937977684591489E-11,20214280717.228714,0,false,0,7.2536254401424627E-8,7.2536254401424627E-8,6392316.8328464665,0,false,0,2.2937977684591527E-4,2.2937977684591527E-4]
[null,20,1,795.21557981650847,null,381,9,20,2844.0894819665582,1,0.10349335578376521,0.10349335578376521,3.1874081389701368E+23,0,false,0,1.0379436455623734E-22,1.0379436455623734E-22,1.0058444195146824E+20,0,false,0,3.3669560954094829E-19,3.3669560954094829E-19,3.1832508712715404E+16,0,false,0,9.7078457316966297E-16,9.7078457316966297E-16,11033214770207.396,0,false,0,3.068880993097809E-12,3.068880993097809E-12,3490156417.1027594,0,false,0,9.7046538061885058E-9,9.7046538061885058E-9,1103684.3668297422,0,false,0,3.0688809930978E-5,3.0688809930978E-5]
[null,20,2,815.34870966639789,null,382,15,19,2866.2204270699526,1,0.48013239079394721,0.48013239079394721,1.618175762992591E+24,0,false,0,4.4003055281336849E-22,4.4003055281336849E-22,5.106446962659501E+20,0,false,0,1.4274026902092857E-18,1.4274026902092857E-18,1.616065211241199E+17,0,false,0,4.1155883002018874E-15,4.1155883002018874E-15,56013161636746.633,0,false,0,1.3010353747862639E-11,1.3010353747862639E-11,17718742868.723534,0,false,0,4.1142351007754059E-8,4.1142351007754059E-8,5603158.4740031892,0,false,0,1.3010353747862696E-4,1.3010353747862696E-4]
[null,20,3,848.90392608288005,null,383,10,20,2881.5434474518852,1,0.14210815442758754,0.14210815442758754,5.095730065359828E+23,0,false,0,1.2241033813488932E-22,1.2241033813488932E-22,1.6080499974036836E+20,0,false,0,3.970834407884373E-19,3.970834407884373E-19,5.0890838145260024E+16,0,false,0,1.1448990353753411E-15,1.1448990353753411E-15,17638872014766.324,0,false,0,3.6192982313341242E-12,3.6192982313341242E-12,5579735701.2414742,0,false,0,1.1445225942434812E-8,1.1445225942434812E-8,1764467.3557679825,0,false,0,3.6192982313341199E-5,3.6192982313341199E-5]
[null,20,4,895.88122906595538,null,384,19,18,2886.0033680092756,1,0.15763035450786392,0.15763035450786392,5.7548830876265844E+23,0,false,0,1.3336126691734772E-22,1.3336126691734772E-22,1.8160576826910527E+20,0,false,0,4.3260684957092098E-19,4.3260684957092098E-19,5.7473771177205816E+16,0,false,0,1.2473226377485817E-15,1.2473226377485817E-15,19920530510954.492,0,false,0,3.9430836058189509E-12,3.9430836058189509E-12,6301496784.2951012,0,false,0,1.2469125198857474E-8,1.2469125198857474E-8,1992708.250659924,0,false,0,3.9430836058189531E-5,3.9430836058189531E-5]
[null,20,5,{"$f":"3.1416/2*SQRT($H$2/$I$2)*(B394^2/$C$2^2+C394^2/$D$2^2)","v":956.28061861562344},null,385,11,20,2922.9399356198787,1,{"$f":"ABS(SIN(G394*3.1416*$J$2/$C$2)*SIN(H394*3.1416*$K$2/$D$2))*(1/F394^$M$2)+(1-1/F394^$M$2)","v":0.25678981287971886},{"$f":"$J394*$K394","v":0.25678981287971886},{"$f":"10^(LOG10($I394/22.27)/LOG10(2)*70/20)*$L394","v":1.0869001341074127E+24},{"$f":"IF($I394<22.27,M394,0)","v":0},{"$f":"AND($I394>22.27,$I394<44.45)","v":false},{"$f":"IF($O394=TRUE,$L394,0)","v":0},{"$f":"10^(LOG10(44.45/$I394)/LOG10(2)*70/20)*$L394","v":1.8739260675135279E-22},{"$f":"IF($I394>44.45,Q394,0)","v":1.8739260675135279E-22},{"$f":"10^(LOG10($I394/44.548)/LOG10(2)*70/20)*$L394","v":3.4299104061864837E+20},{"$f":"IF($I394<44.528,S394,0)","v":0},{"$f":"AND($I394>44.548,$I394<89.095)","v":false},{"$f":"IF($U394=TRUE,$L394,0)","v":0},{"$f":"10^(LOG10(89.095/$I394)/LOG10(2)*70/20)*$L394","v":6.078775877993741E-19},{"$f":"IF($I394>89.095,W394,0)","v":6.078775877993741E-19},{"$f":"10^(LOG10($I394/89.09)/LOG10(2)*70/20)*$L394","v":1.0854825137017122E+17},{"$f":"IF($I394<89.09,Y394,0)","v":0},{"$f":"AND($I394>89.09,$I394<176.78)","v":false},{"$f":"IF($AA394=TRUE,$L394,0)","v":0},{"$f":"10^(LOG10(176.78/$I394)/LOG10(2)*70/20)*$L394","v":1.7526756152709811E-15},{"$f":"IF($I394>176.78,AC394,0)","v":1.7526756152709811E-15},{"$f":"10^(LOG10($I394/176.78)/LOG10(2)*70/20)*$L394","v":37623053247423.594},{"$f":"IF($I394<176.78,AE394,0)","v":0},{"$f":"AND($I394>176.78,$I394<353.55)","v":false},{"$f":"IF($AG394=TRUE,$L394,0)","v":0},{"$f":"10^(LOG10(353.55/$I394)/LOG10(2)*70/20)*$L394","v":5.5406245952272936E-12},{"$f":"IF($I394>353.55,AI394,0)","v":5.5406245952272936E-12},{"$f":"10^(LOG10($I394/353.55)/LOG10(2)*70/20)*$L394","v":11901367231.341166},{"$f":"IF($I394<353.55,AK394,0)","v":0},{"$f":"AND($I394>353.55,$I394<707.1)","v":false},{"$f":"IF($AM394=TRUE,$L394,0)","v":0},{"$f":"10^(LOG10(707.1/$I394)/LOG10(2)*70/20)*$L394","v":1.7520993380866779E-8},{"$f":"IF($I394>707.1,AO394,0)","v":1.7520993380866779E-8},{"$f":"10^(LOG10($I394/707.1)/LOG10(2)*70/20)*$L394","v":3763542.7721130084},{"$f":"IF($I394<707.1,AQ394,0)","v":0},{"$f":"AND($I394>707.1,$I394<1414.2)","v":false},{"$f":"IF($AS394=TRUE,$L394,0)","v":0},{"$f":"10^(LOG10(1414.2/$I394)/LOG10(2)*70/20)*$L394","v":5.5406245952273174E-5},{"$f":"IF($I394>1414.2,AU394,0)","v":5.5406245952273174E-5}]
[null,20,6,1030.1020947318843,null,386,16,19,2927.3295286512766,{"$f":"IF(ABS(I395-I394)>0.0001,1,$L$2)","v":1},0.22963720494048531,0.22963720494048531,9.8908022333764496E+23,0,false,0,1.6467948468488653E-22,1.6467948468488653E-22,3.121221944981154E+20,0,false,0,5.3419913221613485E-19,5.3419913221613485E-19,9.877901873320488E+16,0,false,0,1.540240685832212E-15,1.540240685832212E-15,34237016576656.652,0,false,0,4.8690672433258015E-12,4.8690672433258015E-12,10830256239.56246,0,false,0,1.5397342569426795E-8,1.5397342569426795E-8,3424827.7360267616,0,false,0,4.8690672433258045E-5,4.8690672433258045E-5]
[null,20,7,1117.3456574147383,null,387,20,18,2962.882560321264,1,0.8509773829708186,0.8509773829708186,4.2175892368601219E+24,0,false,0,5.3034474306030828E-22,5.3034474306030828E-22,1.3309367400535297E+21,0,false,0,1.7203703427923613E-18,1.7203703427923613E-18,4.2120883261715987E+17,0,false,0,4.9602933379454293E-15,4.9602933379454293E-15,145991871244415.94,0,false,0,1.5680667334162438E-11,1.5680667334162438E-11,46181867830.980507,0,false,0,4.9586624007353687E-8,4.9586624007353687E-8,14603988.894675912,0,false,0,1.5680667334162448E-4,1.5680667334162448E-4]
[null,20,8,1218.0113066641852,null,388,12,20,2968.2789464705384,1,0.13489895112069034,0.13489895112069034,6.8287804873897603E+23,0,false,0,8.2311498204313659E-23,8.2311498204313659E-23,2.1549454747741032E+20,0,false,0,2.6700794574559243E-19,2.6700794574559243E-19,6.8198738562640064E+16,0,false,0,7.6985617661290298E-16,7.6985617661290298E-16,23637826864656.738,0,false,0,2.4336985291312199E-12,2.4336985291312199E-12,7477395739.7092285,0,false,0,7.6960304902562902E-9,7.6960304902562902E-9,2364560.1503920737,0,false,0,2.4336985291312086E-5,2.4336985291312086E-5]
[null,20,9,1332.0990424802249,null,389,17,19,2992.3811529152667,1,0.72784913918597383,0.72784913918597383,4.0477287964228621E+24,0,false,0,4.0425728245755973E-22,4.0425728245755973E-22,1.2773341988473201E+21,0,false,0,1.3113587882188733E-18,1.3113587882188733E-18,4.0424494310437869E+17,0,false,0,3.7810023220351437E-15,3.7810023220351437E-15,140112151300826.17,0,false,0,1.1952647870233812E-11,1.1952647870233812E-11,44321925582.117912,0,false,0,3.7797591339899615E-8,3.7797591339899615E-8,14015823.512397707,0,false,0,1.195264787023384E-4,1.195264787023384E-4]
[null,20,10,1459.6088648628577,null,390,13,20,3017.5604800038645,1,0.11127014614377873,0.11127014614377873,6.8211762748863519E+23,0,false,0,5.6064061598975991E-23,5.6064061598975991E-23,2.1525458276696451E+20,0,false,0,1.8186462698734393E-19,1.8186462698734393E-19,6.81227956177098E+16,0,false,0,5.2436494353247358E-16,5.2436494353247358E-16,23611504879504.07,0,false,0,1.6576423370629337E-12,1.6576423370629337E-12,7469069259.412755,0,false,0,5.2419253310434102E-9,5.2419253310434102E-9,2361927.0861291373,0,false,0,1.6576423370629348E-5,1.6576423370629348E-5]
[null,20,11,1600.5407738120832,null,391,18,19,3061.3752998619225,1,0.55551615087488615,0.55551615087488615,4.026870054709716E+24,0,false,0,2.3670764129714433E-22,2.3670764129714433E-22,1.2707518447729388E+21,0,false,0,7.6784923642323929E-19,7.6784923642323929E-19,4.0216178949376333E+17,0,false,0,2.2139171765740824E-15,2.2139171765740824E-15,139390125858450.66,0,false,0,6.9987189035126876E-12,6.9987189035126876E-12,44093525992.015839,0,false,0,2.2131892438376199E-8,2.2131892438376199E-8,13943597.220260615,0,false,0,6.9987189035126805E-5,6.9987189035126805E-5]
[null,20,12,1754.8947693279017,null,392,14,20,3070.7845362198564,1,0.25492949583571556,0.25492949583571556,1.9150794954477155E+24,0,false,0,1.0481896837450985E-22,1.0481896837450985E-22,6.0433805130630811E+20,0,false,0,3.4001929294713243E-19,3.4001929294713243E-19,1.9125816985608835E+17,0,false,0,9.803676520260372E-16,9.803676520260372E-16,66290485730271.82,0,false,0,3.0991753852528583E-12,3.0991753852528583E-12,20969787046.030544,0,false,0,9.8004530857288669E-9,9.8004530857288669E-9,6631228.9114150759,0,false,0,3.0991753852528607E-5,3.0991753852528607E-5]
[null,20,13,1922.6708514103129,null,393,15,20,3127.9511151185143,1,0.16373017792830863,0.16373017792830863,1.5241679491413411E+24,0,false,0,5.4326428643326367E-23,5.4326428643326367E-23,4.8097882643366458E+20,0,false,0,1.7622796848799059E-19,1.7622796848799059E-19,1.5221800097542477E+17,0,false,0,5.0811293144696274E-16,5.0811293144696274E-16,52759080718719.711,0,false,0,1.6062658603787468E-12,1.6062658603787468E-12,16689373674.489077,0,false,0,5.0794586465668805E-9,5.0794586465668805E-9,5277643.3533038767,0,false,0,1.6062658603787507E-5,1.6062658603787507E-5]
[null,20,14,2103.8690200593173,null,394,19,19,3134.3119694912443,1,0.12859670267576204,0.12859670267576204,1.2257214509760761E+24,0,false,0,4.1672964183006017E-23,4.1672964183006017E-23,3.8679862370624281E+20,0,false,0,1.3518175227493259E-19,1.3518175227493259E-19,1.224122768920484E+17,0,false,0,3.8976558043471677E-16,3.8976558043471677E-16,42428353782891.531,0,false,0,1.232141728060597E-12,1.232141728060597E-12,13421436481.262524,0,false,0,3.8963742608072966E-9,3.8963742608072966E-9,4244230.8752065282,0,false,0,1.2321417280605978E-5,1.2321417280605978E-5]
[null,20,15,2298.4892752749147,null,395,16,20,3189.0602166998383,1,7.8308693903554744E-2,7.8308693903554744E-2,9.1287408533484512E+23,0,false,0,2.0748924756174321E-23,2.0748924756174321E-23,2.8807396618818555E+20,0,false,0,6.730685136873954E-20,6.730685136873954E-20,9.1168344335165904E+16,0,false,0,1.9406386993427421E-16,1.9406386993427421E-16,31599140751740.703,0,false,0,6.134820621878716E-13,6.134820621878716E-13,9995812296.4689121,0,false,0,1.9400006201707315E-9,1.9400006201707315E-9,3160953.3920360073,0,false,0,6.13482062187873E-6,6.13482062187873E-6]
[null,20,16,2506.531617057105,null,396,20,19,3211.1911618032327,1,0.69423738748387465,0.69423738748387465,8.7705966349757567E+24,0,false,0,1.6973576895072759E-22,1.6973576895072759E-22,2.7677207613440404E+21,0,false,0,5.5060107003017533E-19,5.5060107003017533E-19,8.7591573349243405E+17,0,false,0,1.5875319119390073E-15,1.5875319119390073E-15,303594243716187.12,0,false,0,5.0185660600051019E-12,5.0185660600051019E-12,96036506128.992859,0,false,0,1.5870099337633352E-8,1.5870099337633352E-8,30369409.789233819,0,false,0,5.0185660600051232E-5,5.0185660600051232E-5]
[null,20,17,2727.9960454058878,null,397,17,20,3254.1118409638284,1,0.24820418565559543,0.24820418565559543,3.6590954450477068E+24,0,false,0,5.2003308825719299E-23,5.2003308825719299E-23,1.1546938996842763E+21,0,false,0,1.6869206568276586E-19,1.6869206568276586E-19,3.6543229657678195E+17,0,false,0,4.8638488397347861E-16,4.8638488397347861E-16,126659606017518.58,0,false,0,1.5375783330411567E-12,1.5375783330411567E-12,40066458048.422752,0,false,0,4.8622496133349796E-9,4.8622496133349796E-9,12670126.520860055,0,false,0,1.5375783330411574E-5,1.5375783330411574E-5]
[null,20,18,2962.882560321264,null,398,18,20,3323.1059879104841,1,0.18943683027589828,0.18943683027589828,3.5642544873867289E+24,0,false,0,3.1099015791110257E-23,3.1099015791110257E-23,1.1247651162196195E+21,0,false,0,1.0088121954095257E-19,1.0088121954095257E-19,3.559605707122656E+17,0,false,0,2.9086786069596447E-16,2.9086786069596447E-16,123376685822605.83,0,false,0,9.1950250741866818E-13,9.1950250741866818E-13,39027966074.528297,0,false,0,2.9077222376788597E-9,2.9077222376788597E-9,12341726.523929041,0,false,0,9.1950250741866871E-6,9.1950250741866871E-6]
[null,20,19,3211.1911618032327,null,399,19,20,3396.042657539806,1,4.3852823541605884E-2,4.3852823541605884E-2,1.0620129302357639E+24,0,false,0,5.5930903084075925E-24,5.5930903084075925E-24,3.3513743228227342E+20,0,false,0,1.8143267783931774E-20,1.8143267783931774E-20,1.0606277696733605E+17,0,false,0,5.2311951722629007E-17,5.2311951722629007E-17,36761582568507.859,0,false,0,1.6537052482123501E-13,1.6537052482123501E-13,11628856681.98765,0,false,0,5.2294751629251296E-10,5.2294751629251296E-10,3677367.3698749254,0,false,0,1.653705248212357E-6,1.653705248212357E-6]
[null,20,20,3472.9218498517944,null,400,20,20,16116.754532482057,1,0.23674222601240905,0.23674222601240905,4.1843659545352122E+32,0,false,0,4.1372170618693218E-31,4.1372170618693218E-31,1.3204525310449656E+29,0,false,0,1.3420601652169406E-27,1.3420601652169406E-27,4.1789083762573594E+25,0,false,0,3.8695227016308471E-24,3.8695227016308471E-24,1.4484184717068356E+22,0,false,0,1.2232481849832559E-20,1.2232481849832559E-20,4.5818078673934638E+18,0,false,0,3.868250408214075E-17,3.868250408214075E-17,1448894866224204.5,0,false,0,1.2232481849832523E-13,1.2232481849832523E-13]

{"sheet":"計算表c-1","index":12,"n_rows":409,"n_cols":48,"rows_kept":409,"cut":false,"hidden":true,"merged":[[8,24,8,25],[8,26,8,27],[7,12,7,17],[7,18,7,23],[7,24,7,29],[7,30,7,35],[8,12,8,13],[8,14,8,15],[8,16,8,17],[8,18,8,19],[8,20,8,21],[8,22,8,23],[8,28,8,29],[8,30,8,31],[8,32,8,33],[8,34,8,35],[7,36,7,41],[7,42,7,47],[8,44,8,45],[8,46,8,47],[8,36,8,37],[8,38,8,39],[8,40,8,41],[8,42,8,43]]}
[null,"ヤング率","辺長ｘ","辺長ｙ","板厚","ポアソン比","密度","曲げ剛性","面密度","加振点ｘ","加振点ｙ","辺長比","縮退重み","周波数重み"]
[null,24000000000,{"$f":"床衝撃音計算シート!E17","v":12.27},{"$f":"床衝撃音計算シート!G17","v":6.65},{"$f":"(床衝撃音計算シート!N17)/1000","v":0.2},0.16,2300,{"$f":"B2*E2^3/12/(1-F2^2)","v":16420361.24794746},{"$f":"G2*E2","v":460},{"$f":"'計算表（参考）'!D30","v":3.91},{"$f":"'計算表（参考）'!F30","v":4.2949999999999999},{"$f":"C2/D2","v":1.8451127819548871},1,0]
[]
[null,"周波数","31.5Hz","63Hz","125Hz","250Hz","500Hz","1000Hz","(2000Hz)","(4000Hz)"]
[null,"モード数１",{"$f":"M8","v":1.8340160060539885},{"$f":"S8","v":3.5969114815337777},{"$f":"Y8","v":8.0812871372326587},{"$f":"AE8","v":17.747187338168615},{"$f":"AK8","v":37.787908514804514},{"$f":"AQ8","v":58.659354322941738},{"$f":"H6*I7/H7","v":76.805504883778056},{"$f":"H6*J7/H7","v":154.90629635877193}]
[null,"モード数２",{"$f":"C5*($D$7^2+$C$7^2)/2/$D$7^2","v":1.1863643981137795},{"$f":"D5*($D$7^2+$C$7^2)/2/$D$7^2","v":2.3267232732824614},5.2275178182198614,11.480069506023222,24.443750323422712,37.944799475774651,49.682945117429895,100.20376836247706]
[null,null,{"$f":"MIN(C2,D2)","v":6.65},{"$f":"MAX(C2,D2)","v":12.27},null,null,null,{"$f":"0.354*SQRT(I2/H2)*C2*D2*1000-0.139*SQRT(SQRT(I2/H2*1000^2))*(C2+D2)","v":146.83189914920305},{"$f":"0.354*SQRT(I2/H2)*C2*D2*2000-0.139*SQRT(SQRT(I2/H2*2000^2))*(C2+D2)","v":297.20800486502736},{"$f":"0.354*SQRT(I2/H2)*C2*D2*4000-0.139*SQRT(SQRT(I2/H2*4000^2))*(C2+D2)","v":599.42827472442218}]
[null,null,null,{"$f":"4/3*SQRT(1+2*(1+$L$2^4)/(1+$L$2^2)^2)","v":2.0212299335805968},null,null,null,null,null,null,null,null,{"$f":"M9+O9+Q9","v":1.8340160060539885},null,null,null,null,null,{"$f":"S9+U9+W9","v":3.5969114815337777},null,null,null,null,null,{"$f":"Y9+AA9+AC9","v":8.0812871372326587},null,null,null,null,null,{"$f":"AE9+AG9+AI9","v":17.747187338168615},null,null,null,null,null,{"$f":"AK9+AM9+AO9","v":37.787908514804514},null,null,null,null,null,{"$f":"AQ9+AS9+AU9","v":58.659354322941738}]
[null,"m","n","fi",null,"No.","m","n","fi","縮退ﾁｪｯｸ","周波数重み","重み",{"$f":"SUM(N10:N409)","v":4.7324329425228628E-2},null,{"$f":"SUM(P10:P409)","v":0.93824494475469544},null,{"$f":"SUM(R10:R409)","v":0.84844673187406439},null,{"$f":"SUM(T10:T409)","v":1.7147272039779018E-2},null,{"$f":"SUM(V10:V409)","v":3.1368424079670367},null,{"$f":"SUM(X10:X409)","v":0.44292180152696192},null,{"$f":"SUM(Z10:Z409)","v":0.35985764300590461},null,{"$f":"SUM(AB10:AB409)","v":6.3764240774593164},null,{"$f":"SUM(AD10:AD409)","v":1.3450054167674372},null,{"$f":"SUM(AF10:AF409)","v":1.1543579182456367},null,{"$f":"SUM(AH10:AH409)","v":14.412633791061969},null,{"$f":"SUM(AJ10:AJ409)","v":2.1801956288610107},null,{"$f":"SUM(AL10:AL409)","v":2.5693003592844326},null,{"$f":"SUM(AN10:AN409)","v":29.428981070757498},null,{"$f":"SUM(AP10:AP409)","v":5.7896270847625786},null,{"$f":"SUM(AR10:AR409)","v":4.4086621612817147},null,{"$f":"SUM(AT10:AT409)","v":48.196284690257563},null,{"$f":"SUM(AV10:AV409)","v":6.0544074714024543}]
[null,1,1,{"$f":"3.141625/2*SQRT($H$2/$I$2)*((1+($D$8-1)/B10)*(B10/$C$2)^2+(1+($D$8-1)/C10)*(C10/$D$2)^2)","v":17.549073649419405},null,1,1,1,17.549073649419405,{"$f":"1","v":1},{"$f":"ABS(SIN(G10*3.1416*$J$2/$C$2)*SIN(H10*3.1416*$K$2/$D$2))*(1/F10^$N$2)+(1-1/F10^$N$2)","v":0.75519281472684885},{"$f":"$J10*$K10","v":0.75519281472684885},{"$f":"10^(LOG10($I10/22.27)/LOG10(2)*70/20)*$L10","v":4.7324329425228628E-2},{"$f":"IF($I10<22.27,M10,0)","v":4.7324329425228628E-2},{"$f":"AND($I10>22.27,$I10<44.45)","v":false},{"$f":"IF($O10=TRUE,$L10,0)","v":0},{"$f":"10^(LOG10(44.45/$I10)/LOG10(2)*70/20)*$L10","v":37223.546018478424},{"$f":"IF($I10>44.45,Q10,0)","v":0},{"$f":"10^(LOG10($I10/44.548)/LOG10(2)*70/20)*$L10","v":1.493405004450452E-5},{"$f":"IF($I10<44.528,S10,0)","v":1.493405004450452E-5},{"$f":"AND($I10>44.548,$I10<89.095)","v":false},{"$f":"IF($U10=TRUE,$L10,0)","v":0},{"$f":"10^(LOG10(89.095/$I10)/LOG10(2)*70/20)*$L10","v":120748410.27786744},{"$f":"IF($I10>89.095,W10,0)","v":0},{"$f":"10^(LOG10($I10/89.09)/LOG10(2)*70/20)*$L10","v":4.7262605322917463E-9},{"$f":"IF($I10<89.09,Y10,0)","v":4.7262605322917463E-9},{"$f":"AND($I10>89.09,$I10<176.78)","v":false},{"$f":"IF($AA10=TRUE,$L10,0)","v":0},{"$f":"10^(LOG10(176.78/$I10)/LOG10(2)*70/20)*$L10","v":348150348893.27704},{"$f":"IF($I10>176.78,AC10,0)","v":0},{"$f":"10^(LOG10($I10/176.78)/LOG10(2)*70/20)*$L10","v":1.6381318853421197E-12},{"$f":"IF($I10<176.78,AE10,0)","v":1.6381318853421197E-12},{"$f":"AND($I10>176.78,$I10<353.55)","v":false},{"$f":"IF($AG10=TRUE,$L10,0)","v":0},{"$f":"10^(LOG10(353.55/$I10)/LOG10(2)*70/20)*$L10","v":1100586080566210.7},{"$f":"IF($I10>353.55,AI10,0)","v":0},{"$f":"10^(LOG10($I10/353.55)/LOG10(2)*70/20)*$L10","v":5.1819316769993509E-16},{"$f":"IF($I10<353.55,AK10,0)","v":5.1819316769993509E-16},{"$f":"AND($I10>353.55,$I10<707.1)","v":false},{"$f":"IF($AM10=TRUE,$L10,0)","v":0},{"$f":"10^(LOG10(707.1/$I10)/LOG10(2)*70/20)*$L10","v":3.4803587756668365E+18},{"$f":"IF($I10>707.1,AO10,0)","v":0},{"$f":"10^(LOG10($I10/707.1)/LOG10(2)*70/20)*$L10","v":1.638670677869376E-19},{"$f":"IF($I10<707.1,AQ10,0)","v":1.638670677869376E-19},{"$f":"AND($I10>707.1,$I10<1414.2)","v":false},{"$f":"IF($AS10=TRUE,$L10,0)","v":0},{"$f":"10^(LOG10(1414.2/$I10)/LOG10(2)*70/20)*$L10","v":1.1005860805662231E+22},{"$f":"IF($I10>1414.2,AU10,0)","v":0}]
[null,1,2,{"$f":"3.141625/2*SQRT($H$2/$I$2)*((1+($D$8-1)/B11)*(B11/$C$2)^2+(1+($D$8-1)/C11)*(C11/$D$2)^2)","v":44.535936538186355},null,2,2,1,25.476031842177541,{"$f":"IF(ABS(I11-I10)>0.0001,1,$M$2)","v":1},0.81464982349719828,{"$f":"$J11*$K11","v":0.81464982349719828},{"$f":"10^(LOG10($I11/22.27)/LOG10(2)*70/20)*$L11","v":3.8914149704046883},{"$f":"IF($I11<22.27,M11,0)","v":0},{"$f":"AND($I11>22.27,$I11<44.45)","v":true},{"$f":"IF($O11=TRUE,$L11,0)","v":0.81464982349719828},{"$f":"10^(LOG10(44.45/$I11)/LOG10(2)*70/20)*$L11","v":526.76984219211738},{"$f":"IF($I11>44.45,Q11,0)","v":0},{"$f":"10^(LOG10($I11/44.548)/LOG10(2)*70/20)*$L11","v":1.2280065373937853E-3},{"$f":"IF($I11<44.528,S11,0)","v":1.2280065373937853E-3},false,{"$f":"IF($U11=TRUE,$L11,0)","v":0},{"$f":"10^(LOG10(89.095/$I11)/LOG10(2)*70/20)*$L11","v":1708773.8227692288},0,{"$f":"10^(LOG10($I11/89.09)/LOG10(2)*70/20)*$L11","v":3.8863394817779161E-7},{"$f":"IF($I11<89.09,Y11,0)","v":3.8863394817779161E-7},{"$f":"AND($I11>89.09,$I11<176.78)","v":false},{"$f":"IF($AA11=TRUE,$L11,0)","v":0},{"$f":"10^(LOG10(176.78/$I11)/LOG10(2)*70/20)*$L11","v":4926857431.9760513},{"$f":"IF($I11>176.78,AC11,0)","v":0},{"$f":"10^(LOG10($I11/176.78)/LOG10(2)*70/20)*$L11","v":1.3470134747898306E-10},{"$f":"IF($I11<176.78,AE11,0)","v":1.3470134747898306E-10},{"$f":"AND($I11>176.78,$I11<353.55)","v":false},{"$f":"IF($AG11=TRUE,$L11,0)","v":0},{"$f":"10^(LOG10(353.55/$I11)/LOG10(2)*70/20)*$L11","v":15574968480727.488},{"$f":"IF($I11>353.55,AI11,0)","v":0},{"$f":"10^(LOG10($I11/353.55)/LOG10(2)*70/20)*$L11","v":4.2610316402580466E-14},{"$f":"IF($I11<353.55,AK11,0)","v":4.2610316402580466E-14},{"$f":"AND($I11>353.55,$I11<707.1)","v":false},{"$f":"IF($AM11=TRUE,$L11,0)","v":0},{"$f":"10^(LOG10(707.1/$I11)/LOG10(2)*70/20)*$L11","v":4.9252374884430928E+16},{"$f":"IF($I11>707.1,AO11,0)","v":0},{"$f":"10^(LOG10($I11/707.1)/LOG10(2)*70/20)*$L11","v":1.3474565165258717E-17},{"$f":"IF($I11<707.1,AQ11,0)","v":1.3474565165258717E-17},{"$f":"AND($I11>707.1,$I11<1414.2)","v":false},{"$f":"IF($AS11=TRUE,$L11,0)","v":0},{"$f":"10^(LOG10(1414.2/$I11)/LOG10(2)*70/20)*$L11","v":1.557496848072744E+20},{"$f":"IF($I11>1414.2,AU11,0)","v":0}]
[null,1,3,84.944992802867631,null,3,3,1,37.345544091127046,1,0.12359512125749715,0.12359512125749715,50.399042369324548,0,true,0.12359512125749715,0.93619622285883186,0,1.5904331452340728E-2,1.5904331452340728E-2,false,0,3036.9005027686308,0,5.0333307985227437E-6,5.0333307985227437E-6,false,0,8756206.1244533379,0,1.7445630883442811E-9,1.7445630883442811E-9,false,0,27680450729.911873,0,5.5186073910813297E-13,5.5186073910813297E-13,false,0,87533270966591.703,0,1.7451368868056614E-16,1.7451368868056614E-16,false,0,2.7680450729911891E+17,0]
[null,1,4,138.77624244346325,null,4,1,2,44.535936538186355,1,0.6681662288007848,0.6681662288007848,2110.6869826792899,0,false,0,0.65332868102938935,0.65332868102938935,0.66606553987034056,0,false,0,2119.3144678928043,0,2.1079340591651508E-4,2.1079340591651508E-4,false,0,6110557.2298097126,0,7.3061439819583414E-8,7.3061439819583414E-8,false,0,19316925153.199699,0,2.3111654974545075E-11,2.3111654974545075E-11,false,0,61085480875108.18,0,7.3085470215523131E-15,7.3085470215523131E-15,false,0,1.9316925153199779E+17,0]
[null,1,5,206.02968545997317,null,5,2,2,52.462894730944491,1,0.72077155627629685,0.72077155627629685,15292.663479608367,0,false,0,0.10492975552734306,0.10492975552734306,4.8258771860481389,0,true,0.72077155627629685,340.37867226519319,0,1.5272717588421161E-3,1.5272717588421161E-3,false,0,981403.83987049689,0,5.2935561817804602E-7,5.2935561817804602E-7,false,0,3102451021.5464478,0,1.6745200253894656E-10,1.6745200253894656E-10,false,0,9810811557202.918,0,5.2952972677937027E-14,5.2952972677937027E-14,false,0,3.1024510215464492E+16,0]
[null,1,6,286.70532185239745,null,6,4,1,53.157610396267884,1,0.68132394730496626,0.68132394730496626,16844.769928573751,0,false,0,8.5119436009239491E-2,8.5119436009239491E-2,5.3156725125697859,0,true,0.68132394730496626,276.11653593567257,0,1.6822799658416634E-3,1.6822799658416634E-3,false,0,796118.70748436369,0,5.8308179019940658E-7,5.8308179019940658E-7,false,0,2516720637.2791877,0,1.8444729792221472E-10,1.8444729792221472E-10,false,0,7958569448152.6621,0,5.8327356969784411E-14,5.8327356969784411E-14,false,0,2.5167206372791892E+16,0]
[null,1,7,380.803151620736,null,7,3,2,64.332406979893989,1,0.10935231964391411,0.10935231964391411,24853.203944609344,0,false,0,1.4861413894052798E-3,1.4861413894052798E-3,7.8428790430405684,0,true,0.10935231964391411,4.8208521060768224,0,2.4820788446668564E-3,2.4820788446668564E-3,false,0,13899.821445526499,0,8.602937712810179E-7,8.602937712810179E-7,false,0,43940642.466487177,0,2.7213825607181063E-10,2.7213825607181063E-10,false,0,138952512045.21866,0,8.6057672765306684E-14,8.6057672765306684E-14,false,0,439406424664872,0]
[null,1,8,488.32317476498889,null,8,5,1,72.912230757600085,1,0.85856031503673347,0.85856031503673347,836523.80185718997,0,false,0,2.7217600259263402E-3,2.7217600259263402E-3,263.98025016059989,0,true,0.85856031503673347,8.8290405251908766,0,8.3543274190222797E-2,8.3543274190222797E-2,false,0,25456.513523983864,0,2.8956275330535411E-5,2.8956275330535411E-5,false,0,80474095.554707229,0,9.1597899855223374E-9,9.1597899855223374E-9,false,0,254481434594.90668,0,2.8965799243051478E-12,2.8965799243051478E-12,false,0,804740955547072.87,0]
[null,1,9,609.26539128515628,null,9,4,2,80.144473285034834,1,0.6028098302644499,0.6028098302644499,1763743.7993650793,0,false,0,6.3637288275922603E-4,6.3637288275922603E-4,556.58132899736074,0,true,0.6028098302644499,2.0643120324693163,0,0.17614433863630471,0.17614433863630471,false,0,5951.9703213891162,0,6.1051999899530167E-5,6.1051999899530167E-5,false,0,18815594.206605621,0,1.9312687522559482E-8,1.9312687522559482E-8,false,0,59500133222.342659,0,6.1072080310402557E-12,6.1072080310402557E-12,false,0,188155942066055.66,0]
[null,1,10,743.62980118123778,null,10,1,3,84.944992802867631,1,0.16402443944067646,0.16402443944067646,943852.84203852818,0,false,0,8.8043915805804412E-5,8.8043915805804412E-5,297.84987444823372,0,true,0.16402443944067646,0.28560317340297986,0,9.4262179513102742E-2,9.4262179513102742E-2,false,0,823.47125097927767,0,3.2671470560549259E-5,3.2671470560549259E-5,false,0,2603188.5346524841,0,1.0335024288749693E-8,1.0335024288749693E-8,false,0,8232004948.338026,0,3.2682216425610675E-12,3.2682216425610675E-12,false,0,26031885346525.039,0]
[null,1,11,891.41640445323355,null,11,2,3,92.871950995625767,1,0.17693823091776217,0.17693823091776217,2872873.6497219708,0,false,0,3.3659940876569558E-5,3.3659940876569558E-5,906.58735955832424,0,false,0,0.10918853214240157,0.10918853214240157,0.28691266225747192,0,true,0.17693823091776217,314.82009140363499,0,9.9444534879344719E-5,9.9444534879344719E-5,false,0,995221.20711025817,0,3.1457466276478772E-8,3.1457466276478772E-8,false,0,3147165790.1705728,0,9.9477242851608774E-12,9.9477242851608774E-12,false,0,9952212071102.5879,0]
[null,1,12,1052.6252011011441,null,12,6,1,96.609405175123641,1,0.24483159266710552,0.24483159266710552,6289045.9123581294,0,false,0,2.9439922573283045E-5,2.9439922573283045E-5,1984.6224453266932,0,false,0,9.5499333880301573E-2,9.5499333880301573E-2,0.62808432453991747,0,true,0.24483159266710552,275.35042766187672,0,2.1769535379665087E-4,2.1769535379665087E-4,false,0,870448.20987817971,0,6.8863957772169836E-8,6.8863957772169836E-8,false,0,2752598928.4313159,0,2.1776695525371087E-11,2.1776695525371087E-11,false,0,8704482098781.8184,0]
[null,1,13,1227.2561911249686,null,13,5,2,99.899093646367035,1,0.75962190941077679,0.75962190941077679,28800006.798589703,0,false,0,6.1885497664893502E-5,6.1885497664893502E-5,9088.3642311669573,0,false,0,0.2007486191288993,0.2007486191288993,2.8762443570800116,0,true,0.75962190941077679,578.8126040644072,0,9.969123706101363E-4,9.969123706101363E-4,false,0,1829764.3455323642,0,3.1535506015611745E-7,3.1535506015611745E-7,false,0,5786222913.2496014,0,9.972402617527416E-11,9.972402617527416E-11,false,0,18297643455323.652,0]
[null,1,14,1415.3093745247074,null,14,3,3,104.74146324457527,1,2.684429735894131E-2,2.684429735894131E-2,1764652.7026723705,0,false,0,1.2613376215256167E-6,1.2613376215256167E-6,556.86814991255653,0,false,0,4.0916175086403153E-3,4.0916175086403153E-3,0.17623511042073578,0,true,2.684429735894131E-2,11.797240724684467,0,6.1083461591781438E-5,6.1083461591781438E-5,false,0,37293.88458736454,0,1.9322639855527782E-8,1.9322639855527782E-8,false,0,117933618.09152119,0,6.1103552350614432E-12,6.1103552350614432E-12,false,0,372938845873.64502,0]
[null,1,15,1616.7847513003612,null,15,4,3,120.55352954971612,1,0.14798045791077488,0.14798045791077488,49883378.833163433,0,false,0,1.3559366026713098E-6,1.3559366026713098E-6,15741.604475568114,0,false,0,4.3984844734796854E-3,4.3984844734796854E-3,4.9818317017896101,0,true,0.14798045791077488,12.68202124168501,0,1.7267133926179299E-3,1.7267133926179299E-3,false,0,40090.886297868412,0,5.462143131679013E-7,5.462143131679013E-7,false,0,126778514.11610012,0,1.7272813201950654E-10,1.7272813201950654E-10,false,0,400908862978.68433,0]
[null,1,16,1831.6823214519281,null,16,6,2,123.59626806389061,1,0.21661779452025001,0.21661779452025001,97568616.457448557,0,false,0,1.4854725337953887E-6,1.4854725337953887E-6,30789.545644820555,0,false,0,4.8186824242426578E-3,4.8186824242426578E-3,9.7441359815089257,0,true,0.21661779452025001,13.893565665547174,0,3.3773381169656239E-3,3.3773381169656239E-3,false,0,43920.866457673001,0,1.0683593628107884E-6,1.0683593628107884E-6,false,0,138889974.81433782,0,3.3784489460482856E-10,3.3784489460482856E-10,false,0,439208664576.73187,0]
[null,1,17,2060.0020849794109,null,17,7,1,124.24913364883859,1,0.59445291112169829,0.59445291112169829,284666007.3479355,0,false,0,3.834297616106509E-6,3.834297616106509E-6,89831.519037584643,0,false,0,1.2437969812098116E-2,1.2437969812098116E-2,28.429472361342853,0,true,0.59445291112169829,35.862033459828659,0,9.8537151814578131E-3,9.8537151814578131E-3,false,0,113368.41962719501,0,3.117043218059423E-6,3.117043218059423E-6,false,0,358502420.75567329,0,9.8569561342486306E-10,9.8569561342486306E-10,false,0,1133684196271.9529,0]
[null,1,18,2301.7440418828064,null,18,1,4,138.77624244346325,1,0.81328889018611583,0.81328889018611583,1408639463.9699364,0,false,0,1.4503617624216847E-6,1.4503617624216847E-6,444521.71864006115,0,false,0,4.7047875840009277E-3,4.7047875840009277E-3,140.68022058946644,0,true,0.81328889018611583,13.565176014072225,0,4.8760061661861268E-2,4.8760061661861268E-2,false,0,42882.74864287192,0,1.5424356876202943E-5,1.5424356876202943E-5,false,0,135607158.0399698,0,4.8776099172081084E-9,4.8776099172081084E-9,false,0,428827486428.72028,0]
[null,1,19,2556.9081921621173,null,19,5,3,140.3081499110483,1,0.18647538966700411,0.18647538966700411,366952830.68889666,0,false,0,2.9269770535199927E-7,2.9269770535199927E-7,115798.61783649838,0,false,0,9.4947382486582478E-4,9.4947382486582478E-4,36.647422202523991,0,true,0.18647538966700411,2.7375900240126034,0,1.2702073957915956E-2,1.2702073957915956E-2,false,0,8654.1733601674423,0,4.0180696069148572E-6,4.0180696069148572E-6,false,0,27366899.084081922,0,1.2706251754948346E-9,1.2706251754948346E-9,false,0,86541733601.674622,0]
[null,1,20,2825.4945358173418,null,20,2,4,146.7032006362214,1,0.87731985517101674,0.87731985517101674,2898691857.455266,0,false,0,8.2016338927228802E-7,8.2016338927228802E-7,914734.76304044994,0,false,0,2.6605048689766087E-3,2.6605048689766087E-3,289.49111561764408,0,true,0.87731985517101674,7.6709556360614766,0,0.10033823226130394,0.10033823226130394,false,0,24249.715746452395,0,3.1740171156022539E-5,3.1740171156022539E-5,false,0,76684334.370439813,0,1.0037123417661079E-8,1.0037123417661079E-8,false,0,242497157464.52368,0]
[null,2,1,25.476031842177541,null,21,7,2,151.23599653760553,1,0.52594960131803825,0.52594960131803825,2475383458.7335477,0,false,0,3.451694012600621E-7,3.451694012600621E-7,781152.12409873237,0,false,0,1.1196852781845661E-3,1.1196852781845661E-3,247.2154869470456,0,true,0.52594960131803825,3.2283557137818004,0,8.5685410051223404E-2,8.5685410051223404E-2,false,0,10205.600462557133,0,2.7105017891058242E-5,2.7105017891058242E-5,false,0,32272942.351348508,0,8.5713592555357712E-9,8.5713592555357712E-9,false,0,102056004625.57158,0]
[null,2,2,52.462894730944491,null,22,8,1,155.8314161787448,1,0.88608631553923367,0.88608631553923367,5906365404.5214291,0,false,0,4.1059935292070482E-7,4.1059935292070482E-7,1863860.6738552398,0,false,0,1.3319316515864536E-3,1.3319316515864536E-3,589.86618594962727,0,true,0.88608631553923367,3.8403194554257301,0,0.20444886622038963,0.20444886622038963,false,0,12140.163440895527,0,6.4673672838788193E-5,6.4673672838788193E-5,false,0,38390567.63993682,0,2.0451611081913832E-8,2.0451611081913832E-8,false,0,121401634408.95514,0]
[null,2,3,92.871950995625767,null,23,3,4,158.57271288517092,1,0.13310314536862422,0.13310314536862422,1086643450.1686714,0,false,0,5.0358882417429665E-8,5.0358882417429665E-8,342910.03934861545,0,false,0,1.6335775727159655E-4,1.6335775727159655E-4,108.52261645502956,0,true,0.13310314536862422,0.47100462902702167,0,3.7614168131678144E-2,3.7614168131678144E-2,false,0,1488.9576880714285,0,1.1898556586902295E-5,1.1898556586902295E-5,false,0,4708497.63392423,0,3.7626539683010502E-9,3.7626539683010502E-9,false,0,14889576880.714243,0]
[null,2,4,146.7032006362214,null,24,6,3,164.0053243285719,1,5.3176306714617226E-2,5.3176306714617226E-2,642259195.00879633,0,false,0,1.359917379709888E-8,1.359917379709888E-8,202676.5318451887,0,false,0,4.4113976037558904E-5,4.4113976037558904E-5,64.142151019119083,0,true,5.3176306714617226E-2,0.12719253291370974,0,2.223180505199494E-2,2.223180505199494E-2,false,0,402.08585664724046,0,7.0326263633984801E-6,7.0326263633984801E-6,false,0,1271507.1219452322,0,2.2239117241286237E-9,2.2239117241286237E-9,false,0,4020858566.4724069,0]
[null,2,5,213.95664365273134,null,25,4,4,174.38477919031172,1,0.73373737958735863,0.73373737958735863,18088100133.356819,0,false,0,9.1933723118497523E-8,9.1933723118497523E-8,5708027.8977508964,0,false,0,2.9822120955305025E-4,2.9822120955305025E-4,1806.450821442628,0,true,0.73373737958735863,0.85985246442867791,0,0.62611967107803745,0.62611967107803745,false,0,2718.1982057437276,0,1.9806154719185376E-4,1.9806154719185376E-4,false,0,8595697.461933149,0,6.2632560602318532E-8,6.2632560602318532E-8,false,0,27181982057.437389,0]
[null,2,6,294.6322800451556,null,26,8,2,182.81827906751175,1,0.78397588046434996,0.78397588046434996,33468150930.768059,0,false,0,5.6723131323039827E-8,5.6723131323039827E-8,10561481.736087084,0,false,0,1.8400256466269261E-4,1.8400256466269261E-4,3342.4499143256271,0,false,0,0.5305291965099781,0.5305291965099781,1.1585002016722987,0,true,0.78397588046434996,1677.1290072492407,0,3.6647042564598084E-4,3.6647042564598084E-4,false,0,5303547.592844652,0,1.158881240132685E-7,1.158881240132685E-7,false,0,16771290072.492462,0]
[null,2,7,388.73010981349415,null,27,9,1,191.35625276484248,1,0.3613957761018558,0.3613957761018558,26229475283.800426,0,false,0,1.5380237974109428E-8,1.5380237974109428E-8,8277186.4131380729,0,false,0,4.9891519850018718E-5,4.9891519850018718E-5,2619.526474483157,0,false,0,0.14385075548927248,0.14385075548927248,0.90793341015162354,0,true,0.3613957761018558,454.74646133116221,0,2.8720818761720981E-4,2.8720818761720981E-4,false,0,1438034.5757081625,0,9.0823203551934835E-8,9.0823203551934835E-8,false,0,4547464613.3116293,0]
[null,2,8,496.25013295774704,null,28,7,3,191.64505280228681,1,0.12911246455103262,0.12911246455103262,9536515018.6814423,0,false,0,5.3992465390788767E-9,5.3992465390788767E-9,3009420.1918735281,0,false,0,1.751446345193476E-5,1.751446345193476E-5,952.40767477993518,0,false,0,5.0498938639751988E-2,5.0498938639751988E-2,0.33010651216576781,0,true,0.12911246455103262,159.63915913614542,0,1.0442317907866777E-4,1.0442317907866777E-4,false,0,504823.34662429674,0,3.3021508640423365E-8,3.3021508640423365E-8,false,0,1596391591.3614523,0]
[null,2,9,617.19234947791449,null,29,5,4,194.13939955164392,1,0.92460832804218973,0.92460832804218973,79373576931.918228,0,false,0,3.3267959410938359E-8,3.3267959410938359E-8,25047771.083274458,0,false,0,1.0791699452989545E-4,1.0791699452989545E-4,7927.0051687232481,0,false,0,0.31115390430927753,0.31115390430927753,2.7475167383251855,0,true,0.92460832804218973,983.6315174901589,0,8.6912684789355247E-4,8.6912684789355247E-4,false,0,3110515.9735966586,0,2.7484204149463366E-7,2.7484204149463366E-7,false,0,9836315174.9015961,0]
[null,2,10,751.55675937399587,null,30,1,5,206.02968545997317,1,0.55554301417417773,0.55554301417417773,95190441761.597549,0,false,0,1.0014483436116087E-8,1.0014483436116087E-8,30039069.508047719,0,false,0,3.2485700155078586E-5,3.2485700155078586E-5,9506.6286921208375,0,false,0,9.3665066206722769E-2,9.3665066206722769E-2,3.2950175886981752,0,true,0.55554301417417773,296.09755793762622,0,1.0423187639485507E-3,1.0423187639485507E-3,false,0,936342.69269656728,0,3.2961013420088192E-7,3.2961013420088192E-7,false,0,2960975579.376277,0]
[null,2,11,899.34336264599176,null,31,2,5,213.95664365273134,1,0.59928141478119035,0.59928141478119035,159271605816.24554,0,false,0,6.9648180157247834E-9,6.9648180157247834E-9,50261042.487384737,0,false,0,2.2592976576061303E-5,2.2592976576061303E-5,15906.38712955027,0,false,0,6.5141666539481669E-2,6.5141666539481669E-2,5.513187383446434,0,true,0.59928141478119035,205.92830564767513,0,1.7439963533551252E-3,1.7439963533551252E-3,false,0,651202.48054596921,0,5.5150007076300291E-7,5.5150007076300291E-7,false,0,2059283056.4767599,0]
[null,2,12,1060.5521592939022,null,32,6,4,217.83657396916749,1,0.26366619279177089,0.26366619279177089,86359281156.974167,0,false,0,2.4864881341780358E-9,2.4864881341780358E-9,27252236.688178979,0,false,0,8.0658486762044652E-6,8.0658486762044652E-6,8624.6644608915449,0,false,0,2.3256024855970042E-2,2.3256024855970042E-2,2.9893269228881532,0,true,0.26366619279177089,73.51782736150173,0,9.4561909289653549E-4,9.4561909289653549E-4,false,0,232483.78308939241,0,2.9903101324954006E-7,2.9903101324954006E-7,false,0,735178273.61501849,0]
[null,2,13,1235.1831493177267,null,33,9,2,218.34311565360943,1,0.31974940454094458,0.31974940454094458,107595046141.39697,0,false,0,2.9350379826642854E-9,2.9350379826642854E-9,33953567.290481351,0,false,0,9.5208868691860206E-6,9.5208868691860206E-6,10745.471224302313,0,false,0,2.7451293790557663E-2,2.7451293790557663E-2,3.7244030275708075,0,true,0.31974940454094458,86.78007055130918,0,1.1781470221764651E-3,1.1781470221764651E-3,false,0,274422.67845224094,0,3.7256280086225412E-7,3.7256280086225412E-7,false,0,867800705.51309061,0]
[null,2,14,1423.2363327174655,null,34,8,3,223.22733533219304,1,0.1924539115946782,0.1924539115946782,83756319136.797562,0,false,0,1.36591103988707E-9,1.36591103988707E-9,26430824.836275615,0,false,0,4.430840268830858E-6,4.430840268830858E-6,8364.7077575968669,0,false,0,1.2775311757181754E-2,1.2775311757181754E-2,2.8992253803333363,0,true,0.1924539115946782,40.385799811903254,0,9.1711711197002392E-4,9.1711711197002392E-4,false,0,127711.11253321402,0,2.9001789549409453E-7,2.9001789549409453E-7,false,0,403857998.11902994,0]
[null,2,15,1624.7117094931193,null,35,3,5,225.82615590168081,1,9.0920364788491734E-2,9.0920364788491734E-2,45268710620.847275,0,false,0,5.6404106968515785E-10,5.6404106968515785E-10,14285362.266570782,0,false,0,1.8296769056365891E-6,1.8296769056365891E-6,4520.9667617813093,0,false,0,5.2754537438089071E-3,5.2754537438089071E-3,1.5669766307729842,0,true,9.0920364788491734E-2,16.676964356243737,0,4.9568449968998528E-4,4.9568449968998528E-4,false,0,52737.191823173911,0,1.5674920198613798E-7,1.5674920198613798E-7,false,0,166769643.56243744,0]
[null,2,16,1839.6092796446862,null,36,10,1,230.82364340713141,1,0.49623752530610943,0.49623752530610943,318677211219.25287,0,false,0,2.3867927503631648E-9,2.3867927503631648E-9,100564370.97351365,0,false,0,7.7424496345948306E-6,7.7424496345948306E-6,31826.156740499537,0,false,0,2.232357788702824E-2,2.232357788702824E-2,11.03101316321804,0,true,0.49623752530610943,70.570140656186581,0,3.4894599788550004E-3,3.4894599788550004E-3,false,0,223162.37927199918,0,1.103464133718477E-6,1.103464133718477E-6,false,0,705701406.56186998,0]
[null,2,17,2067.9290431721688,null,37,4,5,241.63822220682167,1,0.50120280798984262,0.50120280798984262,548121383471.76117,0,false,0,1.4155876300711581E-9,1.4155876300711581E-9,172969638.88655919,0,false,0,4.5919847575847254E-6,4.5919847575847254E-6,54740.648057164362,0,false,0,1.323993493402343E-2,1.323993493402343E-2,18.973224263464353,0,true,0.50120280798984262,41.854584211418981,0,6.0018337171384084E-3,6.0018337171384084E-3,false,0,132355.81662740666,0,1.8979464683752075E-6,1.8979464683752075E-6,false,0,418545842.11419225,0]
[null,2,18,2309.6710000755647,null,38,7,4,245.47630244288246,1,0.64018345901362761,0.64018345901362761,840892500949.06982,0,false,0,1.5054104665138222E-9,1.5054104665138222E-9,265358872.35471925,0,false,0,4.8833585214307725E-6,4.8833585214307725E-6,83979.574299408996,0,false,0,1.4080044359132312E-2,1.4080044359132312E-2,29.107497870121026,0,true,0.64018345901362761,44.510369972847933,0,9.2076264799564392E-3,9.2076264799564392E-3,false,0,140754.14861096663,0,2.9117071520741049E-6,2.9117071520741049E-6,false,0,445103699.72848082,0]
[null,2,19,2564.8351503548752,null,39,10,2,257.81050629589839,1,0.4390523180403203,0.4390523180403203,1019759722793.2008,0,false,0,5.8387678411059359E-10,5.8387678411059359E-10,321803666.70859075,0,false,0,1.8940214197892209E-6,1.8940214197892209E-6,101842.96721780831,0,false,0,5.4609763937556576E-3,5.4609763937556576E-3,35.298987594415784,0,true,0.4390523180403203,17.263445590027448,0,1.1166191417079217E-2,1.1166191417079217E-2,false,0,54591.80832687614,0,3.5310597667393496E-6,3.5310597667393496E-6,false,0,172634455.9002749,0]
[null,2,20,2833.4214940101001,null,40,9,3,258.75217191829074,1,7.849351640451678E-2,7.849351640451678E-2,190206374373.95496,0,false,0,1.0005274692403336E-10,1.0005274692403336E-10,60023069.490554802,0,false,0,3.2455828171269585E-7,3.2455828171269585E-7,18995.829230169697,0,false,0,9.3578937192176977E-4,9.3578937192176977E-4,6.5839945423757298,0,true,7.849351640451678E-2,2.9582528363187506,0,2.0827266830962215E-3,2.0827266830962215E-3,false,0,9354.8168574205429,0,6.5861600621917652E-7,6.5861600621917652E-7,false,0,29582528.363187503,0]
[null,3,1,37.345544091127046,null,41,5,5,261.39284256815387,1,0.63158332013309237,0.63158332013309237,1722234415151.5896,0,false,0,7.1541090154597357E-10,7.1541090154597357E-10,543482290.32761717,0,false,0,2.3207012307277128E-6,2.3207012307277128E-6,171998.8141944232,0,false,0,6.6912097749000582E-3,6.6912097749000582E-3,59.615152370005958,0,true,0.63158332013309237,21.152505990051555,0,1.8858166992504286E-2,1.8858166992504286E-2,false,0,66890.097148917921,0,5.963476019212109E-6,5.963476019212109E-6,false,0,211525059.90051731,0]
[null,3,2,64.332406979893989,null,42,11,1,274.23358810561177,1,0.89670252759621205,0.89670252759621205,4270313539751.6177,0,false,0,5.8159884806397032E-10,5.8159884806397032E-10,1347574849.6158977,0,false,0,1.8866320873433616E-6,1.8866320873433616E-6,426474.3861891866,0,false,0,5.4396709482993225E-3,5.4396709482993225E-3,147.81692323665723,0,true,0.89670252759621205,17.196094008206398,0,4.6759189767961874E-2,4.6759189767961874E-2,false,0,54378.823924306409,0,1.4786554121079979E-5,1.4786554121079979E-5,false,0,171960940.08206308,0]
[null,3,3,104.74146324457527,null,43,8,4,277.05858497278865,1,0.95425187067578598,0.95425187067578598,5119465823653.8437,0,false,0,5.493990512982885E-10,5.493990512982885E-10,1615540246.2146554,0,false,0,1.782180075469045E-6,1.782180075469045E-6,511278.86147823423,0,false,0,5.138507526826811E-3,5.138507526826811E-3,177.21033353249925,0,true,0.95425187067578598,16.244044783777952,0,5.6057259433167861E-2,5.6057259433167861E-2,false,0,51368.179930515653,0,1.772686191957699E-5,1.772686191957699E-5,false,0,162440447.83777997,0]
[null,3,4,158.57271288517092,null,44,6,5,285.09001698567744,1,0.18010563435318749,0.18010563435318749,1347043132981.5195,0,false,0,7.4380588407910816E-11,7.4380588407910816E-11,425083879.77977109,0,false,0,2.4128109131056758E-7,2.4128109131056758E-7,134528.62136724227,0,false,0,6.9567869198292965E-4,6.9567869198292965E-4,46.627904375372268,0,true,0.18010563435318749,2.1992058528070828,0,1.4749887776244282E-2,1.4749887776244282E-2,false,0,6954.4995384433896,0,4.6643240604807928E-6,4.6643240604807928E-6,false,0,21992058.528070804,0]
[null,3,5,225.82615590168081,null,45,1,6,286.70532185239745,1,0.32176530378700374,0.32176530378700374,2569937050398.0083,0,false,0,1.2443497119255853E-10,1.2443497119255853E-10,810990224.01382434,0,false,0,4.0365109081802395E-7,4.0365109081802395E-7,256658.51369243689,0,false,0,1.1638353480269829E-3,1.1638353480269829E-3,88.958383070817732,0,true,0.32176530378700374,3.6791604207241049,0,2.81403632573233E-2,2.81403632573233E-2,false,0,11634.526806631553,0,8.8987642077656472E-6,8.8987642077656472E-6,false,0,36791604.207241118,0]
[null,3,6,306.50179229410509,null,46,2,6,294.6322800451556,1,0.34709817522881925,0.34709817522881925,3806707115526.7666,0,false,0,9.7755614563857896E-11,9.7755614563857896E-11,1201275438.2049892,0,false,0,3.1710667888712686E-7,3.1710667888712686E-7,380174.21095284016,0,false,0,9.1430438410647374E-4,9.1430438410647374E-4,131.76918468450222,0,true,0.34709817522881925,2.8903336783865043,0,4.168278013991486E-2,4.168278013991486E-2,false,0,9140.0376215939468,0,1.3181252445016293E-5,1.3181252445016293E-5,false,0,28903336.783865128,0]
[null,3,7,400.5996220624437,null,47,10,3,298.21956256057967,1,0.10778053012488402,0.10778053012488402,1360646592768.6086,0,false,0,2.6370708949763458E-11,2.6370708949763458E-11,429376698.11879689,0,false,0,8.5543198436913137E-8,8.5543198436913137E-8,135887.19307602578,0,false,0,2.4664419442644171E-4,2.4664419442644171E-4,47.098788199798946,0,true,0.10778053012488402,0.77970097718161602,0,1.4898843292452557E-2,1.4898843292452557E-2,false,0,2465.6309817528827,0,4.7114279306072199E-6,4.7114279306072199E-6,false,0,7797009.7718161577,0]
[null,3,8,508.11964520669659,null,48,11,2,301.22045099437872,1,0.79336870602615872,0.79336870602615872,11252187914237.592,0,false,0,1.7278246629799431E-10,1.7278246629799431E-10,3550831875.7456989,0,false,0,5.6048416556056198E-7,5.6048416556056198E-7,1123751.1928196624,0,false,0,1.6160275513360833E-3,1.6160275513360833E-3,389.49453750415597,0,true,0.79336870602615872,5.1086475554766899,0,0.12320949857400933,0.12320949857400933,false,0,16154.962038357782,0,3.8962264486113638E-5,3.8962264486113638E-5,false,0,51086475.55476705,0]
[null,3,9,629.06186172686398,null,49,3,6,306.50179229410509,1,5.2660222611353016E-2,5.2660222611353016E-2,914133984949.92468,0,false,0,9.3700528295176013E-12,9.3700528295176013E-12,288471550.35115564,0,false,0,3.0395249899680001E-8,3.0395249899680001E-8,91294.169970683084,0,false,0,8.7637732313993179E-5,8.7637732313993179E-5,31.64275218283435,0,true,5.2660222611353016E-2,0.27704372155242502,0,1.0009607977896379E-2,1.0009607977896379E-2,false,0,876.08917155514314,0,3.1653159695544875E-6,3.1653159695544875E-6,false,0,2770437.215524253,0]
[null,3,10,763.42627162294536,null,50,9,4,312.5834215588863,1,0.38919751874246589,0.38919751874246589,8489993676428.085,0,false,0,5.510858654699845E-11,5.510858654699845E-11,2679171411.0102553,0,false,0,1.7876518843495109E-7,1.7876518843495109E-7,847892.0360764293,0,false,0,5.154284232842467E-4,5.154284232842467E-4,293.88117098803718,0,true,0.38919751874246589,1.6293918704896244,0,9.29639525878906E-2,9.29639525878906E-2,false,0,5152.5895117093087,0,2.9397783046963933E-5,2.9397783046963933E-5,false,0,16293918.704896221,0]
[null,3,11,911.21287489494125,null,51,7,5,312.72974545939235,1,0.43729780737997515,0.43729780737997515,9591306029719.8828,0,false,0,6.1583357757230564E-11,6.1583357757230564E-11,3026710488.6569386,0,false,0,1.9976851601046815E-7,1.9976851601046815E-7,957879.62961037585,0,false,0,5.759867014968437E-4,5.759867014968437E-4,332.00310327022618,0,true,0.43729780737997515,1.8208309952117794,0,0.10502313111003032,0.10502313111003032,false,0,5757.9731791003642,0,3.3211230131018338E-5,3.3211230131018338E-5,false,0,18208309.95211776,0]
[null,3,12,1072.4216715428515,null,52,12,1,321.5860868602835,1,0.47106319788729673,0.47106319788729673,14295176535435.701,0,false,0,4.7946326928170459E-11,4.7946326928170459E-11,4511102098.3936825,0,false,0,1.5553173661546188E-7,1.5553173661546188E-7,1427653.1644958784,0,false,0,4.484400932653562E-4,4.484400932653562E-4,494.82760292019759,0,true,0.47106319788729673,1.4176258222477294,0,0.15652969416991133,0.15652969416991133,false,0,4482.9264681718341,0,4.9499035502649887E-5,4.9499035502649887E-5,false,0,14176258.222477304,0]
[null,3,13,1247.0526615666761,null,53,4,6,322.31385859924592,1,0.29029196598121315,0.29029196598121315,9043981616569.4863,0,false,0,2.8780403311459957E-11,2.8780403311459957E-11,2853992348.2027149,0,false,0,9.3359937962103981E-8,9.3359937962103981E-8,903218.57463822095,0,false,0,2.691819701755437E-4,2.691819701755437E-4,313.05746613817615,0,true,0.29029196598121315,0.85094824823917858,0,9.9030024079151679E-2,9.9030024079151679E-2,false,0,2690.9346353661726,0,3.1316043283143789E-5,3.1316043283143789E-5,false,0,8509482.48239181,0]
[null,3,14,1435.1058449664149,null,54,11,3,341.62950725906001,1,0.19475970449640101,0.19475970449640101,11937298309891.881,0,false,0,9.8147373087966206E-12,9.8147373087966206E-12,3767030880.7601671,0,false,0,3.1837749330591804E-8,3.1837749330591804E-8,1192172.8749136396,0,false,0,9.1796848603761547E-5,9.1796848603761547E-5,413.20963706777195,0,true,0.19475970449640101,0.29019167763095899,0,0.13071133812377367,0.13071133812377367,false,0,917.66665933916511,0,4.1334554447952476E-5,4.1334554447952476E-5,false,0,2901916.7763096048,0]
[null,3,15,1636.5812217420687,null,55,5,6,342.06847896057815,1,0.36580713587321517,0.36580713587321517,22758474124016.191,0,false,0,1.8161332878457741E-11,1.8161332878457741E-11,7181849074.9375677,0,false,0,5.8913035112568648E-8,5.8913035112568648E-8,2272879.0737007139,0,false,0,1.6986222577674963E-4,1.6986222577674963E-4,787.78468870199629,0,true,0.36580713587321517,0.53697490724386299,0,0.24920132924385213,0.24920132924385213,false,0,1698.0637532482574,0,7.8804379635209811E-5,7.8804379635209811E-5,false,0,5369749.0724386377,0]
[null,3,16,1851.4787918936356,null,56,8,5,344.3120279892986,1,0.65183229097751161,0.65183229097751161,43755915991941.078,0,false,0,2.9993108292028001E-11,2.9993108292028001E-11,13807972497.512609,0,false,0,9.7293797419420688E-8,9.7293797419420688E-8,4369884.6094317511,0,false,0,2.805243517390792E-4,2.805243517390792E-4,1514.6112375876194,0,true,0.65183229097751161,0.88680421480356919,0,0.47911966189189226,0.47911966189189226,false,0,2804.3211574164902,0,1.5151094033481578E-4,1.5151094033481578E-4,false,0,8868042.1480356865,0]
[null,3,17,2079.7985554211182,null,57,12,2,348.57294974905051,1,0.41677901897548714,0.41677901897548714,32278317173867.062,0,false,0,1.6622154881406327E-11,1.6622154881406327E-11,10186008124.817535,0,false,0,5.3920139051931071E-8,5.3920139051931071E-8,3223621.7260865346,0,false,0,1.5546635504438326E-4,1.5546635504438326E-4,1117.3141005883861,0,true,0.41677901897548714,0.49146613496763702,0,0.35344195316653526,0.35344195316653526,false,0,1554.152379337459,0,1.1176815926648098E-4,1.1176815926648098E-4,false,0,4914661.3496763725,0]
[null,3,18,2321.5405123245141,null,58,10,4,352.05081220117523,1,0.53441248162680899,0.53441248162680899,46452845262502.75,0,false,0,1.8990105570332715E-11,1.8990105570332715E-11,14659037418.711123,0,false,0,6.1601467455256741E-8,6.1601467455256741E-8,4639225.7818191396,0,false,0,1.7761370387843933E-4,1.7761370387843933E-4,1607.9654569558991,0,true,0.53441248162680899,0.56147917366109679,0,0.50865056784974783,0.50865056784974783,false,0,1775.5530475182898,0,1.608494327543216E-4,1.608494327543216E-4,false,0,5614791.7366109649,0]
[null,3,19,2576.704662603825,null,59,6,6,365.76565337810172,1,0.10431549434124458,0.10431549434124458,14140355416373.354,0,false,0,2.3769707015652233E-12,2.3769707015652233E-12,4462245487.6798134,0,false,0,7.7105881677309711E-9,7.7105881677309711E-9,1412191.245574323,0,false,0,2.2231712654356586E-5,2.2231712654356586E-5,489.46846915664054,0,false,0,7.0279732800247949E-2,7.0279732800247949E-2,0.15483442987164928,0,true,0.10431549434124458,222.24402899682707,0,4.8962945860802384E-5,4.8962945860802384E-5,false,0,702797.32800247811,0]
[null,3,20,2845.2910062590495,null,60,13,1,372.88113967114646,1,0.38855210093502346,0.38855210093502346,65894252580463.453,0,false,0,7.0768094200540186E-12,7.0768094200540186E-12,20794125931.285809,0,false,0,2.2956262331556844E-8,2.2956262331556844E-8,6580830.8127844837,0,false,0,6.6189117700392495E-5,6.6189117700392495E-5,2280.9298625856345,0,false,0,0.20923954796420877,0.20923954796420877,0.72153059309249312,0,true,0.38855210093502346,661.67354815094757,0,2.2816800756644311E-4,2.2816800756644311E-4,false,0,2092395.4796420885,0]
[null,4,1,53.157610396267884,null,61,9,5,379.83686457539631,1,0.2658538254737759,0.2658538254737759,55894046479074.125,0,false,0,3.9057711158106342E-12,3.9057711158106342E-12,17638379612.482357,0,false,0,1.2669820680416273E-8,1.2669820680416273E-8,5582114.5079617407,0,false,0,3.6530522266517201E-5,3.6530522266517201E-5,1934.7726814139337,0,false,0,0.11548167178389816,0.11548167178389816,0.61203007739013171,0,true,0.2658538254737759,365.18511084111816,0,1.9354090410819374E-4,1.9354090410819374E-4,false,0,1154816.7178389807,0]
[null,4,2,80.144473285034834,null,62,1,7,380.803151620736,1,0.84022886578422395,0.84022886578422395,181948903189613.78,0,false,0,1.1984840712396358E-11,1.1984840712396358E-11,57417274767.085243,0,false,0,3.8877286509376044E-8,3.8877286509376044E-8,18171159.115894817,0,false,0,1.1209373962867058E-4,1.1209373962867058E-4,6298.1621385434873,0,false,0,0.35435497895119461,0.35435497895119461,1.9923088113128451,0,true,0.84022886578422395,1120.5688337067991,0,6.3002336461712171E-4,6.3002336461712171E-4,false,0,3543549.7895119381,0]
[null,4,3,120.55352954971612,null,63,2,7,388.73010981349415,1,0.90638083925089785,0.90638083925089785,249398938055212.59,0,false,0,1.0174506308801319E-11,1.0174506308801319E-11,78702356001.63092,0,false,0,3.3004793835063968E-8,3.3004793835063968E-8,24907365.239864357,0,false,0,9.5161753785294619E-5,9.5161753785294619E-5,8632.9454122367461,0,false,0,0.30082894344727479,0.30082894344727479,2.7308749495546714,0,true,0.90638083925089785,951.30464739537501,0,8.6357848456901788E-4,8.6357848456901788E-4,false,0,3008289.4344727476,0]
[null,4,4,174.38477919031172,null,64,12,3,388.98200601373179,1,0.10231278087907013,0.10231278087907013,28365127089267.172,0,false,0,1.1398863617756489E-12,1.1398863617756489E-12,8951130055.4007416,0,false,0,3.6976451951543252E-9,3.6976451951543252E-9,2832813.1065704199,0,false,0,1.0661311911387437E-5,1.0661311911387437E-5,981.85900742926185,0,false,0,3.3702943362106698E-2,3.3702943362106698E-2,0.31059320305472243,0,true,0.10231278087907013,106.5780648759101,0,9.82181947420091E-5,9.82181947420091E-5,false,0,337029.43362106715,0]
[null,4,5,241.63822220682167,null,65,7,6,393.40538185181663,1,{"$f":"ABS(SIN(G74*3.1416*$J$2/$C$2)*SIN(H74*3.1416*$K$2/$D$2))*(1/F74^$N$2)+(1-1/F74^$N$2)","v":0.25327878894521177},0.25327878894521177,80084806176716.828,0,false,0,2.4741955776414308E-12,2.4741955776414308E-12,25272212364.6185,0,{"$f":"AND($I74>44.548,$I74<89.095)","v":false},0,8.0259731990183417E-9,{"$f":"IF($I74>89.095,W74,0)","v":8.0259731990183417E-9},7998035.3291065451,0,false,0,2.314105306244754E-5,2.314105306244754E-5,2772.1359419746391,0,false,0,7.3154374169480549E-2,7.3154374169480549E-2,0.87691468429397224,0,true,0.25327878894521177,231.33444317974735,0,2.7730477160164334E-4,2.7730477160164334E-4,false,0,731543.74169480463,0]
[null,4,6,{"$f":"3.141625/2*SQRT($H$2/$I$2)*((1+($D$8-1)/B75)*(B75/$C$2)^2+(1+($D$8-1)/C75)*(C75/$D$2)^2)","v":322.31385859924592},null,66,11,4,395.46075689965562,{"$f":"IF(ABS(I75-I74)>0.0001,1,$M$2)","v":1},0.96568477516511608,{"$f":"$J75*$K75","v":0.96568477516511608},{"$f":"10^(LOG10($I75/22.27)/LOG10(2)*70/20)*$L75","v":324413668988636.37},{"$f":"IF($I75<22.27,M75,0)","v":0},{"$f":"AND($I75>22.27,$I75<44.45)","v":false},{"$f":"IF($O75=TRUE,$L75,0)","v":0},{"$f":"10^(LOG10(44.45/$I75)/LOG10(2)*70/20)*$L75","v":8.8788789984377935E-12},{"$f":"IF($I75>44.45,Q75,0)","v":8.8788789984377935E-12},{"$f":"10^(LOG10($I75/44.548)/LOG10(2)*70/20)*$L75","v":102374614213.01932},{"$f":"IF($I75<44.528,S75,0)","v":0},false,{"$f":"IF($U75=TRUE,$L75,0)","v":0},{"$f":"10^(LOG10(89.095/$I75)/LOG10(2)*70/20)*$L75","v":2.8801944972644476E-8},2.8801944972644476E-8,{"$f":"10^(LOG10($I75/89.09)/LOG10(2)*70/20)*$L75","v":32399054.323621806},{"$f":"IF($I75<89.09,Y75,0)","v":0},{"$f":"AND($I75>89.09,$I75<176.78)","v":false},{"$f":"IF($AA75=TRUE,$L75,0)","v":0},{"$f":"10^(LOG10(176.78/$I75)/LOG10(2)*70/20)*$L75","v":8.3043802961512586E-5},{"$f":"IF($I75>176.78,AC75,0)","v":8.3043802961512586E-5},{"$f":"10^(LOG10($I75/176.78)/LOG10(2)*70/20)*$L75","v":11229.580675850049},{"$f":"IF($I75<176.78,AE75,0)","v":0},{"$f":"AND($I75>176.78,$I75<353.55)","v":false},{"$f":"IF($AG75=TRUE,$L75,0)","v":0},{"$f":"10^(LOG10(353.55/$I75)/LOG10(2)*70/20)*$L75","v":0.26252121793719979},{"$f":"IF($I75>353.55,AI75,0)","v":0.26252121793719979},{"$f":"10^(LOG10($I75/353.55)/LOG10(2)*70/20)*$L75","v":3.5522731926711684},{"$f":"IF($I75<353.55,AK75,0)","v":0},{"$f":"AND($I75>353.55,$I75<707.1)","v":true},{"$f":"IF($AM75=TRUE,$L75,0)","v":0.96568477516511608},{"$f":"10^(LOG10(707.1/$I75)/LOG10(2)*70/20)*$L75","v":830.16498280300254},{"$f":"IF($I75>707.1,AO75,0)","v":0},{"$f":"10^(LOG10($I75/707.1)/LOG10(2)*70/20)*$L75","v":1.1233274159999028E-3},{"$f":"IF($I75<707.1,AQ75,0)","v":1.1233274159999028E-3},{"$f":"AND($I75>707.1,$I75<1414.2)","v":false},{"$f":"IF($AS75=TRUE,$L75,0)","v":0},{"$f":"10^(LOG10(1414.2/$I75)/LOG10(2)*70/20)*$L75","v":2625212.1793720005},{"$f":"IF($I75>1414.2,AU75,0)","v":0}]
[null,4,7,416.41168836758447,null,67,13,2,399.86800255991346,1,0.34377630045153357,0.34377630045153357,131371832173961.3,0,false,0,2.7786645707289608E-12,2.7786645707289608E-12,41456763148.096436,0,false,0,9.0136315719194852E-9,9.0136315719194852E-9,13120048.672631629,0,false,0,2.5988739473569935E-5,2.5988739473569935E-5,4547.4365877703349,0,false,0,8.2156588402100883E-2,8.2156588402100883E-2,1.4384986895234915,0,true,0.34377630045153357,259.80194413961226,0,4.5489322700616202E-4,4.5489322700616202E-4,false,0,821565.88402101153,0]
[null,4,8,523.93171151183742,null,68,3,7,400.5996220624437,1,0.13751215123545907,0.13751215123545907,53678165514405.898,0,false,0,1.0881054875704957E-12,1.0881054875704957E-12,16939118204.641285,0,false,0,3.5296746788588692E-9,3.5296746788588692E-9,5360815.4240705492,0,false,0,1.0177007449593947E-5,1.0177007449593947E-5,1858.0699514136884,0,false,0,3.2171941738525327E-2,3.2171941738525327E-2,0.58776656662783466,0,true,0.13751215123545907,101.73661264397738,0,1.8586810830410698E-4,1.8586810830410698E-4,false,0,321719.41738525336,0]
[null,4,9,644.87392803200476,null,69,4,7,416.41168836758447,1,0.75804223280744831,0.75804223280744831,464112490798544.5,0,false,0,3.8242833324728896E-12,3.8242833324728896E-12,146459109892.21948,0,false,0,1.2405484760076753E-8,1.2405484760076753E-8,46350715.888547495,0,false,0,3.5768370262366849E-5,3.5768370262366849E-5,16065.256048981573,0,false,0,0.11307232797680432,0.11307232797680432,5.0819509689194842,0,true,0.75804223280744831,357.56609674428046,0,1.6070540019085123E-3,1.6070540019085123E-3,false,0,1130723.2797680481,0]
[null,4,10,779.23833792808625,null,70,10,5,419.30425521768518,1,0.36504755498051705,0.36504755498051705,242233091334784.81,0,false,0,1.6992290712185829E-12,1.6992290712185829E-12,76441043166.693466,0,false,0,5.5120812226145044E-9,5.5120812226145044E-9,24191715.193756126,0,false,0,1.589282207828014E-5,1.589282207828014E-5,8384.8995943503469,0,false,0,5.0240991617194738E-2,5.0240991617194738E-2,2.6524101755914828,0,true,0.36504755498051705,158.87596541576195,0,8.3876574438762326E-4,8.3876574438762326E-4,false,0,502409.91617194738,0]
[null,4,11,927.02494120008203,null,71,8,6,424.98766438172282,1,0.37753514988634068,0.37753514988634068,292970338899587.75,0,false,0,1.5027185388304803E-12,1.5027185388304803E-12,92452101399.443893,0,false,0,4.8746262531996692E-9,4.8746262531996692E-9,29258822.400452517,0,false,0,1.4054866866324878E-5,1.4054866866324878E-5,10141.169657124739,0,false,0,4.4430777928159415E-2,4.4430777928159415E-2,3.2079742027061631,0,true,0.37753514988634068,140.50245646612089,0,1.0144505155614159E-3,1.0144505155614159E-3,false,0,444307.77928159479,0]
[null,4,12,1088.2337378479924,null,72,14,1,428.11874653820092,1,0.89020635480500632,0.89020635480500632,752353773427690.12,0,false,0,3.2534623861170941E-12,3.2534623861170941E-12,237418871857.2977,0,false,0,1.0553814803873295E-8,1.0553814803873295E-8,75137249.462566063,0,false,0,3.042950460108047E-5,3.042950460108047E-5,26042.729401091805,0,false,0,9.6194903463218656E-2,9.6194903463218656E-2,8.2381428288269625,0,true,0.89020635480500632,304.19499424379046,0,2.6051295028875826E-3,2.6051295028875826E-3,false,0,961949.03463218769,0]
[null,4,13,1262.864727871817,null,73,5,7,436.1663087289167,1,0.95523573005866624,0.95523573005866624,1002484366064137.5,0,false,0,2.811447784970762E-12,2.811447784970762E-12,316352114725.4552,0,false,0,9.1199761152773664E-9,9.1199761152773664E-9,100117684.7324253,0,false,0,2.6295359575546792E-5,2.6295359575546792E-5,34701.001040094692,0,false,0,8.312588749179084E-2,8.312588749179084E-2,10.97702926865983,0,true,0.95523573005866624,262.86713699696014,0,3.4712414431297416E-3,3.4712414431297416E-3,false,0,831258.87491791043,0]
[null,4,14,1450.9179112715558,null,74,13,3,440.27705882459475,1,8.4391746460691711E-2,8.4391746460691711E-2,98771968259600.766,0,false,0,2.2271668522295963E-13,2.2271668522295963E-13,31169285120.323997,0,false,0,7.2246436891527157E-10,7.2246436891527157E-10,9864314.2111436054,0,false,0,2.0830603195685837E-6,2.0830603195685837E-6,3418.99214524939,0,false,0,6.5850492466396028E-3,6.5850492466396028E-3,1.0815358555321437,0,true,8.4391746460691711E-2,20.823754123757052,0,3.4201166746203923E-4,3.4201166746203923E-4,false,0,65850.492466395983,0]
[null,4,15,1652.3932880472096,null,75,12,4,442.81325565432735,1,0.50730152346040558,0.50730152346040558,634751126213805.62,0,false,0,1.252320143453202E-12,1.252320143453202E-12,200307224630.8295,0,false,0,4.062365966043629E-9,4.062365966043629E-9,63392323.400841817,0,false,0,1.1712900610083643E-5,1.1712900610083643E-5,21971.913215390174,0,false,0,3.7027265419932752E-2,3.7027265419932752E-2,6.9504143173021742,0,true,0.50730152346040558,117.09049425457853,0,2.1979139924519107E-3,2.1979139924519107E-3,false,0,370272.65419932711,0]
[null,4,16,1867.2908581987765,null,76,14,2,455.10560942696793,1,0.78762113641096287,0.78762113641096287,1354924295838379.2,0,false,0,1.4141849377754812E-12,1.4141849377754812E-12,427570923588.79669,0,false,0,4.5874346036384304E-9,4.5874346036384304E-9,135315709.72985268,0,false,0,1.3226815608640396E-5,1.3226815608640396E-5,46900.710864681278,0,false,0,4.1813110902692179E-2,4.1813110902692179E-2,14.836185137359749,0,true,0.78762113641096287,132.22466650972655,0,4.6916136821994817E-3,4.6916136821994817E-3,false,0,418131.10902692279,0]
[null,4,17,2095.6106217262591,null,77,6,7,459.86348314644027,1,0.27240006446464082,0.27240006446464082,528834557590306.19,0,false,0,4.3339220734521106E-13,4.3339220734521106E-13,166883331348.52261,0,false,0,1.4058687487154626E-9,1.4058687487154626E-9,52814481.008126266,0,false,0,4.0535001184454987E-6,4.0535001184454987E-6,18305.610694985393,0,false,0,1.281407823406255E-2,1.281407823406255E-2,5.7906463317116534,0,true,0.27240006446464082,40.521673335225913,0,1.8311631532707713E-3,1.8311631532707713E-3,false,0,128140.78234062587,0]
[null,4,18,2337.352578629655,null,78,9,6,460.51250096782047,1,0.15398004247009878,0.15398004247009878,303877422093878.25,0,false,0,2.4099994859702394E-13,2.4099994859702394E-13,95894029224.758759,0,false,0,7.8177293092100037E-10,7.8177293092100037E-10,30348108.132541776,0,false,0,2.2540629564325933E-6,2.2540629564325933E-6,10518.718393126859,0,false,0,7.1256292646430953E-3,7.1256292646430953E-3,3.3274048646819376,0,true,0.15398004247009878,22.533218238222911,0,1.0522178069919277E-3,1.0522178069919277E-3,false,0,71256.292646431219,0]
[null,4,19,2592.5167289089659,null,79,11,5,462.71419991616551,1,0.65964190241744469,0.65964190241744469,1376023722897111,0,false,0,9.7673570318843762E-13,9.7673570318843762E-13,434229230287.11768,0,false,0,3.1684053787645933E-9,3.1684053787645933E-9,137422900.48295641,0,false,0,9.1353702753834066E-6,9.1353702753834066E-6,47631.067631425889,0,false,0,2.8879078817144549E-2,2.8879078817144549E-2,15.067220190090859,0,true,0.65964190241744469,91.323665789698069,0,4.7646733807962284E-3,4.7646733807962284E-3,false,0,288790.7881714463,0]
[null,4,20,2861.1030725641908,null,80,15,1,487.29890746144667,1,0.57174099994714955,0.57174099994714955,2177291982939693.7,0,false,0,4.6373354615668463E-13,4.6373354615668463E-13,687083955116.44714,0,false,0,1.5042921612879435E-9,1.5042921612879435E-9,217445218.79600531,0,false,0,4.3372814564152626E-6,4.3372814564152626E-6,75366.972216448397,0,false,0,1.3711178557204029E-2,1.3711178557204029E-2,23.840968130986482,0,true,0.57174099994714955,43.35855364602606,0,7.5391760917404745E-3,7.5391760917404745E-3,false,0,137111.78557204024,0]
[null,5,1,72.912230757600085,null,81,7,7,487.50321162015524,1,0.66138936379389923,0.66138936379389923,2530994004602930,0,false,0,5.338383995215301E-13,5.338383995215301E-13,798701039954.53101,0,false,0,1.7317033163768683E-9,1.7317033163768683E-9,252769288.37040928,0,false,0,4.9929693682001193E-6,4.9929693682001193E-6,87610.369357700867,0,false,0,1.5783964039682897E-2,1.5783964039682897E-2,27.713943686131646,0,true,0.66138936379389923,49.913276871590327,0,8.7639184993818509E-3,8.7639184993818509E-3,false,0,157839.64039682935,0]
[null,5,2,99.899093646367035,null,82,1,8,488.32317476498889,1,0.42163762806380706,0.42163762806380706,1645353062835341,0,false,0,3.3373836372797518E-13,3.3373836372797518E-13,519220985900.80493,0,false,0,1.0826044581804489E-9,1.0826044581804489E-9,164320706.43178424,0,false,0,3.1214416733238484E-6,3.1214416733238484E-6,56953.903998458241,0,false,0,9.8676197449758633E-3,9.8676197449758633E-3,18.01632957023801,0,true,0.42163762806380706,31.204153478573602,0,5.6972636518194605E-3,5.6972636518194605E-3,false,0,98676.197449758663,0]
[null,5,3,140.3081499110483,null,83,13,4,494.10830846519031,1,0.41844294700185547,0.41844294700185547,1872512533359110.7,0,false,0,2.8882466889302833E-13,2.8882466889302833E-13,590905274766.32703,0,false,0,9.3691019121477847E-10,9.3691019121477847E-10,187007025.56429458,0,false,0,2.7013656676926097E-6,2.7013656676926097E-6,64817.03013763261,0,false,0,8.5396595517797779E-3,8.5396595517797779E-3,20.5036862223747,0,true,0.41844294700185547,27.004774626036731,0,6.4838348892117623E-3,6.4838348892117623E-3,false,0,85396.595517797963,0]
[null,5,4,194.13939955164392,null,84,14,3,495.51466569164916,1,0.19334876535634482,0.19334876535634482,894296297050179.5,0,false,0,1.2911832608672575E-13,1.2911832608672575E-13,282211408317.23138,0,false,0,4.1884329356939477E-10,4.1884329356939477E-10,89312988.567560658,0,false,0,1.2076385805182083E-6,1.2076385805182083E-6,30956.07052300471,0,false,0,3.8176328597634385E-3,3.8176328597634385E-3,9.7923887492783663,0,true,0.19334876535634482,12.072415107154654,0,3.0966252181527129E-3,3.0966252181527129E-3,false,0,38176.328597634463,0]
[null,5,5,261.39284256815387,null,85,2,8,496.25013295774704,1,0.45483353732145348,0.45483353732145348,2140334093746138.2,0,false,0,2.9854506999755195E-13,2.9854506999755195E-13,675421223209.64368,0,false,0,9.6844192599501123E-10,9.6844192599501123E-10,213754250.21443844,0,false,0,2.7922801935210243E-6,2.7922801935210243E-6,74087.674708418679,0,false,0,8.8270619972063598E-3,8.8270619972063598E-3,23.43628567895167,0,true,0.45483353732145348,27.913620958686934,0,7.4112042639872932E-3,7.4112042639872932E-3,false,0,88270.61997206365,0]
[null,5,6,342.06847896057815,null,86,10,6,499.97989161010952,1,0.21143212033655825,0.21143212033655825,1085448192741072,0,false,0,1.2720944082738245E-13,1.2720944082738245E-13,342532854199.7345,0,false,0,4.126511145557695E-10,4.126511145557695E-10,108403246.60711686,0,false,0,1.1897848524314918E-6,1.1897848524314918E-6,37572.794290207094,0,false,0,3.7611929777385733E-3,3.7611929777385733E-3,11.885468726172856,0,true,0.21143212033655825,11.893936529084877,0,3.7585152233406303E-3,3.7585152233406303E-3,false,0,37611.929777385754,0]
[null,5,7,436.1663087289167,null,87,3,8,508.11964520669659,1,6.9005362274426038E-2,6.9005362274426038E-2,427429577246421.87,0,false,0,3.4410233731944652E-14,3.4410233731944652E-14,134883151533.81932,0,false,0,1.1162238595859662E-10,1.1162238595859662E-10,42687209.006642401,0,false,0,3.2183755070859423E-7,3.2183755070859423E-7,14795.476824070996,0,false,0,1.0174050654821638E-3,1.0174050654821638E-3,4.6802794522829698,0,true,6.9005362274426038E-2,3.2173173099163921,0,1.4800343155299527E-3,1.4800343155299527E-3,false,0,10174.050654821645,0]
[null,5,8,543.68633187316959,null,88,12,5,510.06669867083724,1,0.34652854703800462,0.34652854703800462,2244050320653606.5,0,false,0,1.6528443485408622E-13,1.6528443485408622E-13,708150758775.70874,0,false,0,5.3616151299501063E-10,5.3616151299501063E-10,224112345.42137578,0,false,0,1.5458987607605348E-6,1.5458987607605348E-6,77677.812389987084,0,false,0,4.8869537642748581E-3,4.8869537642748581E-3,24.571960305846851,0,true,0.34652854703800462,15.453904715042151,0,7.7703361141723626E-3,7.7703361141723626E-3,false,0,48869.537642748619,0]
[null,5,9,664.62854839333704,null,89,15,2,514.28577035021374,1,0.50585495562964478,0.50585495562964478,3605078417467750.5,0,false,0,2.1924203029712589E-13,2.1924203029712589E-13,1137647847411.979,0,false,0,7.1119303387506878E-10,7.1119303387506878E-10,360037639.14320743,0,false,0,2.0505620099203704E-6,2.0505620099203704E-6,124789.80635411598,0,false,0,6.4823143582373654E-3,6.4823143582373654E-3,39.474981001175884,0,true,0.50585495562964478,20.498877881242759,0,1.2483085055558963E-2,1.2483085055558963E-2,false,0,64823.143582373748,0]
[null,5,10,798.99295828941843,null,90,8,7,519.08549415006144,1,0.98586120706371039,0.98586120706371039,7827287014376649,0,false,0,3.8353659630513153E-13,3.8353659630513153E-13,2470042310268.5327,0,false,0,1.2441435392597834E-9,1.2441435392597834E-9,781707805.27207291,0,false,0,3.5872025666411945E-6,3.5872025666411945E-6,270941.57676831662,0,false,0,1.1340000736942885E-2,1.1340000736942885E-2,85.707430020426315,0,true,0.98586120706371039,35.860230996727488,0,2.7103069126403864E-2,2.7103069126403864E-2,false,0,113400.00736942892,0]
[null,5,11,946.77956156141431,null,91,4,8,523.93171151183742,1,0.3803953208805908,0.3803953208805908,3364757681680186,0,false,0,1.3283210418538456E-13,1.3283210418538456E-13,1061810282705.3491,0,false,0,4.3089031352056385E-10,4.3089031352056385E-10,336036910.07976091,0,false,0,1.2423733997135237E-6,1.2423733997135237E-6,116471.10295601455,0,false,0,3.927437886927343E-3,3.927437886927343E-3,36.843510785871366,0,true,0.3803953208805908,12.41964909152925,0,1.1650941108033365E-2,1.1650941108033365E-2,false,0,39274.378869273482,0]
[null,5,12,1107.9883582093246,null,92,11,6,543.38983630858979,1,0.38205840359184162,0.38205840359184162,5163916009598887,0,false,0,8.7310576677274605E-14,8.7310576677274605E-14,1629567308181.5735,0,false,0,2.8322431530277248E-10,2.8322431530277248E-10,515718082.53084332,0,false,0,8.1661235920878577E-7,8.1661235920878577E-7,178748.97692777423,0,false,0,2.5815059459814928E-3,2.5815059459814928E-3,56.543981230168647,0,true,0.38205840359184162,8.1634385825691194,0,1.7880776866114251E-2,1.7880776866114251E-2,false,0,25815.05945981494,0]
[null,5,13,1282.6193482331494,null,93,5,8,543.68633187316959,1,0.47934954851594835,0.47934954851594835,6520128575840063,0,false,0,1.088516454813641E-13,1.088516454813641E-13,2057544768849.708,0,false,0,3.5310078038991718E-10,3.5310078038991718E-10,651162451.27464533,0,false,0,1.0180851209912008E-6,1.0180851209912008E-6,225694.28127849975,0,false,0,3.2184092779351642E-3,3.2184092779351642E-3,71.394272704141883,0,true,0.47934954851594835,10.177503760893032,0,2.2576851363627675E-2,2.2576851363627675E-2,false,0,32184.092779351751,0]
[null,5,14,1470.6725316328882,null,94,14,4,549.34591533224477,1,0.95868885960979144,0.95868885960979144,1.4708644088710814E+16,0,false,0,1.930053001392976E-13,1.930053001392976E-13,4641579280160.0986,0,false,0,6.2608444545971103E-10,6.2608444545971103E-10,1468945992.142072,0,false,0,1.8051709138186857E-6,1.8051709138186857E-6,509139.78421892342,0,false,0,5.7065747229822919E-3,5.7065747229822919E-3,161.05709189059777,0,true,0.95868885960979144,18.045773762568484,0,5.0930724369732276E-2,5.0930724369732276E-2,false,0,57065.747229823013,0]
[null,5,15,1672.1479084085418,null,95,16,1,550.42162244088377,1,0.27345167227863004,0.27345167227863004,4291938302655481,0,false,0,5.3813868135978028E-14,5.3813868135978028E-14,1354398935563.4294,0,false,0,1.7456528792545683E-10,1.7456528792545683E-10,428634042.00837773,0,false,0,5.0331897335995546E-7,5.0331897335995546E-7,148565.46450614792,0,false,0,1.5911110183452724E-3,1.5911110183452724E-3,46.995977156732124,0,true,0.27345167227863004,5.0315348281610195,0,1.4861432868051749E-2,1.4861432868051749E-2,false,0,15911.110183452778,0]
[null,5,16,1887.0454785601089,null,96,9,7,554.61033073615909,1,0.40208958180183813,0.40208958180183813,6892494263910368,0,false,0,7.2452894646632635E-14,7.2452894646632635E-14,2175051511957.05,0,false,0,2.3502789992838996E-10,2.3502789992838996E-10,688350453.22798491,0,false,0,6.7764904872392436E-7,6.7764904872392436E-7,238583.72132009623,0,false,0,2.142209861071E-3,2.142209861071E-3,75.471612156965136,0,true,0.40208958180183813,6.7742623870572345,0,2.3866219310086322E-2,2.3866219310086322E-2,false,0,21422.098610710069,0]
[null,5,17,2115.3652420875915,null,97,15,3,554.69482661489496,1,0.12417954089711887,0.12417954089711887,2132420623664987.7,0,false,0,2.233642882889776E-14,2.233642882889776E-14,672923984270.32996,0,false,0,7.2456511022223962E-11,7.2456511022223962E-11,212963935.34316051,0,false,0,2.0891173253483896E-7,2.0891173253483896E-7,73813.749904389173,0,false,0,6.6041968829190381E-4,6.6041968829190381E-4,23.349634559355209,0,true,0.12417954089711887,2.0884304266208531,0,7.3838027740144472E-3,7.3838027740144472E-3,false,0,6604.1968829190473,0]
[null,5,18,2357.1071989909874,null,98,13,5,561.36175148170025,1,0.2858308515491203,0.2858308515491203,5639747659908242,0,false,0,4.4745055063446554E-14,4.4745055063446554E-14,1779724611302.0808,0,false,0,1.4514722117083475E-10,1.4514722117083475E-10,563239185.86576939,0,false,0,4.1849872453996447E-7,4.1849872453996447E-7,195219.89173826834,0,false,0,1.3229740324189384E-3,1.3229740324189384E-3,61.75425495534126,0,true,0.2858308515491203,4.1836112277012942,0,1.952841008656182E-2,1.952841008656182E-2,false,0,13229.740324189404,0]
[null,5,19,2612.2713492702983,null,99,6,8,567.38350629069316,1,0.13669384823871852,0.13669384823871852,3053350018186704,0,false,0,1.8902004456098722E-14,1.8902004456098722E-14,963539949298.89539,0,false,0,6.1315678737487222E-11,6.1315678737487222E-11,304936759.96040779,0,false,0,1.7678969765283142E-7,1.7678969765283142E-7,105691.72522146997,0,false,0,5.588742939443682E-4,5.588742939443682E-4,33.43365108893304,0,true,0.13669384823871852,1.7673156945826558,0,1.0572648793639712E-2,1.0572648793639712E-2,false,0,5588.7429394437013,0]
[null,5,20,2880.8576929255228,null,100,16,2,577.40848532965072,1,0.2419397656633776,0.2419397656633776,6624806771208245,0,false,0,2.7291525322802677E-14,2.7291525322802677E-14,2090577871002.0815,0,false,0,8.8530208678955502E-11,8.8530208678955502E-11,661616617.8601799,0,false,0,2.5525655342580125E-7,2.5525655342580125E-7,229317.7175028541,0,false,0,8.0692669292673977E-4,8.0692669292673977E-4,72.540480718196363,0,true,0.2419397656633776,2.5517262544357817,0,2.2939314163302714E-2,2.2939314163302714E-2,false,0,8069.2669292674027,0]
[null,6,1,96.609405175123641,null,101,12,6,590.74233506326163,1,0.2007060846121882,0.2007060846121882,7166464200062676,0,false,0,1.7362116063443995E-14,1.7362116063443995E-14,2261507691830.7334,0,false,0,5.6320478244603082E-11,5.6320478244603082E-11,715711713.53527236,0,false,0,1.6238718261857557E-7,1.6238718261857557E-7,248067.1919468776,0,false,0,5.1334451744913768E-4,5.1334451744913768E-4,78.471535257695948,0,true,0.2007060846121882,1.6233378994993253,0,2.4814878290452706E-2,2.4814878290452706E-2,false,0,5133.4451744913795,0]
[null,6,2,123.59626806389061,null,102,10,7,594.07772137844802,1,0.55211475124843867,0.55211475124843867,2.1047626724402184E+16,0,false,0,4.4734447876571317E-14,4.4734447876571317E-14,6641960163786.4199,0,false,0,1.4511281281672179E-10,1.4511281281672179E-10,2102017475.876184,0,false,0,4.1839951594200612E-7,4.1839951594200612E-7,728563.69792831584,0,false,0,1.322660410438283E-3,1.322660410438283E-3,230.46784808892477,0,true,0.55211475124843867,4.1826194679181263,0,7.2880332739868561E-2,7.2880332739868561E-2,false,0,13226.604104382861,0]
[null,6,3,164.0053243285719,null,103,7,8,595.02323476440813,1,0.33189367079933763,0.33189367079933763,1.2888514523420012E+16,0,false,0,2.6398642155272784E-14,2.6398642155272784E-14,4067204400565.0181,0,false,0,8.5633810173837778E-11,8.5633810173837778E-11,1287170431.1870425,0,false,0,2.4690545258919178E-7,2.4690545258919178E-7,446135.99076702219,0,false,0,7.8052687638944694E-4,7.8052687638944694E-4,141.12699004831899,0,true,0.33189367079933763,2.4682427043673574,0,4.4628272787660406E-2,4.4628272787660406E-2,false,0,7805.2687638944954,0]
[null,6,4,217.83657396916749,null,104,15,4,608.52607625549058,1,0.61572434781321805,0.61572434781321805,3.1038162800706904E+16,0,false,0,3.7727945955293446E-14,3.7727945955293446E-14,9794654930876.416,0,false,0,1.2238461899598503E-10,1.2238461899598503E-10,3099768039.4310155,0,false,0,3.528679814878925E-7,3.528679814878925E-7,1074386.1511363022,0,false,0,1.1154996395598058E-3,1.1154996395598058E-3,339.86247870023357,0,true,0.61572434781321805,3.5275195901058538,0,0.10747395239231997,0.10747395239231997,false,0,11154.996395598086,0]
[null,6,5,285.09001698567744,null,105,1,9,609.26539128515628,1,0.46717973399951385,0.46717973399951385,2.3884966973693912E+16,0,false,0,2.8224734038073897E-14,2.8224734038073897E-14,7537334314690.2773,0,false,0,9.1557418090185396E-11,9.1557418090185396E-11,2385381432.6354146,0,false,0,2.6398481751033228E-7,2.6398481751033228E-7,826778.24398486107,0,false,0,8.3451881222082556E-4,8.3451881222082556E-4,261.53622981731252,0,true,0.46717973399951385,2.6389801968761701,0,8.2705017687594973E-2,8.2705017687594973E-2,false,0,8345.1881222082902,0]
[null,6,6,365.76565337810172,null,106,14,5,616.59935834875478,1,0.65486311832066002,0.65486311832066002,3.8477803189759104E+16,0,false,0,3.4425266255320302E-14,3.4425266255320302E-14,12142368321274.527,0,false,0,1.116711495368747E-10,1.116711495368747E-10,3842761742.0839844,0,false,0,3.2197814930324069E-7,3.2197814930324069E-7,1331909.3381481911,0,false,0,1.0178495310893564E-3,1.0178495310893564E-3,421.3252456654231,0,true,0.65486311832066002,3.2187228335767322,0,0.13323474120327214,0.13323474120327214,false,0,10178.495310893552,0]
[null,6,7,459.86348314644027,null,107,2,9,617.19234947791449,1,0.50396121417260775,0.50396121417260775,2.9944055437520408E+16,0,false,0,2.6198119710480698E-14,2.6198119710480698E-14,9449389518469.3809,0,false,0,8.4983341075013995E-11,8.4983341075013995E-11,2990500005.17625,0,false,0,2.4502997411971416E-7,2.4502997411971416E-7,1036513.6196204455,0,false,0,7.7459804275630472E-4,7.7459804275630472E-4,327.88219356530527,0,true,0.50396121417260775,2.4494940862184142,0,0.1036854535878568,0.1036854535878568,false,0,7745.9804275630722,0]
[null,6,8,567.38350629069316,null,108,17,1,617.48689147651214,1,0.86672176805386825,0.86672176805386825,5.1784807821780688E+16,0,false,0,4.4806761210738205E-14,4.4806761210738205E-14,16341634861988.08,0,false,0,1.4534738800035068E-10,1.4534738800035068E-10,5171726601.3688145,0,false,0,4.1907585968710294E-7,4.1907585968710294E-7,1792531.36599016,0,false,0,1.3247984939240515E-3,1.3247984939240515E-3,567.03462954079134,0,true,0.86672176805386825,4.1893806815607428,0,0.17931209415386973,0.17931209415386973,false,0,13247.984939240523,0]
[null,6,9,688.32572281086061,null,109,16,3,617.81754159433206,1,5.9392457641219719E-2,5.9392457641219719E-2,3570730666642963.5,0,false,0,3.051349912436117E-15,3.051349912436117E-15,1126808791983.9553,0,false,0,9.8981878552159104E-12,9.8981878552159104E-12,356607343.96379471,0,false,0,2.8539154654496199E-8,2.8539154654496199E-8,123600.85879797932,0,false,0,9.0219057552900594E-5,9.0219057552900594E-5,39.09887910983462,0,true,5.9392457641219719E-2,0.28529771022098338,0,1.2364151194665406E-2,1.2364151194665406E-2,false,0,902.19057552900904,0]
[null,6,10,822.69013270694199,null,110,8,8,626.60551729431427,1,0.49471780591410064,0.49471780591410064,3.5051093808705808E+16,0,false,0,2.1567510676183955E-14,2.1567510676183955E-14,11061008056773.152,0,false,0,6.9962239129699351E-11,6.9962239129699351E-11,3500537742.2935109,0,false,0,2.0172007156291592E-7,2.0172007156291592E-7,1213293.7768273905,0,false,0,6.3768513700677412E-4,6.3768513700677412E-4,383.80337455765732,0,true,0.49471780591410064,2.016537462977936,0,0.12136928372609161,0.12136928372609161,false,0,6376.8513700677568,0]
[null,6,11,970.47673597893788,null,111,3,9,629.06186172686398,1,7.6458799324779045E-2,7.6458799324779045E-2,5669268111719254,0,false,0,3.1850368737316666E-15,3.1850368737316666E-15,1789040325017.1282,0,false,0,1.0331851215587374E-11,1.0331851215587374E-11,566187380.75800037,0,false,0,2.9789523498840451E-8,2.9789523498840451E-8,196241.74231636783,0,false,0,9.4171770942485283E-5,9.4171770942485283E-5,62.077498762948842,0,true,7.6458799324779045E-2,0.29779728746991485,0,1.9630628753720323E-2,1.9630628753720323E-2,false,0,941.71770942485352,0]
[null,6,12,1131.6855326268483,null,112,11,7,637.48766607692846,1,0.99767282343718733,0.99767282343718733,8.6351925055153616E+16,0,false,0,3.5603342641610682E-14,3.5603342641610682E-14,27249915336898.449,0,false,0,1.1549267827462199E-10,1.1549267827462199E-10,8623929810.1500454,0,false,0,3.329966509985484E-7,3.329966509985484E-7,2989072.2913891044,0,false,0,1.0526816363367042E-3,1.0526816363367042E-3,945.5385448623548,0,true,0.99767282343718733,3.3288716218570564,0,0.29900554172463373,0.29900554172463373,false,0,10526.816363367052,0]
[null,6,13,1306.3165226506728,null,113,13,6,642.03738787412453,1,0.16555054862334287,0.16555054862334287,1.5564103018953636E+16,0,false,0,5.4390576887902125E-15,5.4390576887902125E-15,4911534853338.3447,0,false,0,1.7643605716795661E-11,1.7643605716795661E-11,1554380309.5028911,0,false,0,5.0871290743309772E-8,5.0871290743309772E-8,538751.49910746433,0,false,0,1.608162527209941E-4,1.608162527209941E-4,170.42421823519976,0,true,0.16555054862334287,0.50854564337159258,0,5.3892869807683264E-2,5.3892869807683264E-2,false,0,1608.1625272099436,0]
[null,6,14,1494.3697060504117,null,114,17,2,644.47375436527909,1,0.76684285640292493,0.76684285640292493,7.5339872406761328E+16,0,false,0,2.410873289330102E-14,2.410873289330102E-14,23774862497456.531,0,false,0,7.8205638152655661E-11,7.8205638152655661E-11,7524160823.5899591,0,false,0,2.2548802212478345E-7,2.2548802212478345E-7,2607890.037240095,0,false,0,7.1282128331578304E-4,7.1282128331578304E-4,824.95848564006553,0,true,0.76684285640292493,2.2541388199220567,0,0.2608747789705913,0.2608747789705913,false,0,7128.2128331578479,0]
[null,6,15,1695.8450828260654,null,115,4,9,644.87392803200476,1,0.42148274488623333,0.42148274488623333,4.1709278714160096E+16,0,false,0,1.3155683997753558E-14,1.3155683997753558E-14,13162119003114.627,0,false,0,4.2675351995163184E-11,4.2675351995163184E-11,4165487820.1402187,0,false,0,1.2304459041795657E-7,1.2304459041795657E-7,1443766.878603942,0,false,0,3.8897322358991967E-4,3.8897322358991967E-4,456.70934003447286,0,true,0.42148274488623333,1.2300413353620845,0,0.14442417431812551,0.14442417431812551,false,0,3889.7322358992092,0]
[null,6,16,1910.7426529776324,null,116,9,8,662.13035388041192,1,0.20177371242995723,0.20177371242995723,2.7143191124000236E+16,0,false,0,4.6329197529512269E-15,4.6329197529512269E-15,8565526010333.1836,0,false,0,1.5028597620336607E-11,1.5028597620336607E-11,2710778884.5165472,0,false,0,4.333151461668477E-8,4.333151461668477E-8,939561.6882519658,0,false,0,1.3698122661251071E-4,1.3698122661251071E-4,297.2132169828937,0,true,0.20177371242995723,0.43317267277920524,0,9.3987071637178191E-2,9.3987071637178191E-2,false,0,1369.8122661251102,0]
[null,6,17,2139.0624165051149,null,117,5,9,664.62854839333704,1,0.53112525937694122,0.53112525937694122,7.4646381144256976E+16,0,false,0,1.1672709239915438E-14,1.1672709239915438E-14,23556018757979.863,0,false,0,3.7864772035847882E-11,3.7864772035847882E-11,7454902147.9094458,0,false,0,1.0917438635182716E-7,1.0917438635182716E-7,2583884.833931122,0,false,0,3.451262087059165E-4,3.451262087059165E-4,817.36487705747254,0,true,0.53112525937694122,1.0913848997293305,0,0.25847346909251173,0.25847346909251173,false,0,3451.2620870591704,0]
[null,6,18,2380.8043734085104,null,118,16,4,671.64879123492767,1,0.29448798072511351,0.29448798072511351,4.676652308140488E+16,0,false,0,5.72778329609024E-15,5.72778329609024E-15,14758024140810.041,0,false,0,1.8580194564905028E-11,1.8580194564905028E-11,4670552651.3878756,0,false,0,5.3571729891853598E-8,5.3571729891853598E-8,1618823.416130574,0,false,0,1.6935298332531896E-4,1.6935298332531896E-4,512.08528535315861,0,true,0.29448798072511351,0.53554115585252438,0,0.16193558579732445,0.16193558579732445,false,0,1693.5298332531922,0]
[null,6,19,2635.9685236878217,null,119,15,5,675.77951927200047,1,0.4205902284074069,0.4205902284074069,7.172759246235884E+16,0,false,0,7.6176079300779015E-15,7.6176079300779015E-15,22634942077671.598,0,false,0,2.4710543353940029E-11,2.4710543353940029E-11,7163403971.0329866,0,false,0,7.1247184705946701E-8,7.1247184705946701E-8,2482850.9499973259,0,false,0,2.2522930112280914E-4,2.2522930112280914E-4,785.4046491727994,0,true,0.4205902284074069,0.71223758735599574,0,0.24836675762715274,0.24836675762715274,false,0,2252.2930112280951,0]
[null,6,20,2904.5548673430462,null,120,12,7,684.84016483160008,1,0.52410574988944092,0.52410574988944092,1.0435119077808714E+17,0,false,0,8.1306815683459491E-15,8.1306815683459491E-15,32929909926051.785,0,false,0,2.6374888447381354E-11,2.6374888447381354E-11,10421508777.030781,0,false,0,7.6045942086080921E-8,7.6045942086080921E-8,3612116.95893304,0,false,0,2.4039931486365248E-4,2.4039931486365248E-4,1142.6273707267742,0,true,0.52410574988944092,0.76020938291311269,0,0.36133050083462137,0.36133050083462137,false,0,2403.993148636529,0]
[null,7,1,124.24913364883859,null,121,17,3,684.88281062996043,1,0.18824802008674818,0.18824802008674818,3.7507949829286392E+16,0,false,0,2.9182602605579662E-15,2.9182602605579662E-15,11836313511897.619,0,false,0,9.466462090004148E-12,9.466462090004148E-12,3745902901.9190388,0,false,0,2.7294372421431527E-8,2.7294372421431527E-8,1298337.8595199126,0,false,0,8.6284004770669688E-5,8.6284004770669688E-5,410.70552022669756,0,true,0.18824802008674818,0.27285398071615125,0,0.12987648915207153,0.12987648915207153,false,0,862.8400477066981,0]
[null,7,2,151.23599653760553,null,122,6,9,688.32572281086061,1,0.15145848332556863,0.15145848332556863,3.198942755068686E+16,0,false,0,2.2149669577544328E-15,2.2149669577544328E-15,10094843767238.359,0,false,0,7.1850687958123157E-12,7.1850687958123157E-12,3194770443.0190587,0,false,0,2.07164980667473E-8,2.07164980667473E-8,1107314.1849250447,0,false,0,6.548977900731106E-5,6.548977900731106E-5,350.27866209047068,0,true,0.15145848332556863,0.20709686512418418,0,0.1107678387962364,0.1107678387962364,false,0,654.89779007311154,0]
[null,7,3,191.64505280228681,null,123,18,1,688.49471456833214,1,0.66150787923888377,0.66150787923888377,1.4011590204690298E+17,0,false,0,9.6464857941310029E-15,9.6464857941310029E-15,44216112908803.797,0,false,0,3.1291962991143621E-11,3.1291962991143621E-11,13993315189.748926,0,false,0,9.0223198863256239E-8,9.0223198863256239E-8,4850112.6074940907,0,false,0,2.8521699641753548E-4,2.8521699641753548E-4,1534.2447322267008,0,true,0.66150787923888377,0.90193533607149734,0,0.48517078419515081,0.48517078419515081,false,0,2852.1699641753512,0]
[null,7,4,245.47630244288246,null,124,14,6,697.27499474117894,1,0.37929057665962801,0.37929057665962801,9.3091931400736624E+16,0,false,0,4.7732983279715278E-15,4.7732983279715278E-15,29376846521929.793,0,false,0,1.5483967717595938E-11,1.5483967717595938E-11,9297051360.2157154,0,false,0,4.4644469858675739E-8,4.4644469858675739E-8,3222377.6427000542,0,false,0,1.4113179049485416E-4,1.4113179049485416E-4,1019.3404408628865,0,true,0.37929057665962801,0.44629790822144211,0,0.3223437504246891,0.3223437504246891,false,0,1411.3179049485448,0]
[null,7,5,312.72974545939235,null,125,10,8,701.59774452270096,1,0.27705826783058068,0.27705826783058068,7.3066512345371424E+16,0,false,0,3.2449675994059731E-15,3.2449675994059731E-15,23057462518665.25,0,false,0,1.0526258805030447E-11,1.0526258805030447E-11,7297121326.901309,0,false,0,3.03500531980418E-8,3.03500531980418E-8,2529197.6680368539,0,false,0,9.5943738676097868E-5,9.5943738676097868E-5,800.06558877619659,0,true,0.27705826783058068,0.3034007414484573,0,0.25300295380564236,0.25300295380564236,false,0,959.43738676097928,0]
[null,7,6,393.40538185181663,null,126,18,2,715.48157745709909,1,0.58527731775747782,0.58527731775747782,1.9384550870356029E+17,0,false,0,5.4582592212365472E-15,5.4582592212365472E-15,61171464298406.586,0,false,0,1.7705893025926426E-11,1.7705893025926426E-11,19359268018.687347,0,false,0,5.1050881914370297E-8,5.1050881914370297E-8,6709963.1942883926,0,false,0,1.6138398313887299E-4,1.6138398313887299E-4,2122.5745704059118,0,false,0,0.51034096458904865,0.51034096458904865,0.67121701460361038,0,true,0.58527731775747782,1613.8398313887337,0]
[null,7,7,487.50321162015524,null,127,7,9,715.96545128457547,1,0.36774231358851167,0.36774231358851167,1.2275844706133378E+17,0,false,0,3.4026896140916986E-15,3.4026896140916986E-15,38738653332556.406,0,false,0,1.1037888796693901E-11,1.1037888796693901E-11,12259833586.61418,0,false,0,3.1825220943041676E-8,3.1825220943041676E-8,4249284.2216386609,0,false,0,1.0060709487208681E-4,1.0060709487208681E-4,1344.1836221925507,0,false,0,0.3181475685684409,0.3181475685684409,0.42506818396237184,0,true,0.36774231358851167,1006.0709487208695,0]
[null,7,8,595.02323476440813,null,128,13,7,736.13521764246309,1,0.43230375700117896,0.43230375700117896,1.9933321211258298E+17,0,false,0,2.8959087144022899E-15,2.8959087144022899E-15,62903208590087.453,0,false,0,9.3939565403123148E-12,9.3939565403123148E-12,19907322610.268528,0,false,0,2.7085319297139088E-8,2.7085319297139088E-8,6899920.0735682091,0,false,0,8.5623138109394462E-5,8.5623138109394462E-5,2182.6639672860742,0,false,0,0.2707641368368498,0.2707641368368498,0.69021895034032432,0,true,0.43230375700117896,856.23138109394449,0]
[null,7,9,715.96545128457547,null,129,17,4,738.71406027055605,1,{"$f":"ABS(SIN(G138*3.1416*$J$2/$C$2)*SIN(H138*3.1416*$K$2/$D$2))*(1/F138^$N$2)+(1-1/F138^$N$2)","v":0.93339763182947821},0.93339763182947821,4.4824525828314816E+17,0,false,0,6.0034956251778809E-15,6.0034956251778809E-15,141451917031152.91,0,{"$f":"AND($I138>44.548,$I138<89.095)","v":false},0,1.9474570007126784E-11,{"$f":"IF($I138>89.095,W138,0)","v":1.9474570007126784E-11},44766062165.926842,0,false,0,5.6150456365639357E-8,5.6150456365639357E-8,15516011.720930878,0,false,0,1.7750495120832704E-4,1.7750495120832704E-4,4908.207535475246,0,false,0,0.5613199417753717,0.5613199417753717,1.5521115040903459,0,true,0.93339763182947821,1775.0495120832729,0]
[null,7,10,{"$f":"3.141625/2*SQRT($H$2/$I$2)*((1+($D$8-1)/B139)*(B139/$C$2)^2+(1+($D$8-1)/C139)*(C139/$D$2)^2)","v":850.32986118065696},null,130,16,5,738.90223425143745,{"$f":"IF(ABS(I139-I138)>0.0001,1,$M$2)","v":1},0.20115944337154018,{"$f":"$J139*$K139","v":0.20115944337154018},{"$f":"10^(LOG10($I139/22.27)/LOG10(2)*70/20)*$L139","v":9.688923391827584E+16},{"$f":"IF($I139<22.27,M139,0)","v":0},{"$f":"AND($I139>22.27,$I139<44.45)","v":false},{"$f":"IF($O139=TRUE,$L139,0)","v":0},{"$f":"10^(LOG10(44.45/$I139)/LOG10(2)*70/20)*$L139","v":1.2900063307853468E-15},{"$f":"IF($I139>44.45,Q139,0)","v":1.2900063307853468E-15},{"$f":"10^(LOG10($I139/44.548)/LOG10(2)*70/20)*$L139","v":30575154168753.133},{"$f":"IF($I139<44.528,S139,0)","v":0},false,{"$f":"IF($U139=TRUE,$L139,0)","v":0},{"$f":"10^(LOG10(89.095/$I139)/LOG10(2)*70/20)*$L139","v":4.1846151254206226E-12},4.1846151254206226E-12,{"$f":"10^(LOG10($I139/89.09)/LOG10(2)*70/20)*$L139","v":9676286337.9910641},{"$f":"IF($I139<89.09,Y139,0)","v":0},{"$f":"AND($I139>89.09,$I139<176.78)","v":false},{"$f":"IF($AA139=TRUE,$L139,0)","v":0},{"$f":"10^(LOG10(176.78/$I139)/LOG10(2)*70/20)*$L139","v":1.2065378024826151E-8},{"$f":"IF($I139>176.78,AC139,0)","v":1.2065378024826151E-8},{"$f":"10^(LOG10($I139/176.78)/LOG10(2)*70/20)*$L139","v":3353821.2871810072},{"$f":"IF($I139<176.78,AE139,0)","v":0},{"$f":"AND($I139>176.78,$I139<353.55)","v":false},{"$f":"IF($AG139=TRUE,$L139,0)","v":0},{"$f":"10^(LOG10(353.55/$I139)/LOG10(2)*70/20)*$L139","v":3.8141530385091687E-5},{"$f":"IF($I139>353.55,AI139,0)","v":3.8141530385091687E-5},{"$f":"10^(LOG10($I139/353.55)/LOG10(2)*70/20)*$L139","v":1060.9202422922306},{"$f":"IF($I139<353.55,AK139,0)","v":0},{"$f":"AND($I139>353.55,$I139<707.1)","v":false},{"$f":"IF($AM139=TRUE,$L139,0)","v":0},{"$f":"10^(LOG10(707.1/$I139)/LOG10(2)*70/20)*$L139","v":0.12061410946140895},{"$f":"IF($I139>707.1,AO139,0)","v":0.12061410946140895},{"$f":"10^(LOG10($I139/707.1)/LOG10(2)*70/20)*$L139","v":0.33549243814211394},{"$f":"IF($I139<707.1,AQ139,0)","v":0},{"$f":"AND($I139>707.1,$I139<1414.2)","v":true},{"$f":"IF($AS139=TRUE,$L139,0)","v":0.20115944337154018},{"$f":"10^(LOG10(1414.2/$I139)/LOG10(2)*70/20)*$L139","v":381.41530385091676},{"$f":"IF($I139>1414.2,AU139,0)","v":0}]
[null,7,11,998.11646445265274,null,131,1,10,743.62980118123778,1,0.83498070409865333,0.83498070409865333,4.3312711775464691E+17,0,false,0,4.9719186764725958E-15,4.9719186764725958E-15,136681113726074.73,0,false,0,1.6128266659949105E-11,1.6128266659949105E-11,43256219939.542969,0,false,0,4.6502158097018862E-8,4.6502158097018862E-8,14992697.215525106,0,false,0,1.470043849749445E-4,1.470043849749445E-4,4742.6665288651948,0,false,0,0.46486868255305858,0.46486868255305858,1.499762841385871,0,true,0.83498070409865333,1470.0438497494461,0]
[null,7,12,1159.3252611005632,null,132,11,8,745.00768922118129,1,0.50064502659660381,0.50064502659660381,2.6534834904591334E+17,0,false,0,2.9176281189069618E-15,2.9176281189069618E-15,83735481770308.844,0,false,0,9.4644115035450078E-12,9.4644115035450078E-12,26500226091.654224,0,false,0,2.7288460025653042E-8,2.7288460025653042E-8,9185034.3485960755,0,false,0,8.6265314281008378E-5,8.6265314281008378E-5,2905.5182229956154,0,false,0,0.27279487619823717,0.27279487619823717,0.91880553677911636,0,true,0.50064502659660381,862.653142810085,0]
[null,7,13,1333.9562511243876,null,133,8,9,747.54773381448183,1,0.54815347964341687,0.54815347964341687,3.0225606055212934E+17,0,false,0,3.0705476846257701E-15,3.0705476846257701E-15,95382379198254.859,0,false,0,9.9604629665561341E-12,9.9604629665561341E-12,30186183449.056274,0,false,0,2.8718710656025106E-8,2.8718710656025106E-8,10462594.955743516,0,false,0,9.0786676791522667E-5,9.0786676791522667E-5,3309.6512380905083,0,false,0,0.28709267985875941,0.28709267985875941,1.0466036173162232,0,true,0.54815347964341687,907.86676791522814,0]
[null,7,14,1522.0094345241266,null,134,2,10,751.55675937399587,1,0.90071948508086219,0.90071948508086219,5.2853002103862496E+17,0,false,0,4.7412839800377348E-15,4.7412839800377348E-15,166787229319006.09,0,false,0,1.5380117277952944E-11,1.5380117277952944E-11,52784067073.003647,0,false,0,4.4345040932769163E-8,4.4345040932769163E-8,18295069.160818376,0,false,0,1.4018522442355954E-4,1.4018522442355954E-4,5787.3117094927384,0,false,0,0.44330460348031342,0.44330460348031342,1.830108653135974,0,true,0.90071948508086219,1401.8522442355963,0]
[null,7,15,1723.4848112997802,null,135,18,3,755.89063372178043,1,0.14367649818939818,0.14367649818939818,9.0136337559658464E+16,0,false,0,7.0738862896839643E-16,7.0738862896839643E-16,28444155306438.758,0,false,0,2.2946780071456019E-12,2.2946780071456019E-12,9001877467.8386345,0,false,0,6.6161777778030416E-9,6.6161777778030416E-9,3120069.7480083131,0,false,0,2.091531199652386E-5,2.091531199652386E-5,986.97720289322035,0,false,0,6.6140023882059196E-2,6.6140023882059196E-2,0.31210959598047039,0,true,0.14367649818939818,209.15311996523911,0]
[null,7,16,1938.3823814513473,null,136,15,6,756.45515566442475,1,0.24360191589219507,0.24360191589219507,1.5415745580971648E+17,0,false,0,1.1890041716193617E-15,1.1890041716193617E-15,48647179743628.484,0,false,0,3.8569770721338651E-12,3.8569770721338651E-12,15395639156.453871,0,false,0,1.1120708837877762E-8,1.1120708837877762E-8,5336161.0569486581,0,false,0,3.5155206340895608E-5,3.5155206340895608E-5,1687.9973011939489,0,false,0,0.11117052365042412,0.11117052365042412,0.53379161559901267,0,true,0.24360191589219507,351.55206340895694,0]
[null,7,17,2166.7021449788299,null,137,3,10,763.42627162294536,1,0.13665323525101386,0.13665323525101386,9.6210776029483216E+16,0,false,0,5.9951855868492409E-16,5.9951855868492409E-16,30361054482875.359,0,false,0,1.9447613308346976E-12,1.9447613308346976E-12,9608529038.911232,0,false,0,5.6072732906891058E-9,5.6072732906891058E-9,3330336.4641736555,0,false,0,1.7725924886419933E-5,1.7725924886419933E-5,1053.4912465343582,0,false,0,5.6054296274148541E-2,5.6054296274148541E-2,0.33314318340985355,0,true,0.13665323525101386,177.25924886419961,0]
[null,7,18,2408.4441018822258,null,138,19,1,763.44509171634331,1,0.15313277918235663,0.15313277918235663,1.0784411279209453E+17,0,false,0,6.7162429911589348E-16,6.7162429911589348E-16,34032164787183.328,0,false,0,2.1786631070015032E-12,2.1786631070015032E-12,10770345404.145859,0,false,0,6.2816754198089337E-9,6.2816754198089337E-9,3733024.4708545818,0,false,0,1.9857870462154627E-5,1.9857870462154627E-5,1180.8742586373005,0,false,0,6.2796100140989061E-2,6.2796100140989061E-2,0.37342522875566325,0,true,0.15313277918235663,198.57870462154639,0]
[null,7,19,2663.6082521615367,null,139,4,10,779.23833792808625,1,0.75330741784896527,0.75330741784896527,6.7311834663605299E+17,0,false,0,2.6039915659411573E-15,2.6039915659411573E-15,212414696555172.37,0,false,0,8.4470147419131975E-12,8.4470147419131975E-12,67224041289.2463,0,false,0,2.4355029790754627E-8,2.4355029790754627E-8,23299994.730521444,0,false,0,7.699204342230015E-5,7.699204342230015E-5,7370.5287009165386,0,false,0,0.24347021892505338,0.24347021892505338,2.3307658254538253,0,true,0.75330741784896527,769.92043422300185,0]
[null,7,20,2932.1945958167612,null,140,9,9,783.07257040057948,1,0.22356778196953669,0.22356778196953669,2.1150135084025344E+17,0,false,0,7.2994780016379431E-16,7.2994780016379431E-16,66743085349347.109,0,false,0,2.3678570658435031E-12,2.3678570658435031E-12,21122549418.94186,0,false,0,6.8271728108533675E-9,6.8271728108533675E-9,7321120.2527815746,0,false,0,2.158231749337896E-5,2.158231749337896E-5,2315.9029677935264,0,false,0,6.8249280463973508E-2,6.8249280463973508E-2,0.7323528218171097,0,true,0.22356778196953669,215.82317493378977,0]
[null,8,1,155.8314161787448,null,141,19,2,790.43195460511026,1,0.13548612960395651,0.13548612960395651,1.4289997927808872E+17,0,false,0,3.9677474444247958E-16,3.9677474444247958E-16,45094678948793.695,0,false,0,1.2870863943497805E-12,1.2870863943497805E-12,14271359791.678253,0,false,0,3.7110184408846163E-9,3.7110184408846163E-9,4946483.4539287165,0,false,0,1.173141217219963E-5,1.173141217219963E-5,1564.7298931803059,0,false,0,3.7097982634374298E-2,3.7097982634374298E-2,0.494811038540174,0,true,0.13548612960395651,117.31412172199647,0]
[null,8,2,182.81827906751175,null,142,14,7,791.3728245095175,1,0.99044517006197963,0.99044517006197963,1.0591919046209957E+18,0,false,0,2.8607027760108168E-15,2.8607027760108168E-15,334247206510051.94,0,false,0,9.2797529904677989E-12,9.2797529904677989E-12,105781042346.14771,0,false,0,2.6756039552323405E-8,2.6756039552323405E-8,36663932.75360211,0,false,0,8.4582206497782345E-5,8.4582206497782345E-5,11597.966942666882,0,false,0,0.26747242205568594,0.26747242205568594,3.6675991766166809,0,true,0.99044517006197963,845.82206497782408,0]
[null,8,3,223.22733533219304,null,143,12,8,792.36018797585302,1,0.2630029914905786,0.2630029914905786,2.8536515789691261E+17,0,false,0,7.4869846680843089E-16,7.4869846680843089E-16,90052148667499.219,0,false,0,2.4286818241259754E-12,2.4286818241259754E-12,28499296227.542255,0,false,0,7.0025470519606996E-9,7.0025470519606996E-9,9877916.2809946388,0,false,0,2.2136717192434573E-5,2.2136717192434573E-5,3124.6987948435803,0,false,0,7.0002446247101169E-2,7.0002446247101169E-2,0.98811651936889,0,true,0.2630029914905786,221.36717192434591,0]
[null,8,4,277.05858497278865,null,144,5,10,798.99295828941843,1,0.94926922288028825,0.94926922288028825,1.1348070848313503E+18,0,false,0,2.4526934745116389E-15,2.4526934745116389E-15,358108947375706.37,0,false,0,7.9562231335821984E-12,7.9562231335821984E-12,113332698042.29393,0,false,0,2.2939944745070765E-8,2.2939944745070765E-8,39281352.571756884,0,false,0,7.2518622932996919E-5,7.2518622932996919E-5,12425.940000823273,0,false,0,0.22932402124719048,0.22932402124719048,3.9294272471196097,0,true,0.94926922288028825,725.18622932996959,0]
[null,8,5,344.3120279892986,null,145,17,5,805.96750328706605,1,0.63758713547768087,0.63758713547768087,8.432537290363913E+17,0,false,0,1.4890433259427568E-15,1.4890433259427568E-15,266104000681961.94,0,false,0,4.8302656161022872E-12,4.8302656161022872E-12,84215389138.253601,0,false,0,1.3926963142813735E-8,1.3926963142813735E-8,29189231.791454557,0,false,0,4.4026443828836037E-5,4.4026443828836037E-5,9233.4815164057745,0,false,0,0.13922383977658598,0.13922383977658598,2.9198832324907631,0,true,0.63758713547768087,440.26443828835983,0]
[null,8,6,424.98766438172282,null,146,18,4,809.72188336237605,1,0.71239688522480837,0.71239688522480837,9.945062771030697E+17,0,false,0,1.576242410610781E-15,1.576242410610781E-15,313834484127175.12,0,false,0,5.1131282656231858E-12,5.1131282656231858E-12,99320916401.256104,0,false,0,1.4742532721683971E-8,1.4742532721683971E-8,34424839.453233264,0,false,0,4.6604653298081874E-5,4.6604653298081874E-5,10889.670583578754,0,false,0,0.14737685398441669,0.14737685398441669,3.4436162013043914,0,true,0.71239688522480837,466.0465329808186,0]
[null,8,7,519.08549415006144,null,147,16,6,819.57787064386184,1,0.1165096630767367,0.1165096630767367,1.8721404754485469E+17,0,false,0,2.2396078095304327E-16,2.2396078095304327E-16,59078786514798.703,0,false,0,7.2650005593892094E-13,7.2650005593892094E-13,18696986829.994846,0,false,0,2.0946962975667563E-9,2.0946962975667563E-9,6480415.1351310853,0,false,0,6.6218333413828034E-6,6.6218333413828034E-6,2049.9612253032042,0,false,0,2.0940075644813011E-2,2.0940075644813011E-2,0.64825465869877119,0,true,0.1165096630767367,66.218333413828205,0]
[null,8,8,626.60551729431427,null,148,10,9,822.5399610428683,1,0.30698400534562587,0.30698400534562587,5.1440931331593242E+17,0,false,0,5.6586024964442996E-16,5.6586024964442996E-16,162331184017241.37,0,false,0,1.8355780921593083E-12,1.8355780921593083E-12,51373838034.191093,0,false,0,5.2924684617835724E-9,5.2924684617835724E-9,17806280.79667091,0,false,0,1.6730751927697367E-5,1.6730751927697367E-5,5632.6924184460895,0,false,0,5.2907283058776379E-2,5.2907283058776379E-2,1.7812137401451884,0,true,0.30698400534562587,167.30751927697361,0]
[null,8,9,747.54773381448183,null,149,6,10,822.69013270694199,1,0.27069862377426895,0.27069862377426895,4.5457015294212595E+17,0,false,0,4.9791784615812295E-16,4.9791784615812295E-16,143447852198341.72,0,false,0,1.6151816471952389E-12,1.6151816471952389E-12,45397726689.45401,0,false,0,4.6570058579074291E-9,4.6570058579074291E-9,15734947.979260156,0,false,0,1.4721903455278127E-5,1.4721903455278127E-5,4977.4640307813943,0,false,0,4.6554746411781783E-2,4.6554746411781783E-2,1.5740123308831635,0,true,0.27069862377426895,147.21903455278164,0]
[null,8,10,881.91214371056321,null,150,19,3,830.84101086979149,1,3.3259742115613049E-2,3.3259742115613049E-2,6.263473760369312E+16,0,false,0,5.4551790042953844E-17,5.4551790042953844E-17,19765526891952.359,0,false,0,1.7695901197131445E-13,1.7695901197131445E-13,6255304446.6167316,0,false,0,5.1022072767541193E-10,5.1022072767541193E-10,2168101.7363544358,0,false,0,1.6129291057182313E-6,1.6129291057182313E-6,685.83947160187984,0,false,0,5.1005296784481296E-3,5.1005296784481296E-3,0.21688148395083059,0,true,3.3259742115613049E-2,16.129291057182353,0]
[null,8,11,1029.698746982559,null,151,20,1,842.33802292054577,1,0.82669693970109692,0.82669693970109692,1.8265717024248253E+18,0,false,0,1.1556929073036625E-15,1.1556929073036625E-15,576407812750668.87,0,false,0,3.7489196020457428E-12,3.7489196020457428E-12,182418934434.37314,0,false,0,1.0809149904512734E-8,1.0809149904512734E-8,63226788.059053175,0,false,0,3.4170294430200489E-5,3.4170294430200489E-5,20000.642122273603,0,false,0,0.108055958717999,0.108055958717999,6.3247583772288598,0,true,0.82669693970109692,341.70294430200511,0]
[null,8,12,1190.9075436304695,null,152,13,8,843.65524078671592,1,0.21693557330349922,0.21693557330349922,4.8810260181568685E+17,0,false,0,2.978083965944034E-16,2.978083965944034E-16,154029624315866.62,0,false,0,9.6605225193548227E-13,9.6605225193548227E-13,48746598011.816406,0,false,0,2.7853901164123392E-9,2.7853901164123392E-9,16895673.854524132,0,false,0,8.8052808242621068E-6,8.8052808242621068E-6,5344.6385077061777,0,false,0,2.7844742842073059E-2,2.7844742842073059E-2,1.6901230954594875,0,true,0.21693557330349922,88.052808242621126,0]
[null,8,13,1365.538533654294,null,153,7,10,850.32986118065696,1,0.65725825326002429,0.65725825326002429,1.6207201608047468E+18,0,false,0,8.2328570623073365E-16,8.2328570623073365E-16,511447627120365.44,0,false,0,2.6706332648293024E-12,2.6706332648293024E-12,161860629045.01645,0,false,0,7.700158542681347E-9,7.700158542681347E-9,56101235.978966139,0,false,0,2.4342033081879729E-5,2.4342033081879729E-5,17746.603581768668,0,false,0,7.6976267417908043E-2,7.6976267417908043E-2,5.6119688050491137,0,true,0.65725825326002429,243.42033081879788,0]
[null,8,14,1553.5917170540329,null,154,15,7,850.55298543276331,1,0.63612005111792336,0.63612005111792336,1.5733880778960294E+18,0,false,0,7.9438096413881655E-16,7.9438096413881655E-16,496511130323591,0,false,0,2.5768699878067924E-12,2.5768699878067924E-12,157133594175.64594,0,false,0,7.4298136368259356E-9,7.4298136368259356E-9,54462835.706756428,0,false,0,2.3487408517284871E-5,2.3487408517284871E-5,17228.325514774406,0,false,0,7.4273707249458504E-2,7.4273707249458504E-2,5.4480748897480078,0,true,0.63612005111792336,234.87408517284908,0]
[null,8,15,1755.0670938296864,null,155,11,9,865.94990574134863,1,0.55472091385113709,0.55472091385113709,1.690284893329751E+18,0,false,0,5.6230983916239655E-16,5.6230983916239655E-16,533400039536521.12,0,false,0,1.8240610158085673E-12,1.8240610158085673E-12,168808029119.47018,0,false,0,5.2592616134241297E-9,5.2592616134241297E-9,58509219.522072323,0,false,0,1.6625777179861913E-5,1.6625777179861913E-5,18508.325291196787,0,false,0,5.2575323758814733E-2,5.2575323758814733E-2,5.8528463595480869,0,true,0.55472091385113709,166.25777179861984,0]
[null,8,16,1969.9646639812536,null,156,20,2,869.32488580931272,1,0.73143039206619409,0.73143039206619409,2.331846384451138E+18,0,false,0,7.0865128718223929E-16,7.0865128718223929E-16,735856398272081.25,0,false,0,2.2987739084863615E-12,2.2987739084863615E-12,232880500749.86166,0,false,0,6.6279873699751983E-9,6.6279873699751983E-9,80716873.550727397,0,false,0,2.0952644926975229E-5,2.0952644926975229E-5,25533.311918503401,0,false,0,6.6258080974014116E-2,6.6258080974014116E-2,8.0743421869994183,0,true,0.73143039206619409,209.52644926975262,0]
[null,8,17,2198.2844275087364,null,157,18,5,876.97532637888605,1,0.4866255000919994,0.4866255000919994,1.7177684731949824E+18,0,false,0,4.2580583808309997E-16,4.2580583808309997E-16,542072981384709.19,0,false,0,1.3812595395948144E-12,1.3812595395948144E-12,171552802481.93976,0,false,0,3.9825451077614909E-9,3.9825451077614909E-9,59460563.768200643,0,false,0,1.2589772564533623E-5,1.2589772564533623E-5,18809.265705631966,0,false,0,3.9812356527425458E-2,3.9812356527425458E-2,5.9480120745091121,0,true,0.4866255000919994,125.89772564533621,0]
[null,8,18,2440.0263844121318,null,158,8,10,881.91214371056321,1,0.97970340979573267,0.97970340979573267,3.6915588217160535E+18,0,false,0,8.0309322011241328E-16,8.0309322011241328E-16,1164938306687347.7,0,false,0,2.6051314290521739E-12,2.6051314290521739E-12,368674400115.40826,0,false,0,7.5112990212476788E-9,7.5112990212476788E-9,127783325.95337853,0,false,0,2.3745003203457756E-5,2.3745003203457756E-5,40421.926370833935,0,false,0,7.5088293170921083E-2,7.5088293170921083E-2,12.782535474345902,0,true,0.97970340979573267,237.45003203457813,0]
[null,8,19,2695.1905346914427,null,159,19,4,884.6722605103871,1,0.16491309981197394,0.16491309981197394,6.4439006914122125E+17,0,false,0,1.3036109043209364E-16,1.3036109043209364E-16,203348967806113.44,0,false,0,4.2287466175174613E-13,4.2287466175174613E-13,64354960507.043243,0,false,0,1.2192621061279703E-9,1.2192621061279703E-9,22305565.270097576,0,false,0,3.8543775895443227E-6,3.8543775895443227E-6,7055.9590641479735,0,false,0,1.2188612145269676E-2,1.2188612145269676E-2,2.2312901719617684,0,true,0.16491309981197394,38.543775895443311,0]
[null,8,20,2963.7768783466672,null,160,17,6,886.64313967949022,1,0.36928448941550435,0.36928448941550435,1.4807829348800033E+18,0,false,0,2.844574066253704E-16,2.844574066253704E-16,467287898700945.31,0,false,0,9.2274335241268822E-13,9.2274335241268822E-13,147885158163.14151,0,false,0,2.6605188369946709E-9,2.6605188369946709E-9,51257308.246279821,0,false,0,8.4105330021604004E-6,8.4105330021604004E-6,16214.315321970746,0,false,0,2.6596440622840712E-2,2.6596440622840712E-2,5.1274167117593974,0,true,0.36928448941550435,84.10533002160399,0]
[null,9,1,191.35625276484248,null,161,1,11,891.41640445323355,1,0.27157982157281113,0.27157982157281113,1.1591473978395694E+18,0,false,0,1.9653633176971599E-16,1.9653633176971599E-16,365789974386091.19,0,false,0,6.3753865930065115E-13,6.3753865930065115E-13,115763554688.58055,0,false,0,1.8381965125478504E-9,1.8381965125478504E-9,40123892.620865792,0,false,0,5.8109764976156554E-6,5.8109764976156554E-6,12692.462190439615,0,false,0,1.8375921162173507E-2,1.8375921162173507E-2,4.0137089637358949,0,true,0.27157982157281113,58.109764976156647,0]
[null,9,2,218.34311565360943,null,162,14,8,898.89284765377056,1,0.49701809737566394,0.49701809737566394,2.33769100363757E+18,0,false,0,3.2639523713850563E-16,3.2639523713850563E-16,737700773807489.75,0,false,0,1.0587842970999483E-12,1.0587842970999483E-12,233464200367.43015,0,false,0,3.0527617017052918E-9,3.0527617017052918E-9,80919185.07131891,0,false,0,9.65050601518252E-6,9.65050601518252E-6,25597.309481004755,0,false,0,3.0517579581132274E-2,3.0517579581132274E-2,8.0945799932197531,0,true,0.49701809737566394,96.505060151825433,0]
[null,9,3,258.75217191829074,null,163,2,11,899.34336264599176,1,0.29296154491315435,0.29296154491315435,1.3859756653541709E+18,0,false,0,1.9127232745987617E-16,1.9127232745987617E-16,437369746138027.56,0,false,0,6.204629042988715E-13,6.204629042988715E-13,138416796718.26877,0,false,0,1.7889624891118187E-9,1.7889624891118187E-9,47975554.166321926,0,false,0,5.655336036371776E-6,5.655336036371776E-6,15176.192227290639,0,false,0,1.7883742808563662E-2,1.7883742808563662E-2,4.7991333646782257,0,true,0.29296154491315435,56.553360363717793,0]
[null,9,4,312.5834215588863,null,164,20,3,909.73394207399394,1,0.17955480968239976,0.17955480968239976,9.7083696724177216E+17,0,false,0,1.0257329204156417E-16,1.0257329204156417E-16,306365204323728.75,0,false,0,3.3273460687592457E-13,3.3273460687592457E-13,96957072552.167892,0,false,0,9.5936393039166383E-10,9.5936393039166383E-10,33605526.181207091,0,false,0,3.0327776242155345E-6,3.0327776242155345E-6,10630.495761594804,0,false,0,9.5904849293153259E-3,9.5904849293153259E-3,3.361657926340591,0,true,0.17955480968239976,30.327776242155412,0]
[null,9,5,379.83686457539631,null,165,3,11,911.21287489494125,1,4.44468489686594E-2,4.44468489686594E-2,2.4490199145700739E+17,0,false,0,2.4915875453686621E-17,2.4915875453686621E-17,77283262982021.047,0,false,0,8.0823905122325859E-14,8.0823905122325859E-14,24458257107.090889,0,false,0,2.3303719446493266E-10,2.3303719446493266E-10,8477283.5846171975,0,false,0,7.3668601309065111E-7,7.3668601309065111E-7,2681.6341672550925,0,false,0,2.3296057217550761E-3,2.3296057217550761E-3,0.84800718198550107,0,true,4.44468489686594E-2,7.3668601309065238,0]
[null,9,6,460.51250096782047,null,166,12,9,913.30240449602047,1,0.29141058441551349,0.29141058441551349,1.6490066648254341E+18,0,false,0,1.5906504257106448E-16,1.5906504257106448E-16,520373946241191.19,0,false,0,5.1598660191328164E-13,5.1598660191328164E-13,164685590099.36383,0,false,0,1.4877290315207846E-9,1.4877290315207846E-9,57080373.448506184,0,false,0,4.7030654111105106E-6,4.7030654111105106E-6,18056.33587591106,0,false,0,1.4872398683865414E-2,1.4872398683865414E-2,5.7099147564890274,0,true,0.29141058441551349,47.030654111105264,0]
[null,9,7,554.61033073615909,null,167,16,7,913.6757004122004,1,0.3042428158278716,0.3042428158278716,1.7298198005908347E+18,0,false,0,1.6528228682321284E-16,1.6528228682321284E-16,545875996210660.81,0,false,0,5.3615454505828397E-13,5.3615454505828397E-13,172756363392.88107,0,false,0,1.5458786703129955E-9,1.5458786703129955E-9,59877720.52261433,0,false,0,4.8868902535904928E-6,4.8868902535904928E-6,18941.225642393722,0,false,0,1.5453703876623837E-2,1.5453703876623837E-2,5.9897414705150025,0,true,0.3042428158278716,48.868902535905093,0]
[null,9,8,662.13035388041192,null,168,9,10,917.43698029666086,1,0.39957808615664869,0.39957808615664869,2.3830121413151739E+18,0,false,0,2.0694911954544545E-16,2.0694911954544545E-16,752002680382211.12,0,false,0,6.7131640766067581E-13,6.7131640766067581E-13,237990402996.93829,0,false,0,1.9355869034383968E-9,1.9355869034383968E-9,82487976.464907765,0,false,0,6.1188506931629901E-6,6.1188506931629901E-6,26093.568047838158,0,false,0,1.9349504852895126E-2,1.9349504852895126E-2,8.2515107311762037,0,true,0.39957808615664869,61.188506931629938,0]
[null,9,9,783.07257040057948,null,169,4,11,927.02494120008203,1,0.24501535559404436,0.24501535559404436,1.6489774724210967E+18,0,false,0,1.1244972490274556E-16,1.1244972490274556E-16,520364734048807.06,0,false,0,3.6477248866751236E-13,3.6477248866751236E-13,164682674666.43423,0,false,0,1.0517378150488285E-9,1.0517378150488285E-9,57079362.95329354,0,false,0,3.3247934500927138E-6,3.3247934500927138E-6,18056.016224166335,0,false,0,1.0513920051902362E-2,1.0513920051902362E-2,5.7098136737318947,0,true,0.24501535559404436,33.247934500927251,0]
[null,9,10,917.43698029666086,null,170,5,11,946.77956156141431,1,0.30875248363096341,0.30875248363096341,2.6552370973082721E+18,0,false,0,1.1089299822236083E-16,1.1089299822236083E-16,837908200133685.62,0,false,0,3.5972266692832921E-13,3.5972266692832921E-13,265177392882.29645,0,false,0,1.0371778121775679E-9,1.0371778121775679E-9,91911044.595280901,0,false,0,3.2787658170771175E-6,3.2787658170771175E-6,29074.383919638803,0,false,0,1.0368367896266713E-2,1.0368367896266713E-2,9.1941274752232349,0,true,0.30875248363096341,32.787658170771223,0]
[null,9,11,1065.2235835686567,null,171,19,5,951.92570352689711,1,0.11264917257800636,0.11264917257800636,1.0317923566419558E+18,0,false,0,3.7988331498287493E-17,3.7988331498287493E-17,325600782446877.31,0,false,0,1.2322927630940248E-13,1.2322927630940248E-13,103044661212.19859,0,false,0,3.5530335713950545E-10,3.5530335713950545E-10,35715497.271608815,0,false,0,1.1231984413896306E-6,1.1231984413896306E-6,11297.946662754859,0,false,0,3.5518653391423778E-3,3.5518653391423778E-3,3.5727244337403574,0,true,0.11264917257800636,11.231984413896335,0]
[null,9,12,1226.4323802165673,null,172,10,10,956.9043709389498,1,0.54866618193412942,0.54866618193412942,5.3396490452069284E+18,0,false,0,1.7413664975823266E-16,1.7413664975823266E-16,1685023053252186.5,0,false,0,5.6487696306478551E-13,5.6487696306478551E-13,533268465610.78107,0,false,0,1.6286931755061542E-9,1.6286931755061542E-9,184831976.78078422,0,false,0,5.1486866067301943E-6,5.1486866067301943E-6,58468.227373690344,0,false,0,1.6281576635671036E-2,1.6281576635671036E-2,18.489276925346594,0,true,0.54866618193412942,51.486866067301982,0]
[null,9,13,1401.0633702403918,null,173,18,6,957.65096277131022,1,0.28184892595645711,0.28184892595645711,2.7679549394351176E+18,0,false,0,8.8646229068984409E-17,8.8646229068984409E-17,873478358563298.75,0,false,0,2.8755700039684512E-13,2.8755700039684512E-13,276434475549.91064,0,false,0,8.2910466303021543E-10,8.2910466303021543E-10,95812773.229950368,0,false,0,2.6209970903786676E-6,2.6209970903786676E-6,30308.624665940228,0,false,0,8.2883205462707769E-3,8.2883205462707769E-3,9.584428669153116,0,true,0.28184892595645711,26.209970903786665,0]
[null,9,14,1589.1165536401304,null,174,15,8,958.07300857701625,1,0.31921320540071457,0.31921320540071457,3.1509994194142561E+18,0,false,0,9.9884911349855553E-17,9.9884911349855553E-17,994354988042401,0,false,0,3.2401384463085688E-13,3.2401384463085688E-13,314688963882.34491,0,false,0,9.3421961245614142E-10,9.3421961245614142E-10,109071859.70363316,0,false,0,2.9532904531897465E-6,2.9532904531897465E-6,34502.895030911532,0,false,0,9.3391244241104836E-3,9.3391244241104836E-3,10.910773416738598,0,true,0.31921320540071457,29.532904531897483,0]
[null,9,15,1790.591930415784,null,175,20,4,963.56519171458967,1,0.89029374154327479,0.89029374154327479,9.3921316576457277E+18,0,false,0,2.6066875778392078E-16,2.6066875778392078E-16,2963857404920404.5,0,false,0,8.4557602588130656E-13,8.4557602588130656E-13,937988170286.78308,0,false,0,2.4380245483060181E-9,2.4380245483060181E-9,325108681.44533312,0,false,0,7.7071756224689695E-6,7.7071756224689695E-6,102842.20641350962,0,false,0,2.4372229293928023E-2,2.4372229293928023E-2,32.52156118638657,0,true,0.89029374154327479,77.071756224689949,0]
[null,9,16,2005.4895005673513,null,176,13,9,964.59745730688348,1,0.24036731232067285,0.24036731232067285,2.5675139449490524E+18,0,false,0,6.9506355455175439E-17,6.9506355455175439E-17,810225569163394.25,0,false,0,2.2546970461262739E-13,2.2546970461262739E-13,256416519187.95639,0,false,0,6.5009018458388945E-10,6.5009018458388945E-10,88874507.264319807,0,false,0,2.0550897350531528E-6,2.0550897350531528E-6,28113.830674537214,0,false,0,6.4987643587999522E-3,6.4987643587999522E-3,8.8903738683845379,0,true,0.24036731232067285,20.550897350531574,0]
[null,9,17,2233.8092640948339,null,177,6,11,970.47673597893788,1,8.8045488457102736E-2,8.8045488457102736E-2,1.0093172340109953E+18,0,false,0,2.3723187355339127E-17,2.3723187355339127E-17,318508350072158.44,0,false,0,7.6954977864257728E-14,7.6954977864257728E-14,100800080330.87892,0,false,0,2.2188203000653879E-10,2.2188203000653879E-10,34937520.796169758,0,false,0,7.0142188433604025E-7,7.0142188433604025E-7,11051.847983026355,0,false,0,2.2180907551890695E-3,2.2180907551890695E-3,3.4949011980301212,0,true,8.8045488457102736E-2,7.014218843360406,0]
[null,9,18,2475.5512209982298,null,178,17,7,980.74096944782877,1,0.96431617716834739,0.96431617716834739,1.2492945425284198E+19,0,false,0,2.2991143672823757E-16,2.2991143672823757E-16,3942375400780610,0,false,0,7.4580322024811987E-13,7.4580322024811987E-13,1247665114597.8787,0,false,0,2.1503525449121739E-9,2.1503525449121739E-9,432443364.57701886,0,false,0,6.7977759803019851E-6,6.7977759803019851E-6,136795.57729515902,0,false,0,2.1496455121338218E-2,2.1496455121338218E-2,43.25855980903178,0,true,0.96431617716834739,67.977759803020078,0]
[null,9,19,2730.7153712775403,null,179,7,11,998.11646445265274,1,0.21377509476736994,0.21377509476736994,3.3968671670273326E+18,0,false,0,4.1554892600434509E-17,4.1554892600434509E-17,1071943012886661.6,0,false,0,1.3479874320085284E-13,1.3479874320085284E-13,339243670643.54767,0,false,0,3.88661261607964E-10,3.88661261607964E-10,117582572.94212821,0,false,0,1.2286507135230685E-6,1.2286507135230685E-6,37195.104059930178,0,false,0,3.8853347035239403E-3,3.8853347035239403E-3,11.762124663635547,0,true,0.21377509476736994,12.286507135230693,0]
[null,9,20,2999.3017149327648,null,180,11,10,1000.3143156374301,1,0.99144124951737067,0.99144124951737067,1.6161998460733417E+19,0,false,0,1.8785615119532848E-16,1.8785615119532848E-16,5100211598627002,0,false,0,6.0938126653743676E-13,6.0938126653743676E-13,1614091871467.771,0,false,0,1.7570111280622138E-9,1.7570111280622138E-9,559447652.63305318,0,false,0,5.5543301826131162E-6,5.5543301826131162E-6,176971.06922478953,0,false,0,1.7564334253676431E-2,1.7564334253676431E-2,55.96316587056635,0,true,0.99144124951737067,55.543301826131291,0]
[null,10,1,230.82364340713141,null,181,14,9,1019.8350641739379,1,0.5507022311817209,0.5507022311817209,1.1239151131983827E+19,0,false,0,8.3346367022184067E-17,8.3346367022184067E-17,3546717882775079,0,false,0,2.7036492749423938E-13,2.7036492749423938E-13,1122449214953.6929,0,false,0,7.7953526360319922E-10,7.7953526360319922E-10,389043269.22521138,0,false,0,2.4642964258387006E-6,2.4642964258387006E-6,123066.74807812965,0,false,0,7.7927895354625012E-3,7.7927895354625012E-3,38.917122815703877,0,true,0.5507022311817209,24.642964258387007,0]
[null,10,2,257.81050629589839,null,182,16,8,1021.1957235564532,1,0.15267294953189653,0.15267294953189653,3.1645445306180163E+18,0,false,0,2.2750947789291486E-17,2.2750947789291486E-17,998629393428203,0,false,0,7.3801157377859185E-14,7.3801157377859185E-14,316041708343.07581,0,false,0,2.1278871192343115E-10,2.1278871192343115E-10,109540723.79157232,0,false,0,6.7267574250322283E-7,6.7267574250322283E-7,34651.211640290938,0,false,0,2.1271874730551229E-3,2.1271874730551229E-3,10.957675246785842,0,true,0.15267294953189653,6.7267574250322468,0]
[null,10,3,298.21956256057967,null,183,8,11,1029.698746982559,1,0.31865128849152874,0.31865128849152874,7.2733586521077565E+18,0,false,0,4.3120408628802257E-17,4.3120408628802257E-17,2295240173953767.5,0,false,0,1.3987707645787383E-13,1.3987707645787383E-13,726387216726.91992,0,false,0,4.0330347090214643E-10,4.0330347090214643E-10,251767343.90651402,0,false,0,1.2749382205990831E-6,1.2749382205990831E-6,79642.010896496053,0,false,0,4.0317086530953072E-3,4.0317086530953072E-3,25.185015186887561,0,true,0.31865128849152874,12.749382205990839,0]
[null,10,4,352.05081220117523,null,184,20,5,1030.8186347310996,1,0.6081436432313394,0.6081436432313394,1.4057698119125991E+19,0,false,0,8.1261464221719712E-17,8.1261464221719712E-17,4436161479123745.5,0,false,0,2.636017701471415E-13,2.636017701471415E-13,1403936296662.6096,0,false,0,7.6003525043869041E-10,7.6003525043869041E-10,486607286.42417133,0,false,0,2.4026522450187111E-6,2.4026522450187111E-6,153929.34685802038,0,false,0,7.5978535195760765E-3,7.5978535195760765E-3,48.676733481342744,0,true,0.6081436432313394,24.026522450187137,0]
[null,10,5,419.30425521768518,null,185,19,6,1032.6013399193214,1,6.5245344304793187E-2,6.5245344304793187E-2,1.5388013247406838E+18,0,false,0,8.5448219226951036E-18,8.5448219226951036E-18,485596653377535.75,0,false,0,2.7718306653554984E-14,2.7718306653554984E-14,153679429935.73679,0,false,0,7.9919380387361221E-11,7.9919380387361221E-11,53265615.083825417,0,false,0,2.5264417485552744E-7,2.5264417485552744E-7,16849.606589525818,0,false,0,7.9893103011731068E-4,7.9893103011731068E-4,5.3283134500683307,0,true,6.5245344304793187E-2,2.5264417485552806,0]
[null,10,6,499.97989161010952,null,186,12,10,1047.666814392102,1,0.5208321278707666,0.5208321278707666,1.4536802459141878E+19,0,false,0,5.7638564576424981E-17,5.7638564576424981E-17,4587351538808496,0,false,0,1.8697211275482976E-13,1.8697211275482976E-13,1451784242118.3433,0,false,0,5.3909120740480971E-10,5.3909120740480971E-10,503191485.40423846,0,false,0,1.7041955606577542E-6,1.7041955606577542E-6,159175.45596568286,0,false,0,5.3891395500261403E-3,5.3891395500261403E-3,50.335698844739433,0,true,0.5208321278707666,17.041955606577552,0]
[null,10,7,594.07772137844802,null,187,18,7,1051.748792539649,1,0.73599484031273865,0.73599484031273865,2.149223333219321E+19,0,false,0,7.784926306875987E-17,7.784926306875987E-17,6782263838693387,0,false,0,2.5253302713798149E-13,2.5253302713798149E-13,2146420147574.2356,0,false,0,7.2812106845003194E-10,7.2812106845003194E-10,743953757.74536812,0,false,0,2.301763923116895E-6,2.301763923116895E-6,235336.21303502549,0,false,0,7.2788166330540749E-3,7.2788166330540749E-3,74.419844910928802,0,true,0.73599484031273865,23.017639231168957,0]
[null,10,8,701.59774452270096,null,188,1,12,1052.6252011011441,1,0.59469708161168677,0.59469708161168677,1.7535108550884739E+19,0,false,0,6.2297363771087007E-17,6.2297363771087007E-17,5533521379282949,0,false,0,2.0208465996567375E-13,2.0208465996567375E-13,1751223788694.9771,0,false,0,5.8266477141293211E-10,5.8266477141293211E-10,606977864.85329938,0,false,0,1.8419419629820501E-6,1.8419419629820501E-6,192006.3856435979,0,false,0,5.8247319208648302E-3,5.8247319208648302E-3,60.717750393042408,0,true,0.59469708161168677,18.419419629820521,0]
[null,10,9,822.5399610428683,null,189,2,12,1060.5521592939022,1,0.64151811712415585,0.64151811712415585,2.0639760484820759E+19,0,false,0,6.1588512021986779E-17,6.1588512021986779E-17,6513250578096557,0,false,0,1.9978523578442903E-13,1.9978523578442903E-13,2061284049032.0984,0,false,0,5.7603490913059211E-10,5.7603490913059211E-10,714445406.12941003,0,false,0,1.8209833910110271E-6,1.8209833910110271E-6,226001.7837779554,0,false,0,5.7584550969318332E-3,5.7584550969318332E-3,71.468039199923254,0,true,0.64151811712415585,18.209833910110287,0]
[null,10,10,956.9043709389498,null,190,9,11,1065.2235835686567,1,0.12996389594412308,0.12996389594412308,4.4005898604127713E+18,0,false,0,1.1855532435357467E-17,1.1855532435357467E-17,1388685904246734.2,0,false,0,3.8457827039274097E-14,3.8457827039274097E-14,439485026595.74384,0,false,0,1.1088432444443314E-10,1.1088432444443314E-10,152326438.68826702,0,false,0,3.5053172982440756E-7,3.5053172982440756E-7,48185.692797156844,0,false,0,1.1084786584039021E-3,1.1084786584039021E-3,15.237653987218543,0,true,0.12996389594412308,3.5053172982440772,0]
[null,10,11,1104.6909742109456,null,191,3,12,1072.4216715428515,1,9.7328333214957097E-2,9.7328333214957097E-2,3.563965345168022E+18,0,false,0,8.2097817658158292E-18,8.2097817658158292E-18,1124673872150951,0,false,0,2.6631479345315131E-14,2.6631479345315131E-14,355931694202.59094,0,false,0,7.6785763094348548E-11,7.6785763094348548E-11,123366677.16334674,0,false,0,2.4273806508004015E-7,2.4273806508004015E-7,39024.800017575333,0,false,0,7.6760516047510942E-4,7.6760516047510942E-4,12.340725328811658,0,true,9.7328333214957097E-2,2.4273806508004032,0]
[null,10,12,1265.8997708588561,null,192,15,9,1079.0152250971837,1,0.35369220027409404,0.35369220027409404,1.3908169322672126E+19,0,false,0,2.7782256039219989E-17,2.7782256039219989E-17,4388974956748151,0,false,0,9.0122076198844512E-14,9.0122076198844512E-14,1389002919735.6931,0,false,0,2.5984633834442703E-10,2.5984633834442703E-10,481431346.43256688,0,false,0,8.2143609500055549E-7,8.2143609500055549E-7,152292.03257089067,0,false,0,2.5976090124762109E-3,2.5976090124762109E-3,48.158969242056216,0,true,0.35369220027409404,8.2143609500055668,0]
[null,10,13,1440.5307608826804,null,193,4,12,1088.2337378479924,1,{"$f":"ABS(SIN(G202*3.1416*$J$2/$C$2)*SIN(H202*3.1416*$K$2/$D$2))*(1/F202^$N$2)+(1-1/F202^$N$2)","v":0.53652703679519398},0.53652703679519398,2.3291230688841585E+19,0,false,0,3.8174846566649737E-17,3.8174846566649737E-17,7349970066767128,0,{"$f":"AND($I202>44.548,$I202<89.095)","v":false},0,1.2383430727519078E-13,{"$f":"IF($I202>89.095,W202,0)","v":1.2383430727519078E-13},2326085243893.3779,0,false,0,3.5704782517304226E-10,3.5704782517304226E-10,806226059.69583845,0,false,0,1.1287131198663499E-6,1.1287131198663499E-6,255034.92087193677,0,false,0,3.5693042836923202E-3,3.5693042836923202E-3,80.64912328361342,0,true,0.53652703679519398,11.28713119866352,0]
[null,10,14,{"$f":"3.141625/2*SQRT($H$2/$I$2)*((1+($D$8-1)/B203)*(B203/$C$2)^2+(1+($D$8-1)/C203)*(C203/$D$2)^2)","v":1628.5839442824192},null,194,17,8,1088.2609925920817,{"$f":"IF(ABS(I203-I202)>0.0001,1,$M$2)","v":1},0.48390623341097555,{"$f":"$J203*$K203","v":0.48390623341097555},{"$f":"10^(LOG10($I203/22.27)/LOG10(2)*70/20)*$L203","v":2.1013021389212897E+19},{"$f":"IF($I203<22.27,M203,0)","v":0},{"$f":"AND($I203>22.27,$I203<44.45)","v":false},{"$f":"IF($O203=TRUE,$L203,0)","v":0},{"$f":"10^(LOG10(44.45/$I203)/LOG10(2)*70/20)*$L203","v":3.4420759084230294E-17},{"$f":"IF($I203>44.45,Q203,0)","v":3.4420759084230294E-17},{"$f":"10^(LOG10($I203/44.548)/LOG10(2)*70/20)*$L203","v":6631039822942683},{"$f":"IF($I203<44.528,S203,0)","v":0},false,{"$f":"IF($U203=TRUE,$L203,0)","v":0},{"$f":"10^(LOG10(89.095/$I203)/LOG10(2)*70/20)*$L203","v":1.1165652885179357E-13},1.1165652885179357E-13,{"$f":"10^(LOG10($I203/89.09)/LOG10(2)*70/20)*$L203","v":2098561455856.4746},{"$f":"IF($I203<89.09,Y203,0)","v":0},{"$f":"AND($I203>89.09,$I203<176.78)","v":false},{"$f":"IF($AA203=TRUE,$L203,0)","v":0},{"$f":"10^(LOG10(176.78/$I203)/LOG10(2)*70/20)*$L203","v":3.2193599391088181E-10},{"$f":"IF($I203>176.78,AC203,0)","v":3.2193599391088181E-10},{"$f":"10^(LOG10($I203/176.78)/LOG10(2)*70/20)*$L203","v":727365834.08818555},{"$f":"IF($I203<176.78,AE203,0)","v":0},{"$f":"AND($I203>176.78,$I203<353.55)","v":false},{"$f":"IF($AG203=TRUE,$L203,0)","v":0},{"$f":"10^(LOG10(353.55/$I203)/LOG10(2)*70/20)*$L203","v":1.0177162678650058E-6},{"$f":"IF($I203>353.55,AI203,0)","v":1.0177162678650058E-6},{"$f":"10^(LOG10($I203/353.55)/LOG10(2)*70/20)*$L203","v":230088.92569363728},{"$f":"IF($I203<353.55,AK203,0)","v":0},{"$f":"AND($I203>353.55,$I203<707.1)","v":false},{"$f":"IF($AM203=TRUE,$L203,0)","v":0},{"$f":"10^(LOG10(707.1/$I203)/LOG10(2)*70/20)*$L203","v":3.218301418259452E-3},{"$f":"IF($I203>707.1,AO203,0)","v":3.218301418259452E-3},{"$f":"10^(LOG10($I203/707.1)/LOG10(2)*70/20)*$L203","v":72.760506957313126},{"$f":"IF($I203<707.1,AQ203,0)","v":0},{"$f":"AND($I203>707.1,$I203<1414.2)","v":true},{"$f":"IF($AS203=TRUE,$L203,0)","v":0.48390623341097555},{"$f":"10^(LOG10(1414.2/$I203)/LOG10(2)*70/20)*$L203","v":10.177162678650081},{"$f":"IF($I203>1414.2,AU203,0)","v":0}]
[null,10,15,1830.059321058073,null,195,13,10,1098.9618672029649,1,0.42960354030259623,0.42960354030259623,2.0902763535599972E+19,0,false,0,2.7272095498834464E-17,2.7272095498834464E-17,6596245958483295,0,false,0,8.8467180821400613E-14,8.8467180821400613E-14,2087550051189.2776,0,false,0,2.550748270531948E-10,2.550748270531948E-10,723549257.96748805,0,false,0,8.0635221262879448E-7,8.0635221262879448E-7,228881.62139326398,0,false,0,2.5499095882233801E-3,2.5499095882233801E-3,72.378723815503605,0,true,0.42960354030259623,8.0635221262879533,0]
[null,10,16,2044.9568912096399,null,196,10,11,1104.6909742109456,1,0.17845521825987154,0.17845521825987154,9.2240240705801196E+18,0,false,0,1.0664109339411922E-17,1.0664109339411922E-17,2910808008371294.5,0,false,0,3.4593003286793667E-14,3.4593003286793667E-14,921199337490.26929,0,false,0,9.9740991503314012E-11,9.9740991503314012E-11,319289636.52943295,0,false,0,3.1530500331071272E-7,3.1530500331071272E-7,101001.45760388063,0,false,0,9.9708196810878468E-4,9.9708196810878468E-4,31.939465302519501,0,true,0.17845521825987154,3.1530500331071316,0]
[null,10,17,2273.2766547371225,null,197,5,12,1107.9883582093246,1,0.67609662563412021,0.67609662563412021,3.6178412749455585E+19,0,false,0,3.9026044987544774E-17,3.9026044987544774E-17,1.1416753984538972E+16,0,false,0,1.2659548580727146E-13,1.2659548580727146E-13,3613122602590.1074,0,false,0,3.6500905022841566E-10,3.6500905022841566E-10,1252315927.2565849,0,false,0,1.1538804463046344E-6,1.1538804463046344E-6,396147.32068452408,0,false,0,3.6488903578542585E-3,3.6488903578542585E-3,125.27278223362302,0,true,0.67609662563412021,11.538804463046349,0]
[null,10,18,2515.0186116405189,null,198,20,6,1111.4942711235237,1,0.35223109483492915,0.35223109483492915,1.9553328517313434E+19,0,false,0,1.9598426370726645E-17,1.9598426370726645E-17,6170407275935392,0,false,0,6.3574782129524698E-14,6.3574782129524698E-14,1952782553259.9685,0,false,0,1.8330330418656443E-10,1.8330330418656443E-10,676838558.47104013,0,false,0,5.7946535383587818E-7,5.7946535383587818E-7,214105.54288937259,0,false,0,1.8324303432767615E-3,1.8324303432767615E-3,67.706117519728551,0,true,0.35223109483492915,5.7946535383587827,0]
[null,10,19,2770.1827619198293,null,199,19,7,1126.6991696876601,1,0.17037580185838483,0.17037580185838483,1.1076623701822722E+19,0,false,0,8.0945915050257145E-18,8.0945915050257145E-18,3495429405894138.5,0,false,0,2.6257816909635351E-14,2.6257816909635351E-14,1106217670039.793,0,false,0,7.5708393155888402E-11,7.5708393155888402E-11,383417381.4667719,0,false,0,2.3933224238975945E-7,2.3933224238975945E-7,121287.10101506011,0,false,0,7.5683500346714083E-4,7.5683500346714083E-4,38.354349000651041,0,true,0.17037580185838483,2.3933224238975992,0]
[null,10,20,3038.7691055750538,null,200,6,12,1131.6855326268483,1,0.1927992835818125,0.1927992835818125,1.3194792435759835E+19,0,false,0,8.7015131731823902E-18,8.7015131731823902E-18,4163855948002904,0,false,0,2.822659297832926E-14,2.822659297832926E-14,1317758275253.4128,0,false,0,8.1384907435713681E-11,8.1384907435713681E-11,456737802.14128947,0,false,0,2.5727705451581685E-7,2.5727705451581685E-7,144480.67986325195,0,false,0,8.1358148196929029E-4,8.1358148196929029E-4,45.688802625750043,0,true,0.1927992835818125,2.5727705451581704,0]
[null,11,1,274.23358810561177,null,201,16,9,1142.1379400766207,1,0.16916352622218717,0.16916352622218717,1.2883299188570976E+19,0,false,0,6.8607703055296224E-18,6.8607703055296224E-18,4065558607109918.5,0,false,0,2.2255459145753009E-14,2.2255459145753009E-14,1286649577927.0166,0,false,0,6.4168512434603851E-11,6.4168512434603851E-11,445955461.92672735,0,false,0,2.0285193400111784E-7,2.0285193400111784E-7,141069.88303974914,0,false,0,6.4147413921368567E-4,6.4147413921368567E-4,44.610213965916472,0,true,0.16916352622218717,2.0285193400111785,0]
[null,11,2,301.22045099437872,null,202,11,11,1148.1009189094259,1,0.32246905386215946,0.32246905386215946,2.6091699586286412E+19,0,false,0,1.231006172227782E-17,1.231006172227782E-17,8233708794192738,0,false,0,3.9932261763820116E-14,3.9932261763820116E-14,2605766874518.8477,0,false,0,1.1513551882943366E-10,1.1513551882943366E-10,903164303.73502493,0,false,0,3.6397076666807614E-7,3.6397076666807614E-7,285699.56771716999,0,false,0,1.1509766243888143E-3,1.1509766243888143E-3,90.346136051177041,0,true,0.32246905386215946,3.6397076666807573,0]
[null,11,3,341.62950725906001,null,203,14,10,1154.1994740700193,1,0.98425874085816234,0.98425874085816234,8.4698265490196234E+19,0,false,0,3.5328935935275591E-17,3.5328935935275591E-17,2.6728073083672856E+16,0,false,0,1.1460253810519494E-13,1.1460253810519494E-13,8458779536905.1875,0,false,0,3.3043013596256216E-10,3.3043013596256216E-10,2931830857.7806492,0,false,0,1.04456827171377E-6,1.04456827171377E-6,927431.26054009655,0,false,0,3.3032149101611553E-3,3.3032149101611553E-3,293.27951565477514,0,true,0.98425874085816234,10.445682717137716,0]
[null,11,4,395.46075689965562,null,204,18,8,1159.2688156839017,1,0.36933165637796173,0.36933165637796173,3.3443424718452892E+19,0,false,0,1.2598209801951416E-17,1.2598209801951416E-17,1.055367893155489E+16,0,false,0,4.0866977186362572E-14,4.0866977186362572E-14,3339980518080.6899,0,false,0,1.1783055638500287E-10,1.1783055638500287E-10,1157644303.7168763,0,false,0,3.7249042155192615E-7,3.7249042155192615E-7,366199.67792614357,0,false,0,1.1779181387003576E-3,1.1779181387003576E-3,115.80250606666991,0,true,0.36933165637796173,3.7249042155192607,0]
[null,11,5,462.71419991616551,null,205,7,12,1159.3252611005632,1,0.46811808124460558,0.46811808124460558,4.2412657002589807E+19,0,false,0,1.5958860020259175E-17,1.5958860020259175E-17,1.3384082772854234E+16,0,false,0,5.1768495573654497E-14,5.1768495573654497E-14,4235733908869.8335,0,false,0,1.4926258452738772E-10,1.4926258452738772E-10,1468114321.3617799,0,false,0,4.7185454043746587E-7,4.7185454043746587E-7,464411.20982955268,0,false,0,1.4921350720744175E-3,1.4921350720744175E-3,146.85971939757621,0,true,0.46811808124460558,4.718545404374674,0]
[null,11,6,543.38983630858979,null,206,8,12,1190.9075436304695,1,0.69777272192113204,0.69777272192113204,8.6411221817920635E+19,0,false,0,1.7403810361608799E-17,1.7403810361608799E-17,2.7268627505319864E+16,0,false,0,5.6455729201579399E-14,5.6455729201579399E-14,8629851752477.8262,0,false,0,1.6277714773489638E-10,1.6277714773489638E-10,2991124849.1107826,0,false,0,5.1457728995760442E-7,5.1457728995760442E-7,946187.83409065322,0,false,0,1.6272362684629225E-3,1.6272362684629225E-3,299.21086500679814,0,true,0.69777272192113204,5.1457728995760563,0]
[null,11,7,637.48766607692846,null,207,12,11,1195.4534176640977,1,0.16940211391977061,0.16940211391977061,2.1928692509248434E+19,0,false,0,4.0421406990573565E-18,4.0421406990573565E-18,6919996444135255,0,false,0,1.3112186122417145E-14,1.3112186122417145E-14,2190009138850.4968,0,false,0,3.7805981567525784E-11,3.7805981567525784E-11,759061794.20922315,0,false,0,1.1951370207621515E-7,1.1951370207621515E-7,240115.36503309352,0,false,0,3.7793551015963549E-4,3.7793551015963549E-4,75.931145470732787,0,true,0.16940211391977061,1.1951370207621563,0]
[null,11,8,745.00768922118129,null,208,20,7,1205.5921008918624,1,0.91978448211743358,0.91978448211743358,1.3134811124150513E+20,0,false,0,1.9894582864426984E-17,1.9894582864426984E-17,4.1449277577847208E+16,0,false,0,6.4535475820287605E-14,6.4535475820287605E-14,13117679673255.98,0,false,0,1.8607324412075487E-10,1.8607324412075487E-10,4546615487.5819197,0,false,0,5.8822179295841757E-7,5.8822179295841757E-7,1438238.9494430732,0,false,0,1.8601206350965975E-3,1.8601206350965975E-3,454.81108998078599,0,true,0.91978448211743358,5.882217929584189,0]
[null,11,9,865.94990574134863,null,209,17,9,1209.2032091122492,1,0.5361741228926431,0.5361741228926431,7.927669854697164E+19,0,false,0,1.1200893231088592E-17,1.1200893231088592E-17,2.5017199352695392E+16,0,false,0,3.633426140203524E-14,3.633426140203524E-14,7917329965867.4736,0,false,0,1.0476150994276644E-10,1.0476150994276644E-10,2744163292.5752349,0,false,0,3.3117605651876439E-7,3.3117605651876439E-7,868066.04644561594,0,false,0,1.0472706451119551E-3,1.0472706451119551E-3,274.50658662256569,0,true,0.5361741228926431,3.3117605651876603,0]
[null,11,10,1000.3143156374301,null,210,15,10,1213.379634993265,1,0.63214677548357068,0.63214677548357068,9.7289875575379067E+19,0,false,0,1.2686876704371988E-17,1.2686876704371988E-17,3.070158390647518E+16,0,false,0,4.115460124846156E-14,4.115460124846156E-14,9716298248874.0762,0,false,0,1.1865985440507106E-10,1.1865985440507106E-10,3367689500.0235076,0,false,0,3.7511202988990221E-7,3.7511202988990221E-7,1065307.1986829212,0,false,0,1.1862083921812536E-3,1.1862083921812536E-3,336.87971556115542,0,true,0.63214677548357068,3.7511202988990338,0]
[null,11,11,1148.1009189094259,null,211,9,12,1226.4323802165673,1,0.28459091395394243,0.28459091395394243,4.960199739559243E+19,0,false,0,5.0434696161683946E-18,5.0434696161683946E-18,1.5652809462066388E+16,0,false,0,1.6360368733670394E-14,1.6360368733670394E-14,4953730258006.6035,0,false,0,4.717137119687656E-11,4.717137119687656E-11,1716973372.8347318,0,false,0,1.4911992679467035E-7,1.4911992679467035E-7,543133.23541703203,0,false,0,4.7155861318873017E-4,4.7155861318873017E-4,171.75380968542561,0,true,0.28459091395394243,1.491199267946705,0]
[null,11,12,1309.3097155573364,null,212,1,13,1227.2561911249686,1,0.79774545576655898,0.79774545576655898,1.4013064018959634E+20,0,false,0,1.4027558389403153E-17,1.4027558389403153E-17,4.422076379690356E+16,0,false,0,4.5503600725184877E-14,4.5503600725184877E-14,13994787081754.193,0,false,0,1.3119919700737769E-10,1.3119919700737769E-10,4850622768.3726311,0,false,0,4.1475187506432173E-7,4.1475187506432173E-7,1534406.1123231794,0,false,0,1.311560589028852E-3,1.311560589028852E-3,485.22181706253923,0,true,0.79774545576655898,4.1475187506432221,0]
[null,11,13,1483.940705581161,null,213,19,8,1234.2191928319128,1,8.5496763917995058E-2,8.5496763917995058E-2,1.6039325788337906E+19,0,false,0,1.407666444422305E-18,1.407666444422305E-18,5061500013045203,0,false,0,4.566289447037494E-15,4.566289447037494E-15,1601840604160.3286,0,false,0,1.3165848398959674E-11,1.3165848398959674E-11,555201337.50187886,0,false,0,4.1620379048311335E-8,4.1620379048311335E-8,175627.82482025374,0,false,0,1.3161519487221504E-4,1.3161519487221504E-4,55.538394693305428,0,true,8.5496763917995058E-2,0.41620379048311357,0]
[null,11,14,1671.9938889808998,null,214,2,13,1235.1831493177267,1,0.86055267219535214,0.86055267219535214,1.6291312902571111E+20,0,false,0,1.4040589530470468E-17,1.4040589530470468E-17,5.1410191149581624E+16,0,false,0,4.5545872075883904E-14,4.5545872075883904E-14,16270064494477.488,0,false,0,1.3132107675270953E-10,1.3132107675270953E-10,5639238726.4467163,0,false,0,4.1513716593546778E-7,4.1513716593546778E-7,1783870.3984833732,0,false,0,1.3127789857433475E-3,1.3127789857433475E-3,564.10935097596189,0,true,0.86055267219535214,4.1513716593546892,0]
[null,11,15,1873.4692657565536,null,215,13,11,1246.7484704749606,1,0.13972975932224926,0.13972975932224926,2.9479942872192848E+19,0,false,0,2.0456799927126004E-18,2.0456799927126004E-18,9302930385058246,0,false,0,6.6359235881144821E-15,6.6359235881144821E-15,2944149281844.5537,0,false,0,1.9133163799959772E-11,1.9133163799959772E-11,1020448360.9916493,0,false,0,6.0484482702282722E-8,6.0484482702282722E-8,322800.24178030778,0,false,0,1.9126872843626931E-4,1.9126872843626931E-4,102.07839932788194,0,true,0.13972975932224926,0.60484482702282794,0]
[null,11,16,2088.3668359081207,null,216,3,13,1247.0526615666761,1,0.13055930143316791,0.13055930143316791,2.7623416562515419E+19,0,false,0,1.9060081616577821E-18,1.9060081616577821E-18,8717069852972632,0,false,0,6.1828460776565157E-15,6.1828460776565157E-15,2758738793599.7549,0,false,0,1.7826818706234334E-11,1.7826818706234334E-11,956184694.06185329,0,false,0,5.6354815071213019E-8,5.6354815071213019E-8,302471.6019239318,0,false,0,1.7820957274261763E-4,1.7820957274261763E-4,95.649918959939313,0,true,0.13055930143316791,0.5635481507121316,0]
[null,11,17,2316.6865994356031,null,217,4,13,1262.864727871817,1,0.71971431966558386,0.71971431966558386,1.7629977126744267E+20,0,false,0,9.0751759032969916E-18,9.0751759032969916E-18,5.5634588781708216E+16,0,false,0,2.9438706961748038E-14,2.9438706961748038E-14,17606982727771.789,0,false,0,8.4879760123666447E-11,8.4879760123666447E-11,6102617410.5228996,0,false,0,2.6832511531546152E-7,2.6832511531546152E-7,1930451.8003195864,0,false,0,8.4851851782418992E-4,8.4851851782418992E-4,610.46246021824561,0,true,0.71971431966558386,2.6832511531546208,0]
[null,11,18,2558.4285563389985,null,218,10,12,1265.8997708588561,1,0.39077570963448544,0.39077570963448544,9.8432815785054241E+19,0,false,0,4.7918335654763727E-18,4.7918335654763727E-18,3.1062259408832452E+16,0,false,0,1.5544093651372579E-14,1.5544093651372579E-14,9830443198614.8184,0,false,0,4.481782919958683E-11,4.481782919958683E-11,3407252380.7499237,0,false,0,1.4167982061502897E-7,1.4167982061502897E-7,1077822.1949847466,0,false,0,4.4803093162757124E-4,4.4803093162757124E-4,340.83730488338983,0,true,0.39077570963448544,1.4167982061502939,0]
[null,11,19,2813.5927066183099,null,219,16,10,1276.5023499727022,1,0.30234248181869938,0.30234248181869938,8.3912577701558518E+19,0,false,0,3.3647887116035044E-18,3.3647887116035044E-18,2.6480135059037756E+16,0,false,0,1.0914943128882616E-14,1.0914943128882616E-14,8380313233605.3359,0,false,0,3.1470735305964531E-11,3.1470735305964531E-11,2904634271.2864985,0,false,0,9.9486481438355822E-8,9.9486481438355822E-8,918828.11604841484,0,false,0,3.1460387774126975E-4,3.1460387774126975E-4,290.5589624914503,0,true,0.30234248181869938,0.99486481438356245,0]
[null,11,20,3082.1790502735344,null,220,18,9,1280.2110322040694,1,0.40922406706581854,0.40922406706581854,1.1747302160331596E+20,0,false,0,4.4032232778404625E-18,4.4032232778404625E-18,3.7070741515205432E+16,0,false,0,1.4283491708011961E-14,1.4283491708011961E-14,11731980407456.803,0,false,0,4.1183172599250758E-11,4.1183172599250758E-11,4066329194.5831347,0,false,0,1.3018980638788846E-7,1.3018980638788846E-7,1286309.1336578617,0,false,0,4.1169631632206682E-4,4.1169631632206682E-4,406.76666374368,0,true,0.40922406706581854,1.3018980638788864,0]
[null,12,1,321.5860868602835,null,221,5,13,1282.6193482331494,1,0.90693737607896929,0.90693737607896929,2.660996325490939E+20,0,false,0,9.5476576609557729E-18,9.5476576609557729E-18,8.397256289898784E+16,0,false,0,3.0971377199405171E-14,3.0971377199405171E-14,26575256453685.113,0,false,0,8.9298863255134141E-11,8.9298863255134141E-11,9211040030.5875664,0,false,0,2.8229495165352926E-7,2.8229495165352926E-7,2913744.6465515723,0,false,0,8.9269501919226615E-4,8.9269501919226615E-4,921.40696032252686,0,true,0.90693737607896929,2.8229495165352891,0]
[null,12,2,348.57294974905051,null,222,14,11,1301.9860773420153,1,0.32013292272698712,0.32013292272698712,1.1180741968588389E+20,0,false,0,2.8312392323375693E-18,2.8312392323375693E-18,3.5282858124256052E+16,0,false,0,9.1841770327680362E-15,9.1841770327680362E-15,11166159167953.543,0,false,0,2.6480468197450737E-11,2.6480468197450737E-11,3870214357.5992093,0,false,0,8.3711059884430845E-8,8.3711059884430845E-8,1224271.7790840443,0,false,0,2.6471761458155311E-4,2.6471761458155311E-4,387.14872969720625,0,true,0.32013292272698712,0.83711059884431005,0]
[null,12,3,388.98200601373179,null,223,6,13,1306.3165226506728,1,0.25862705082663812,0.25862705082663812,9.3881697044243366E+19,0,false,0,2.2006626711224809E-18,2.2006626711224809E-18,2.9626071387591752E+16,0,false,0,7.138667524151906E-15,7.138667524151906E-15,9375924917136.5527,0,false,0,2.0582710641467953E-11,2.0582710641467953E-11,3249715384.159626,0,false,0,6.506684512691942E-8,6.506684512691942E-8,1027988.2371553867,0,false,0,2.0575943076249237E-4,2.0575943076249237E-4,325.07842372723638,0,true,0.25862705082663812,0.65066845126919248,0]
[null,12,4,442.81325565432735,null,224,11,12,1309.3097155573364,1,0.70613274628171785,0.70613274628171785,2.6323884793757109E+20,0,false,0,5.8507189404916713E-18,5.8507189404916713E-18,8.306979045458248E+16,0,false,0,1.8978982031864495E-14,1.8978982031864495E-14,26289551118500.285,0,false,0,5.4721542095895932E-11,5.4721542095895932E-11,9112013957.8222389,0,false,0,1.7298781325168993E-7,1.7298781325168993E-7,2882419.5531386067,0,false,0,5.4703549732720022E-4,5.4703549732720022E-4,911.50109601227132,0,true,0.70613274628171785,1.7298781325169064,0]
[null,12,5,510.06669867083724,null,225,20,8,1313.1121240361153,1,0.4615596573297035,0.4615596573297035,1.7796493457228684E+20,0,false,0,3.6974963886406999E-18,3.6974963886406999E-18,5.616006124859492E+16,0,false,0,1.1994204171598439E-14,1.1994204171598439E-14,17773281874597.246,0,false,0,3.4582537007566799E-11,3.4582537007566799E-11,6160257046.1415215,0,false,0,1.0932362693929442E-7,1.0932362693929442E-7,1948685.0485907188,0,false,0,3.4571166319871384E-4,3.4571166319871384E-4,616.22831958625659,0,true,0.4615596573297035,1.093236269392948,0]
[null,12,6,590.74233506326163,null,226,7,13,1333.9562511243876,1,0.62794838518963114,0.62794838518963114,2.9077354510148157E+20,0,false,0,4.1887025175418139E-18,4.1887025175418139E-18,9.1758863293022544E+16,0,false,0,1.3587613868624915E-14,1.3587613868624915E-14,29039429543719.352,0,false,0,3.917676844028819E-11,3.917676844028819E-11,10065127629.484612,0,false,0,1.238470855020287E-7,1.238470855020287E-7,3183919.6930944826,0,false,0,3.9163887176002938E-4,3.9163887176002938E-4,1006.8438117242824,0,true,0.62794838518963114,1.2384708550202896,0]
[null,12,7,684.84016483160008,null,227,17,10,1343.5676190083307,1,0.95829295252101598,0.95829295252101598,4.8237052630187036E+20,0,false,0,5.8803386514477436E-18,5.8803386514477436E-18,1.5222076397654762E+17,0,false,0,1.9075064576204848E-14,1.9075064576204848E-14,48174138082683.383,0,false,0,5.4998574077167707E-11,5.4998574077167707E-11,16697258033.689331,0,false,0,1.738635772525848E-7,1.738635772525848E-7,5281873.2788255317,0,false,0,5.4980490626280838E-4,5.4980490626280838E-4,1670.2749873470327,0,true,0.95829295252101598,1.7386357725258486,0]
[null,12,8,792.36018797585302,null,228,19,9,1355.1614093520802,1,9.4731477378920334E-2,9.4731477378920334E-2,5.2694096300040577E+19,0,false,0,5.2603322200849488E-19,5.2603322200849488E-19,1.6628577324864024E+16,0,false,0,1.7063843213470162E-15,1.7063843213470162E-15,5262536852659.5205,0,false,0,4.9199678526274625E-12,4.9199678526274625E-12,1824006390.9361494,0,false,0,1.5553188881321232E-8,1.5553188881321232E-8,576991.18006406899,0,false,0,4.9183501743781424E-5,4.9183501743781424E-5,182.46063188307937,0,true,9.4731477378920334E-2,0.15553188881321273,0]
[null,12,9,913.30240449602047,null,229,12,12,1356.6622143120082,1,0.3709515021532212,0.3709515021532212,2.0901324199085978E+20,0,false,0,2.0335131247789567E-18,2.0335131247789567E-18,6.5957917497539512E+16,0,false,0,6.5964558286399745E-15,6.5964558286399745E-15,20874063052674.215,0,false,0,1.9019367566953694E-11,1.9019367566953694E-11,7234994353.2728777,0,false,0,6.0124745736728815E-8,6.0124745736728815E-8,2288658.6090903259,0,false,0,1.9013114026656181E-4,1.9013114026656181E-4,723.7373991278364,0,true,0.3709515021532212,0.60124745736728913,0]
[null,12,10,1047.666814392102,null,230,15,11,1361.1662382652607,1,0.20560751601916319,0.20560751601916319,1.2040143201938086E+20,0,false,0,1.084508183774325E-18,1.084508183774325E-18,3.7994854508152512E+16,0,false,0,3.5180054866100037E-15,3.5180054866100037E-15,12024439502807.861,0,false,0,1.0143362009928126E-11,1.0143362009928126E-11,4167696134.8902893,0,false,0,3.2065580499226187E-8,3.2065580499226187E-8,1318374.7178564449,0,false,0,1.0140026887303385E-4,1.0140026887303385E-4,416.90669180082244,0,true,0.20560751601916319,0.32065580499226187,0]
[null,12,11,1195.4534176640977,null,231,8,13,1365.538533654294,1,0.93601437653247588,0.93601437653247588,5.6894308007884004E+20,0,false,0,4.7564477701723194E-18,4.7564477701723194E-18,1.7954030270616752E+17,0,false,0,1.542930666876578E-14,1.542930666876578E-14,56820101988885.883,0,false,0,4.4486867260204254E-11,4.4486867260204254E-11,19693967389.32021,0,false,0,1.4063357118618453E-7,1.4063357118618453E-7,6229827.6697786618,0,false,0,4.4472240043177101E-4,4.4472240043177101E-4,1970.0444866839887,0,true,0.93601437653247588,1.4063357118618474,0]
[null,12,12,1356.6622143120082,null,232,9,13,1401.0633702403918,1,0.38175924412464424,0.38175924412464424,3.1279406894896067E+20,0,false,0,1.4391535319508977E-18,1.4391535319508977E-18,9.8707838780652912E+16,0,false,0,4.6684295215341492E-15,4.6684295215341492E-15,31238609839029.414,0,false,0,1.3460345879217855E-11,1.3460345879217855E-11,10827368165.898075,0,false,0,4.2551355646680915E-8,4.2551355646680915E-8,3425040.5952927074,0,false,0,1.3455920137137872E-4,1.3455920137137872E-4,1083.0929359663933,0,true,0.38175924412464424,0.42551355646680983,0]
[null,12,13,1531.2932043358328,null,233,13,12,1407.9572671228711,1,0.30597589910031869,0.30597589910031869,2.6542440129965176E+20,0,false,0,1.0894821170866675E-18,1.0894821170866675E-18,8.3759481437650144E+16,0,false,0,3.5341402884903993E-15,3.5341402884903993E-15,26507821397696.621,0,false,0,1.0189883010834569E-11,1.0189883010834569E-11,9187666897.7164898,0,false,0,3.2212644450804518E-8,3.2212644450804518E-8,2906350.9819328166,0,false,0,1.018653259217259E-4,1.018653259217259E-4,919.06887827745925,0,true,0.30597589910031869,0.32212644450804506,0]
[null,12,14,1719.3463877355716,null,234,18,10,1414.5754421001504,1,0.73139773578681666,0.73139773578681666,6.7001842290149648E+20,0,false,0,2.4660790403574696E-18,2.4660790403574696E-18,2.114364594253857E+17,0,false,0,7.9996441928158469E-15,7.9996441928158469E-15,66914453232158.539,0,false,0,2.3065139411292149E-11,2.3065139411292149E-11,23192690855.889072,0,false,0,7.291439305772148E-8,7.291439305772148E-8,7336585.075742228,0,false,0,2.3057555627116946E-4,2.3057555627116946E-4,2320.0319086944296,0,false,0,0.72914393057721749,0.72914393057721749]
[null,12,15,1920.8217645112252,null,235,1,14,1415.3093745247074,1,0.11111812521770814,0.11111812521770814,1.0240877832552861E+20,0,false,0,3.7240811737380282E-19,3.7240811737380282E-19,3.2316946464637932E+16,0,false,0,1.2080441805607999E-15,1.2080441805607999E-15,10227520876442.34,0,false,0,3.4831183447706951E-12,3.4831183447706951E-12,3544880342.76401,0,false,0,1.1010965749152732E-8,1.1010965749152732E-8,1121358.2925592477,0,false,0,3.4819731005424941E-5,3.4819731005424941E-5,354.60462776046592,0,false,0,0.1101096574915274,0.1101096574915274]
[null,12,16,2135.7193346627923,null,236,2,14,1423.2363327174655,1,0.11986655504486916,0.11986655504486916,1.1788338403045034E+20,0,false,0,3.7646964684286781E-19,3.7646964684286781E-19,3.7200238818128744E+16,0,false,0,1.2212192613669878E-15,1.2212192613669878E-15,11772963127483.951,0,false,0,3.5211056687347495E-12,3.5211056687347495E-12,4080533891.9259257,0,false,0,1.1131052717687162E-8,1.1131052717687162E-8,1290802.5307879474,0,false,0,3.519947934329871E-5,3.519947934329871E-5,408.18760067995242,0,false,0,0.11131052717687194,0.11131052717687194]
[null,12,17,2364.0390981902751,null,237,16,11,1424.288953244698,1,9.8337742253384985E-2,9.8337742253384985E-2,9.7545663175962231E+19,0,false,0,3.0620974913205802E-19,3.0620974913205802E-19,3.0782302320751472E+16,0,false,0,9.9330516230039674E-16,9.9330516230039674E-16,9741843647107.3984,0,false,0,2.8639676333342237E-12,2.8639676333342237E-12,3376543589.0192056,0,false,0,9.053683049463342E-9,9.053683049463342E-9,1068108.0283748559,0,false,0,2.8630259649563117E-5,2.8630259649563117E-5,337.76541567763053,0,false,0,9.0536830494633735E-2,9.0536830494633735E-2]
[null,12,18,2605.7810550936706,null,238,20,9,1434.0543405562828,1,0.51141383876575131,0.51141383876575131,5.4924057386205715E+20,0,false,0,1.4708515841249272E-18,1.4708515841249272E-18,1.7332281970287453E+17,0,false,0,4.7712539382896127E-15,4.7712539382896127E-15,54852421122604.625,0,false,0,1.3756816503433658E-11,1.3756816503433658E-11,19011965044.081329,0,false,0,4.3488569822527726E-8,4.3488569822527726E-8,6014088.6570530105,0,false,0,1.3752293282245172E-4,1.3752293282245172E-4,1901.8218206470847,0,false,0,0.43488569822527645,0.43488569822527645]
[null,12,19,2860.945205372981,null,239,3,14,1435.1058449664149,1,1.8185631394223228E-2,1.8185631394223228E-2,1.9697885298549154E+19,0,false,0,5.1858944981715606E-20,5.1858944981715606E-20,6216024788776428,0,false,0,1.6822376788393731E-16,1.6822376788393731E-16,1967219377154.2898,0,false,0,4.8503465466882161E-13,4.8503465466882161E-13,681842392.1325146,0,false,0,1.533309936978927E-9,1.533309936978927E-9,215688.41447552861,0,false,0,4.8487517598226647E-6,4.8487517598226647E-6,68.206665465309953,0,false,0,1.5333099369789327E-2,1.5333099369789327E-2]
[null,12,20,3129.531549028206,null,240,10,13,1440.5307608826804,1,0.52419888414454407,0.52419888414454407,5.9325163068123015E+20,0,false,0,1.4306709435854572E-18,1.4306709435854572E-18,1.8721130651360867E+17,0,false,0,4.6409130925604013E-15,4.6409130925604013E-15,59247786537292.531,0,false,0,1.3381008566821993E-11,1.3381008566821993E-11,20535407982.602226,0,false,0,4.2300551527225383E-8,4.2300551527225383E-8,6496002.066581307,0,false,0,1.3376608910734629E-4,1.3376608910734629E-4,2054.2162215557687,0,false,0,0.42300551527225416,0.42300551527225416]
[null,13,1,372.88113967114646,null,241,4,14,1450.9179112715558,1,0.10024915255296701,0.10024915255296701,1.2333960821007922E+20,0,false,0,2.516780664577519E-19,2.516780664577519E-19,3.8922049268318912E+16,0,false,0,8.1641137605469198E-16,8.1641137605469198E-16,12317873901893.377,0,false,0,2.3539349690799203E-12,2.3539349690799203E-12,4269401117.5322652,0,false,0,7.4413484569610322E-9,7.4413484569610322E-9,1350547.2355869655,0,false,0,2.3531609986976239E-5,2.3531609986976239E-5,427.08053520988358,0,false,0,7.4413484569610208E-2,7.4413484569610208E-2]
[null,13,2,399.86800255991346,null,242,14,12,1463.1948739899256,1,0.70101715867913639,0.70101715867913639,9.5125422800159231E+20,0,false,0,1.5956851731996789E-18,1.5956851731996789E-18,3.0018551596103379E+17,0,false,0,5.176198094404479E-15,5.176198094404479E-15,95001352762598.812,0,false,0,1.4924380108695827E-11,1.4924380108695827E-11,32927669570.425648,0,false,0,4.7179516151353737E-8,4.7179516151353737E-8,10416068.176410682,0,false,0,1.4919472994297971E-4,1.4919472994297971E-4,3293.8499701054166,0,false,0,0.47179516151353929,0.47179516151353929]
[null,13,3,440.27705882459475,null,243,5,14,1470.6725316328882,1,0.12632748979174702,0.12632748979174702,1.8188849518694367E+20,0,false,0,2.7100482074473021E-19,2.7100482074473021E-19,5.73982119267676E+16,0,false,0,8.7910488877981286E-16,8.7910488877981286E-16,18165126194513.133,0,false,0,2.5346973350470409E-12,2.5346973350470409E-12,6296071115.2472858,0,false,0,8.0127813005760057E-9,8.0127813005760057E-9,1991647.3542010621,0,false,0,2.5338639302626354E-5,2.5338639302626354E-5,629.81419351234877,0,false,0,8.0127813005759885E-2,8.0127813005759885E-2]
[null,13,4,494.10830846519031,null,244,11,13,1483.940705581161,1,0.9472287773593322,0.9472287773593322,1.5139556676323579E+21,0,false,0,1.8305564351752493E-18,1.8305564351752493E-18,4.777561558755001E+17,0,false,0,5.9380903517791055E-15,5.9380903517791055E-15,151198104790383.91,0,false,0,1.7121121702342045E-11,1.7121121702342045E-11,52405582546.318741,0,false,0,5.4123938951025031E-8,5.4123938951025031E-8,16577550.96999759,0,false,0,1.7115492302514367E-4,1.7115492302514367E-4,5242.2819092726013,0,false,0,0.54123938951025174,0.54123938951025174]
[null,13,5,561.36175148170025,null,245,19,10,1489.525819248162,1,0.16931161590635024,0.16931161590635024,2.8269226461151733E+20,0,false,0,3.1321755678818496E-19,3.1321755678818496E-19,8.9208668737145616E+16,0,false,0,1.0160375917575419E-15,1.0160375917575419E-15,28232355518709.898,0,false,0,2.9295113802745617E-12,2.9295113802745617E-12,9785394067.3658619,0,false,0,9.2608824269161907E-9,9.2608824269161907E-9,3095431.0787384864,0,false,0,2.9285481612083058E-5,2.9285481612083058E-5,978.86125488856021,0,false,0,9.2608824269162143E-2,9.2608824269162143E-2]
[null,13,6,642.03738787412453,null,246,17,11,1491.3542222803264,1,0.31168747706700406,0.31168747706700406,5.2788696186683517E+20,0,false,0,5.6843954723065428E-19,5.6843954723065428E-19,1.6658430033998688E+17,0,false,0,1.8439450027973907E-15,1.8439450027973907E-15,52719845028645.492,0,false,0,5.3165925297618259E-12,5.3165925297618259E-12,18272809664.566479,0,false,0,1.6807013845882657E-8,1.6807013845882657E-8,5780270.3235229105,0,false,0,5.3148444418975477E-5,5.3148444418975477E-5,1827.8819713810744,0,false,0,0.16807013845882707,0.16807013845882707]
[null,13,7,736.13521764246309,null,247,6,14,1494.3697060504117,1,3.6024214002982009E-2,3.6024214002982009E-2,6.2461962301606609E+19,0,false,0,6.4174119281888831E-20,6.4174119281888831E-20,1.9711004513312048E+16,0,false,0,2.0817261419488734E-16,2.0817261419488734E-16,6238049451118.0713,0,false,0,6.0021799123644398E-13,6.0021799123644398E-13,2162121118.4611502,0,false,0,1.8974318668936448E-9,1.8974318668936448E-9,683947.61212545109,0,false,0,6.0002064043693679E-6,6.0002064043693679E-6,216.2832254549821,0,false,0,1.897431866893649E-2,1.897431866893649E-2]
[null,13,8,843.65524078671592,null,248,7,14,1522.0094345241266,1,8.7467057056076103E-2,8.7467057056076103E-2,1.8767493807623091E+20,0,false,0,1.259126199644976E-19,1.259126199644976E-19,5.9224228876988016E+16,0,false,0,4.0844439396201E-16,4.0844439396201E-16,18743015770174.512,0,false,0,1.1776557383583245E-12,1.1776557383583245E-12,6496368863.0395508,0,false,0,3.7228499625413657E-9,3.7228499625413657E-9,2055007.8963774007,0,false,0,1.1772685268703295E-5,1.1772685268703295E-5,649.8505562183891,0,false,0,3.7228499625413754E-2,3.7228499625413754E-2]
[null,13,9,964.59745730688348,null,249,15,12,1522.3750349131712,1,0.45023297027700016,0.45023297027700016,9.6875026745036059E+20,0,false,0,6.463224891754128E-19,6.463224891754128E-19,3.0570670837690227E+17,0,false,0,2.0965872798906348E-15,2.0965872798906348E-15,96748674736781.562,0,false,0,6.0450285954027868E-12,6.0450285954027868E-12,33533295058.125916,0,false,0,1.9109773550060321E-8,1.9109773550060321E-8,10607646.762188358,0,false,0,6.0430409988232467E-5,6.0430409988232467E-5,3354.4324383025614,0,false,0,0.19109773550060374,0.19109773550060374]
[null,13,10,1098.9618672029649,null,250,12,13,1531.2932043358328,1,0.49760606584872763,0.49760606584872763,1.1459186800595683E+21,0,false,0,6.674274213741827E-19,6.674274213741827E-19,3.6161541268071245E+17,0,false,0,2.1650489737539379E-15,2.1650489737539379E-15,114442408303712.08,0,false,0,6.2424221888213601E-12,6.2424221888213601E-12,39665980492.774094,0,false,0,1.9733781660349691E-8,1.9733781660349691E-8,12547610.033963524,0,false,0,6.2403696895164194E-5,6.2403696895164194E-5,3967.9026898907437,0,false,0,0.19733781660349653,0.19733781660349653]
[null,13,11,1246.7484704749606,null,251,8,14,1553.5917170540329,1,0.13037763104168174,0.13037763104168174,3.5519778272150009E+20,0,false,0,1.478163378670433E-19,1.478163378670433E-19,1.1208909935514208E+17,0,false,0,4.7949724622369948E-16,4.7949724622369948E-16,35473450591340.664,0,false,0,1.3825203427688225E-12,1.3825203427688225E-12,12295172917.309658,0,false,0,4.3704757159885044E-9,4.3704757159885044E-9,3889353.8783103037,0,false,0,1.382065772097888E-5,1.382065772097888E-5,1229.9216881869893,0,false,0,4.3704757159885164E-2,4.3704757159885164E-2]
[null,13,12,1407.9572671228711,null,252,18,11,1562.3620453721462,1,0.23788916990382711,0.23788916990382711,6.9193724317836666E+20,0,false,0,2.5262082441190777E-19,2.5262082441190777E-19,2.1835334050762883E+17,0,false,0,8.1946956197240713E-16,8.1946956197240713E-16,69103476435384.227,0,false,0,2.3627525468168188E-12,2.3627525468168188E-12,23951410922.727901,0,false,0,7.4692229179586491E-9,7.4692229179586491E-9,7576592.3415495548,0,false,0,2.3619756772278359E-5,2.3619756772278359E-5,2395.9288701884939,0,false,0,7.4692229179586636E-2,7.4692229179586636E-2]
[null,13,13,1582.5882571466957,null,253,20,10,1568.4187504523643,1,0.91403940732340616,0.91403940732340616,2.7809546808187604E+21,0,false,0,9.2794543965473211E-19,9.2794543965473211E-19,8.7758066261593126E+17,0,false,0,3.010136020014995E-15,3.010136020014995E-15,277732754160040.44,0,false,0,8.6790368765337075E-12,8.6790368765337075E-12,96262759339.006104,0,false,0,2.7436500378064959E-8,2.7436500378064959E-8,30450969.57074248,0,false,0,8.6761832218756288E-5,8.6761832218756288E-5,9629.4420804026195,0,false,0,0.27436500378064993,0.27436500378064993]
[null,13,14,1770.6414405464345,null,254,13,13,1582.5882571466957,1,0.4104457388959375,0.4104457388959375,1.3864295730866907E+21,0,false,0,3.7531869918749866E-19,3.7531869918749866E-19,4.3751298495145018E+17,0,false,0,1.217485734753773E-15,1.217485734753773E-15,138462128289313.09,0,false,0,3.5103409009833161E-12,3.5103409009833161E-12,47991266184.61515,0,false,0,1.1097022725801708E-8,1.1097022725801708E-8,15181162.43793321,0,false,0,3.5091867060183695E-5,3.5091867060183695E-5,4800.7050832863333,0,false,0,0.1109702272580175,0.1109702272580175]
[null,13,15,1972.1168173220883,null,255,16,12,1585.4977498926085,1,0.21533694216192487,0.21533694216192487,7.4307928995405601E+20,0,false,0,1.9274736034987828E-19,1.9274736034987828E-19,2.3449214046956333E+17,0,false,0,6.2524772185727239E-16,6.2524772185727239E-16,74211010766080.984,0,false,0,1.802758413203196E-12,1.802758413203196E-12,25721693112.088467,0,false,0,5.6989482345837972E-9,5.6989482345837972E-9,8136588.8495449107,0,false,0,1.8021656688680338E-5,1.8021656688680338E-5,2573.0153148891045,0,false,0,5.6989482345837998E-2,5.6989482345837998E-2]
[null,13,16,2187.014387473655,null,256,9,14,1589.1165536401304,1,5.3175322009070929E-2,5.3175322009070929E-2,1.8842505015057891E+20,0,false,0,4.6351962950095899E-20,4.6351962950095899E-20,5.9460940340063672E+16,0,false,0,1.5035982430863242E-16,1.5035982430863242E-16,18817929142109.086,0,false,0,4.3352807024223768E-13,4.3352807024223768E-13,6522333996.0165176,0,false,0,1.3704853697837392E-9,1.3704853697837392E-9,2063221.4929916232,0,false,0,4.3338552684546975E-6,4.3338552684546975E-6,652.44792352666695,0,false,0,1.3704853697837372E-2,1.3704853697837372E-2]
[null,13,17,2415.3341510011378,null,257,1,15,1616.7847513003612,1,{"$f":"ABS(SIN(G266*3.1416*$J$2/$C$2)*SIN(H266*3.1416*$K$2/$D$2))*(1/F266^$N$2)+(1-1/F266^$N$2)","v":0.69943231344013757},0.69943231344013757,3.0292392393112698E+21,0,false,0,4.9882053599739655E-19,4.9882053599739655E-19,9.559313559450912E+17,0,{"$f":"AND($I266>44.548,$I266<89.095)","v":false},0,1.6181098572860168E-15,{"$f":"IF($I266>89.095,W266,0)","v":1.6181098572860168E-15},302528826789757.81,0,false,0,4.6654486801557325E-12,4.6654486801557325E-12,104857130497.44514,0,false,0,1.4748593225019033E-8,1.4748593225019033E-8,33169642.258107062,0,false,0,4.6639146874388416E-5,4.6639146874388416E-5,10489.161870858896,0,false,0,0.14748593225019055,0.14748593225019055]
[null,13,18,{"$f":"3.141625/2*SQRT($H$2/$I$2)*((1+($D$8-1)/B267)*(B267/$C$2)^2+(1+($D$8-1)/C267)*(C267/$D$2)^2)","v":2657.0761079045337},null,258,2,15,1624.7117094931193,{"$f":"IF(ABS(I267-I266)>0.0001,1,$M$2)","v":1},0.75449924784882583,{"$f":"$J267*$K267","v":0.75449924784882583},{"$f":"10^(LOG10($I267/22.27)/LOG10(2)*70/20)*$L267","v":3.4589408742791814E+21},{"$f":"IF($I267<22.27,M267,0)","v":0},{"$f":"AND($I267>22.27,$I267<44.45)","v":false},{"$f":"IF($O267=TRUE,$L267,0)","v":0},{"$f":"10^(LOG10(44.45/$I267)/LOG10(2)*70/20)*$L267","v":5.0834785710228021E-19},{"$f":"IF($I267>44.45,Q267,0)","v":5.0834785710228021E-19},{"$f":"10^(LOG10($I267/44.548)/LOG10(2)*70/20)*$L267","v":1.0915314964807361E+18},{"$f":"IF($I267<44.528,S267,0)","v":0},false,{"$f":"IF($U267=TRUE,$L267,0)","v":0},{"$f":"10^(LOG10(89.095/$I267)/LOG10(2)*70/20)*$L267","v":1.6490152653051763E-15},1.6490152653051763E-15,{"$f":"10^(LOG10($I267/89.09)/LOG10(2)*70/20)*$L267","v":345442945228960.12},{"$f":"IF($I267<89.09,Y267,0)","v":0},{"$f":"AND($I267>89.09,$I267<176.78)","v":false},{"$f":"IF($AA267=TRUE,$L267,0)","v":0},{"$f":"10^(LOG10(176.78/$I267)/LOG10(2)*70/20)*$L267","v":4.7545573364088373E-12},{"$f":"IF($I267>176.78,AC267,0)","v":4.7545573364088373E-12},{"$f":"10^(LOG10($I267/176.78)/LOG10(2)*70/20)*$L267","v":119731254610.21748},{"$f":"IF($I267<176.78,AE267,0)","v":0},{"$f":"AND($I267>176.78,$I267<353.55)","v":false},{"$f":"IF($AG267=TRUE,$L267,0)","v":0},{"$f":"10^(LOG10(353.55/$I267)/LOG10(2)*70/20)*$L267","v":1.50302868870874E-8},{"$f":"IF($I267>353.55,AI267,0)","v":1.50302868870874E-8},{"$f":"10^(LOG10($I267/353.55)/LOG10(2)*70/20)*$L267","v":37874800.346858718},{"$f":"IF($I267<353.55,AK267,0)","v":0},{"$f":"AND($I267>353.55,$I267<707.1)","v":false},{"$f":"IF($AM267=TRUE,$L267,0)","v":0},{"$f":"10^(LOG10(707.1/$I267)/LOG10(2)*70/20)*$L267","v":4.7529940448958318E-5},{"$f":"IF($I267>707.1,AO267,0)","v":4.7529940448958318E-5},{"$f":"10^(LOG10($I267/707.1)/LOG10(2)*70/20)*$L267","v":11977.063502020908},{"$f":"IF($I267<707.1,AQ267,0)","v":0},{"$f":"AND($I267>707.1,$I267<1414.2)","v":false},{"$f":"IF($AS267=TRUE,$L267,0)","v":0},{"$f":"10^(LOG10(1414.2/$I267)/LOG10(2)*70/20)*$L267","v":0.15030286887087446},{"$f":"IF($I267>1414.2,AU267,0)","v":0.15030286887087446}]
[null,13,19,2912.2402581838442,null,259,10,14,1628.5839442824192,1,7.3015768158009045E-2,7.3015768158009045E-2,3.4412891464362747E+20,0,false,0,4.7851842604965052E-20,4.7851842604965052E-20,1.0859611737697917E+17,0,false,0,1.5522524158627985E-16,1.5522524158627985E-16,34368007472146.328,0,false,0,4.4755638513952592E-13,4.4755638513952592E-13,11912023996.802305,0,false,0,1.4148322106208415E-9,1.4148322106208415E-9,3768151.7000271734,0,false,0,4.4740922925329392E-6,4.4740922925329392E-6,1191.5941941121448,0,false,0,1.4148322106208444E-2,1.4148322106208444E-2]
[null,13,20,3180.8266018390686,null,260,3,15,1636.5812217420687,1,0.11446933803562867,0.11446933803562867,5.7112161168221595E+20,0,false,0,7.0865729380981504E-20,7.0865729380981504E-20,1.8022777784598314E+17,0,false,0,2.2987933932160469E-16,2.2987933932160469E-16,57037671008044.492,0,false,0,6.6280435497246897E-13,6.6280435497246897E-13,19769377271.003742,0,false,0,2.0952822524528979E-9,2.0952822524528979E-9,6253682.211537553,0,false,0,6.6258642586790605E-6,6.6258642586790605E-6,1977.5879551337619,0,false,0,2.0952822524528951E-2,2.0952822524528951E-2]
[null,14,1,428.11874653820092,null,261,19,11,1637.3124225201577,1,5.5069079096489136E-2,5.5069079096489136E-2,2.7618669091793063E+20,0,false,0,3.3915591407534123E-20,3.3915591407534123E-20,8.71557170252384E+16,0,false,0,1.100178296839461E-16,1.100178296839461E-16,27582646657298.48,0,false,0,3.1721118067562272E-13,3.1721118067562272E-13,9560203603.4047909,0,false,0,1.0027800091580108E-9,1.0027800091580108E-9,3024196.1794608543,0,false,0,3.1710688210238159E-6,3.1710688210238159E-6,956.33480182756364,0,false,0,1.0027800091580101E-2,1.0027800091580101E-2]
[null,14,2,455.10560942696793,null,262,14,13,1637.8258640137501,1,0.94036656651330708,0.94036656651330708,4.7334228811038421E+21,0,false,0,5.7703953255828729E-19,5.7703953255828729E-19,1.4937173975152748E+18,0,false,0,1.8718422524632387E-15,1.8718422524632387E-15,472724917971721.56,0,false,0,5.3970278512867647E-12,5.3970278512867647E-12,163847455262.84302,0,false,0,1.7061289033420415E-8,1.7061289033420415E-8,51830156.425099798,0,false,0,5.3952533164061343E-5,5.3952533164061343E-5,16390.134578612618,0,false,0,0.17061289033420501,0.17061289033420501]
[null,14,3,495.51466569164916,null,263,4,15,1652.3932880472096,1,0.63101763599014393,0.63101763599014393,3.5207288261106608E+21,0,false,0,3.4933084286245204E-19,3.4933084286245204E-19,1.1110298047717449E+18,0,false,0,1.133184461139989E-15,1.133184461139989E-15,351613681542795.06,0,false,0,3.2672775119643997E-12,3.2672775119643997E-12,121870044853.08881,0,false,0,1.0328641526415137E-8,1.0328641526415137E-8,38551367.661686204,0,false,0,3.2662032358870087E-5,3.2662032358870087E-5,12191.012872548772,0,false,0,0.10328641526415158,0.10328641526415158]
[null,14,4,549.34591533224477,null,264,17,12,1652.5630189282367,1,0.68252358335452235,0.68252358335452235,3.8126538983589014E+21,0,false,0,3.7739353368477902E-19,3.7739353368477902E-19,1.2031520533308012E+18,0,false,0,1.224216231816321E-15,1.224216231816321E-15,380768113609987.81,0,false,0,3.5297467457075826E-12,3.5297467457075826E-12,131975032600.16872,0,false,0,1.1158369217778786E-8,1.1158369217778786E-8,41747896.376548678,0,false,0,3.528586170129231E-5,3.528586170129231E-5,13201.844007058406,0,false,0,0.11158369217778764,0.11158369217778764]
[null,14,5,616.59935834875478,null,265,11,14,1671.9938889808998,1,0.13193968719168861,0.13193968719168861,8.4432601652687366E+20,0,false,0,6.3683546630348264E-20,6.3683546630348264E-20,2.6644238043798893E+17,0,false,0,2.0658125941719197E-16,2.0658125941719197E-16,84322478031156.281,0,false,0,5.9562968469234178E-13,5.9562968469234178E-13,29226349027.974258,0,false,0,1.8829271383134138E-9,1.8829271383134138E-9,9245222.8777336031,0,false,0,5.9543384252132768E-6,5.9543384252132768E-6,2923.5961769534633,0,false,0,1.8829271383134137E-2,1.8829271383134137E-2]
[null,14,6,697.27499474117894,null,266,5,15,1672.1479084085418,1,0.79516755941492467,0.79516755941492467,5.0939947553578707E+21,0,false,0,3.8339401348536408E-19,3.8339401348536408E-19,1.6075023888748823E+18,0,false,0,1.2436810188752003E-15,1.2436810188752003E-15,508735076785142.31,0,false,0,3.5858689951855352E-12,3.5858689951855352E-12,176328652383.79202,0,false,0,1.1335785000304415E-8,1.1335785000304415E-8,55778355.670022674,0,false,0,3.5846899666934343E-5,3.5846899666934343E-5,17638.664805623921,0,false,0,0.11335785000304409,0.11335785000304409]
[null,14,7,791.3728245095175,null,267,6,15,1695.8450828260654,1,0.22675417975782144,0.22675417975782144,1.7108496955058831E+21,0,false,0,9.2829339147973797E-20,9.2829339147973797E-20,5.3988963566147616E+17,0,false,0,3.0112647311189699E-16,3.0112647311189699E-16,170861827114284.59,0,false,0,8.6822912561462875E-13,8.6822912561462875E-13,59221070245.994598,0,false,0,2.7446788246263002E-9,2.7446788246263002E-9,18733506.294545449,0,false,0,8.6794365314529576E-6,8.6794365314529576E-6,5924.054845186477,0,false,0,2.7446788246263044E-2,2.7446788246263044E-2]
[null,14,8,898.89284765377056,null,268,15,13,1697.0060249369958,1,0.60395673222637658,0.60395673222637658,4.5932273455159748E+21,0,false,0,2.4529021554669265E-19,2.4529021554669265E-19,1.4494761547990034E+18,0,false,0,7.9569000678429689E-16,7.9569000678429689E-16,458723649814303.87,0,false,0,2.2941896529765017E-12,2.2941896529765017E-12,158994586139.9538,0,false,0,7.2524792988760939E-9,7.2524792988760939E-9,50295039.719463944,0,false,0,2.2934353267669509E-5,2.2934353267669509E-5,15904.688052214236,0,false,0,7.2524792988760953E-2,7.2524792988760953E-2]
[null,14,9,1019.8350641739379,null,269,20,11,1716.2053537243601,1,0.29729388707176602,0.29729388707176602,2.5769432500746736E+21,0,false,0,1.0593845074099959E-19,1.0593845074099959E-19,8.1320115733002547E+17,0,false,0,3.4365075019789319E-16,3.4365075019789319E-16,257358219856590.84,0,false,0,9.9083812617914957E-13,9.9083812617914957E-13,89200902705.534027,0,false,0,3.1322750450592381E-9,3.1322750450592381E-9,28217079.923952986,0,false,0,9.9051234004937376E-6,9.9051234004937376E-6,8923.0241478702155,0,false,0,3.1322750450592428E-2,3.1322750450592428E-2]
[null,14,10,1154.1994740700193,null,270,12,14,1719.3463877355716,1,6.931164914118948E-2,6.931164914118948E-2,6.1370298424777913E+20,0,false,0,2.4179134022592606E-20,2.4179134022592606E-20,1.9366510187320682E+17,0,false,0,7.8434010388860002E-17,7.8434010388860002E-17,61290254468005.5,0,false,0,2.2614648109355542E-13,2.2614648109355542E-13,21243331682.370613,0,false,0,7.1490282876865178E-10,7.1490282876865178E-10,6719940.8274071869,0,false,0,2.2607212446062967E-6,2.2607212446062967E-6,2125.0318756163078,0,false,0,7.1490282876865447E-3,7.1490282876865447E-3]
[null,14,11,1301.9860773420153,null,271,7,15,1723.4848112997802,1,0.55056081936830958,0.55056081936830958,5.0129867704480154E+21,0,false,0,1.8676717852710955E-19,1.8676717852710955E-19,1.5819388507256709E+18,0,false,0,6.0584877883574681E-16,6.0584877883574681E-16,500644843990933.31,0,false,0,1.7468260099064181E-12,1.7468260099064181E-12,173524560605.63422,0,false,0,5.5221326010026867E-9,5.5221326010026867E-9,54891332.33933311,0,false,0,1.7462516560638336E-5,1.7462516560638336E-5,17358.163399355115,0,false,0,5.5221326010026953E-2,5.5221326010026953E-2]
[null,14,12,1463.1948739899256,null,272,18,12,1723.5708420200567,1,0.52092233609080463,0.52092233609080463,4.745874846278895E+21,0,false,0,1.7661036619105634E-19,1.7661036619105634E-19,1.4976468408551951E+18,0,false,0,5.7290138197945154E-16,5.7290138197945154E-16,473968490406258.62,0,false,0,1.6518297471461335E-12,1.6518297471461335E-12,164278480095.86343,0,false,0,5.2218268140570508E-9,5.2218268140570508E-9,51966503.275789507,0,false,0,1.6512866279360867E-5,1.6512866279360867E-5,16433.25123860957,0,false,0,5.2218268140570699E-2,5.2218268140570699E-2]
[null,14,13,1637.8258640137501,null,273,8,15,1755.0670938296864,1,0.82066114706006366,0.82066114706006366,9.2288317222284354E+21,0,false,0,2.2540706902343859E-19,2.2540706902343859E-19,2.9123251500019415E+18,0,false,0,7.3119162898833919E-16,7.3119162898833919E-16,921679475603477.37,0,false,0,2.1082233725009561E-12,2.1082233725009561E-12,319456053413.82489,0,false,0,6.6645956434476515E-9,6.6645956434476515E-9,101054100.55238402,0,false,0,2.1075301917330059E-5,2.1075301917330059E-5,31956.11246452124,0,false,0,6.6645956434476614E-2,6.6645956434476614E-2]
[null,14,14,1825.8790474134889,null,274,16,13,1760.128739916433,1,0.28885977816267472,0.28885977816267472,3.3590125460217853E+21,0,false,0,7.6727144217685002E-20,7.6727144217685002E-20,1.0599973010006401E+18,0,false,0,2.4889301746929259E-16,2.4889301746929259E-16,335463145839577.69,0,false,0,7.1762593536121772E-13,7.1762593536121772E-13,116272235058.21324,0,false,0,2.2685863105481956E-9,2.2685863105481956E-9,36780602.550681308,0,false,0,7.1738998100103533E-6,7.1738998100103533E-6,11631.047777355197,0,false,0,2.2685863105481919E-2,2.2685863105481919E-2]
[null,14,15,2027.3544241891427,null,275,13,14,1770.6414405464345,1,5.7171069643873466E-2,5.7171069643873466E-2,7.1247536290285473E+20,0,false,0,1.4169981965321042E-20,1.4169981965321042E-20,2.2483451650126096E+17,0,false,0,4.5965604543135509E-17,4.5965604543135509E-17,71154609665168.219,0,false,0,1.3253127906162043E-13,1.3253127906162043E-13,24662338033.460964,0,false,0,4.1896290335061099E-10,4.1896290335061099E-10,7801481.1766982265,0,false,0,1.3248770297049214E-6,1.3248770297049214E-6,2467.0449641296914,0,false,0,4.1896290335061166E-3,4.1896290335061166E-3]
[null,14,16,2242.2519943407096,null,276,9,15,1790.591930415784,1,0.3347117170835926,0.3347117170835926,4.7516034651749561E+21,0,false,0,7.2826284665233549E-20,7.2826284665233549E-20,1.4994546103961208E+18,0,false,0,2.3623912927062426E-16,2.3623912927062426E-16,474540605124456.06,0,false,0,6.8114135075190469E-13,6.8114135075190469E-13,164476776265.86035,0,false,0,2.1532498586276585E-9,2.1532498586276585E-9,52029230.655307598,0,false,0,6.809173924698968E-6,6.809173924698968E-6,16453.087377702697,0,false,0,2.1532498586276601E-2,2.1532498586276601E-2]
[null,14,17,2470.5717578681924,null,277,19,12,1798.521219168068,1,0.12058856374550288,0.12058856374550288,1.8021314492659125E+21,0,false,0,2.492368723787342E-20,2.492368723787342E-20,5.6869524781401741E+17,0,false,0,8.0849245548557108E-17,8.0849245548557108E-17,179978096807995.5,0,false,0,2.3311025777245954E-13,2.3311025777245954E-13,62380788581.158722,0,false,0,7.369169835880823E-10,7.369169835880823E-10,19733025.605407398,0,false,0,2.3303361145992532E-6,2.3303361145992532E-6,6240.1306039510737,0,false,0,7.3691698358808178E-3,7.3691698358808178E-3]
[null,14,18,2712.3137147715879,null,278,14,14,1825.8790474134889,1,0.13098384846074124,0.13098384846074124,2.333072071199651E+21,0,false,0,2.2714012013330444E-20,2.2714012013330444E-20,7.3624318594479642E+17,0,false,0,7.3681342456748446E-17,7.3681342456748446E-17,233002909561034.47,0,false,0,2.1244325307646798E-13,2.1244325307646798E-13,80759300703.284393,0,false,0,6.7158366490058846E-10,6.7158366490058846E-10,25546732.974998828,0,false,0,2.1237340204491386E-6,2.1237340204491386E-6,8078.5862977125644,0,false,0,6.7158366490058961E-3,6.7158366490058961E-3]
[null,14,19,2967.4778650508993,null,279,17,13,1827.1940089520613,1,0.91555870023606745,0.91555870023606745,1.6444921089761433E+22,0,false,0,1.5744435977133133E-19,1.5744435977133133E-19,5.1894929630318131E+18,0,false,0,5.1072931472373997E-16,5.1072931472373997E-16,1642347233382190.7,0,false,0,1.4725708496030237E-12,1.4725708496030237E-12,569241020765.78003,0,false,0,4.6551467918174159E-9,4.6551467918174159E-9,180069022.75378022,0,false,0,1.4720866704568746E-5,1.4720866704568746E-5,56942.824794262953,0,false,0,4.6551467918174314E-2,4.6551467918174314E-2]
[null,14,20,3236.0642087061233,null,280,10,15,1830.059321058073,1,0.45959727578472848,0.45959727578472848,8.4068849778726892E+21,0,false,0,7.7607965647980578E-20,7.7607965647980578E-20,2.6529449545884918E+18,0,false,0,2.5175028924544384E-16,2.5175028924544384E-16,839592005909218.25,0,false,0,7.2586422324808237E-13,7.2586422324808237E-13,291004362997.16992,0,false,0,2.2946294985122385E-9,2.2946294985122385E-9,92053926.808531865,0,false,0,7.2562556015086506E-6,7.2562556015086506E-6,29110.007627739426,0,false,0,2.2946294985122448E-2,2.2946294985122448E-2]
[null,15,1,487.29890746144667,null,281,1,16,1831.6823214519281,1,0.72994955748145607,0.72994955748145607,1.3490456565358159E+22,0,false,0,1.2199599247629683E-19,1.2199599247629683E-19,4.2571581238902497E+18,0,false,0,3.9573935660162342E-16,3.9573935660162342E-16,1347286125378422.2,0,false,0,1.1410236768716278E-12,1.1410236768716278E-12,466972217376.099,0,false,0,3.607047301125499E-9,3.607047301125499E-9,147718150.60509932,0,false,0,1.1406485099519794E-5,1.1406485099519794E-5,46712.580765989282,0,false,0,3.6070473011254996E-2,3.6070473011254996E-2]
[null,15,2,514.28577035021374,null,282,2,16,1839.6092796446862,1,0.78741914193027718,0.78741914193027718,1.5301887688262105E+22,0,false,0,1.2515650862352634E-19,1.2515650862352634E-19,4.8287880523050824E+18,0,false,0,4.0599166572461909E-16,4.0599166572461909E-16,1528192976613863.7,0,false,0,1.1705838589884677E-12,1.1705838589884677E-12,529674914203.92322,0,false,0,3.7004940693973431E-9,3.7004940693973431E-9,167553006.01770478,0,false,0,1.1701989727240798E-5,1.1701989727240798E-5,52984.91278238457,0,false,0,3.7004940693973469E-2,3.7004940693973469E-2]
[null,15,3,554.69482661489496,null,283,3,16,1851.4787918936356,1,0.11946380091210033,0.11946380091210033,2.5017886797086516E+21,0,false,0,1.7620107222138952E-20,1.7620107222138952E-20,7.894847702506752E+17,0,false,0,5.7157368482376146E-17,5.7157368482376146E-17,249852565068525.62,0,false,0,1.6480016368884957E-13,1.6480016368884957E-13,86599426899.304504,0,false,0,5.2097252467950472E-10,5.2097252467950472E-10,27394150.463396493,0,false,0,1.6474597763555206E-6,1.6474597763555206E-6,8662.791002969012,0,false,0,5.2097252467950637E-3,5.2097252467950637E-3]
[null,15,4,608.52607625549058,null,284,4,16,1867.2908581987765,1,0.65854984864582256,0.65854984864582256,1.5224505544233447E+22,0,false,0,8.7987428464487667E-20,8.7987428464487667E-20,4.8043687139750492E+18,0,false,0,2.8541993571086625E-16,2.8541993571086625E-16,1520464854997135.5,0,false,0,8.2294292711734871E-13,8.2294292711734871E-13,526996330924.89465,0,false,0,2.6015183772325028E-9,2.6015183772325028E-9,166705685.01337796,0,false,0,8.2267234468398697E-6,8.2267234468398697E-6,52716.966354086973,0,false,0,2.6015183772325114E-2,2.6015183772325114E-2]
[null,15,5,675.77951927200047,null,285,11,15,1873.4692657565536,1,0.83049349929406791,0.83049349929406791,1.9951269484944322E+22,0,false,0,1.0677964021538864E-19,1.0677964021538864E-19,6.2959847621362258E+18,0,false,0,3.4637946099090684E-16,3.4637946099090684E-16,1992524747440803.2,0,false,0,9.9870573795499685E-13,9.9870573795499685E-13,690613286934.7605,0,false,0,3.1571464376495897E-9,3.1571464376495897E-9,218462927.20054618,0,false,0,9.9837736496595342E-6,9.9837736496595342E-6,69084.04342612742,0,false,0,3.1571464376496126E-2,3.1571464376496126E-2]
[null,15,6,756.45515566442475,null,286,20,12,1877.4141503722703,1,0.65100494579702495,0.65100494579702495,1.6026540402907606E+22,0,false,0,8.1679920523235713E-20,8.1679920523235713E-20,5.0574653528994939E+18,0,false,0,2.6495918873250836E-16,2.6495918873250836E-16,1600563733187548.5,0,false,0,7.6394905562256134E-13,7.6394905562256134E-13,554758771325.15857,0,false,0,2.4150247143300737E-9,2.4150247143300737E-9,175487827.07581991,0,false,0,7.6369787028805042E-6,7.6369787028805042E-6,55494.123519335772,0,false,0,2.4150247143300715E-2,2.4150247143300715E-2]
[null,15,7,850.55298543276331,null,287,15,14,1885.0592083367346,1,8.4125254882362652E-2,8.4125254882362652E-2,2.1712110348172701E+21,0,false,0,1.0067862180058273E-20,1.0067862180058273E-20,6.851650017011191E+17,0,false,0,3.2658853955913558E-17,3.2658853955913558E-17,216837917108715.19,0,false,0,9.416431548076373E-14,9.416431548076373E-14,75156480168.628326,0,false,0,2.9767580366821205E-10,2.9767580366821205E-10,23774382.80778284,0,false,0,9.4133354391265747E-7,9.4133354391265747E-7,7518.1199637343116,0,false,0,2.9767580366821221E-3,2.9767580366821221E-3]
[null,15,8,958.07300857701625,null,288,5,16,1887.0454785601089,1,0.82986187078445761,0.82986187078445761,2.168199283881014E+22,0,false,0,9.8106761094128787E-20,9.8106761094128787E-20,6.8421458909623542E+18,0,false,0,3.1824575320540023E-16,3.1824575320540023E-16,2165371348312677.7,0,false,0,9.1758864367071522E-13,9.1758864367071522E-13,750522283958.23022,0,false,0,2.9007160042203332E-9,2.9007160042203332E-9,237414046.59398347,0,false,0,9.172869418638865E-6,9.172869418638865E-6,75076.913575432583,0,false,0,2.9007160042203418E-2,2.9007160042203418E-2]
[null,15,9,1079.0152250971837,null,289,18,13,1898.2018320438813,1,0.69878168108295136,0.69878168108295136,1.9552379586518224E+22,0,false,0,7.7138273748641149E-20,7.7138273748641149E-20,6.1701078236208118E+18,0,false,0,2.5022666895044185E-16,2.5022666895044185E-16,1952687783947431,0,false,0,7.2147121355077166E-13,7.2147121355077166E-13,676805711227.10913,0,false,0,2.2807421497273919E-9,2.2807421497273919E-9,214095152.26238072,0,false,0,7.2123399486873385E-6,7.2123399486873385E-6,67702.831714967411,0,false,0,2.2807421497273973E-2,2.2807421497273973E-2]
[null,15,10,1213.379634993265,null,290,6,16,1910.7426529776324,1,0.23664779277524561,0.23664779277524561,7.1484331402068345E+21,0,false,0,2.4198061155753469E-20,2.4198061155753469E-20,2.2558176640265772E+18,0,false,0,7.8495407581893593E-17,7.8495407581893593E-17,713910959301938.12,0,false,0,2.2632350581898682E-13,2.2632350581898682E-13,247443046725.27496,0,false,0,7.1546244604132181E-10,7.1546244604132181E-10,78274098.291612029,0,false,0,2.2624909098058971E-6,2.2624909098058971E-6,24752.443239738855,0,false,0,7.1546244604132354E-3,7.1546244604132354E-3]
[null,15,11,1361.1662382652607,null,291,12,15,1920.8217645112252,1,0.43628172282596744,0.43628172282596744,1.4010093226814578E+22,0,false,0,4.196425592187917E-20,4.196425592187917E-20,4.4211388923745306E+18,0,false,0,1.361266653248217E-16,1.361266653248217E-16,1399182016434916.7,0,false,0,3.9249002051004106E-13,3.9249002051004106E-13,484959442853.20953,0,false,0,1.2407543313044753E-9,1.2407543313044753E-9,153408081.57556638,0,false,0,3.9236097036413057E-6,3.9236097036413057E-6,48511.894925570181,0,false,0,1.2407543313044792E-2,1.2407543313044792E-2]
[null,15,12,1522.3750349131712,null,292,7,16,1938.3823814513473,1,0.5745825846791125,0.5745825846791125,2.0510670527617644E+22,0,false,0,4.9717762115782477E-20,4.9717762115782477E-20,6.4725139019612426E+18,0,false,0,1.6127804522099234E-16,1.6127804522099234E-16,2048391890236498.3,0,false,0,4.6500825628514655E-13,4.6500825628514655E-13,709976956654.46863,0,false,0,1.4700017272499766E-9,1.4700017272499766E-9,224588271.22207025,0,false,0,4.6485536224915336E-6,4.6485536224915336E-6,71021.047282138941,0,false,0,1.4700017272499808E-2,1.4700017272499808E-2]
[null,15,13,1697.0060249369958,null,293,16,14,1948.1819233161718,1,4.0235336683173861E-2,4.0235336683173861E-2,1.522994254563864E+21,0,false,0,3.2832467863644325E-21,3.2832467863644325E-21,4.8060844583303283E+17,0,false,0,1.0650431579157463E-17,1.0650431579157463E-17,152100784600130.75,0,false,0,3.0708076914758917E-14,3.0708076914758917E-14,52718453275.408096,0,false,0,9.7075536821307524E-11,9.7075536821307524E-11,16676521.923214549,0,false,0,3.0697980143887544E-7,3.0697980143887544E-7,5273.5792727089283,0,false,0,9.7075536821308026E-4,9.7075536821308026E-4]
[null,15,14,1885.0592083367346,null,294,8,16,1969.9646639812536,1,0.85646778055241779,0.85646778055241779,3.6893203868360011E+22,0,false,0,6.1413267021707968E-20,6.1413267021707968E-20,1.1642319279826424E+19,0,false,0,1.9921676347439567E-16,1.9921676347439567E-16,3684508485816346.5,0,false,0,5.7439584959664604E-13,5.7439584959664604E-13,1277058425194.9089,0,false,0,1.815801933879036E-9,1.815801933879036E-9,403974158.98624986,0,false,0,5.7420698907962189E-6,5.7420698907962189E-6,127747.84582475176,0,false,0,1.8158019338790379E-2,1.8158019338790379E-2]
[null,15,15,2086.5345851123884,null,295,13,15,1972.1168173220883,1,0.35986292447354157,0.35986292447354157,1.5699501265386853E+22,0,false,0,2.5478559308376079E-20,2.5478559308376079E-20,4.9542622244967301E+18,0,false,0,8.2649179396544158E-17,8.2649179396544158E-17,1567902474444902.5,0,false,0,2.3829995423073644E-13,2.3829995423073644E-13,543438310043.7312,0,false,0,7.5332284876242719E-10,7.5332284876242719E-10,171906805.45983315,0,false,0,2.3822160155358186E-6,2.3822160155358186E-6,54361.705053654368,0,false,0,7.5332284876242599E-3,7.5332284876242599E-3]
[null,15,16,2301.4321552639553,null,296,19,13,1973.1522091918926,1,0.1617613096144383,0.1617613096144383,7.1002516287037018E+21,0,false,0,1.1383140117678155E-20,1.1383140117678155E-20,2.2406131146384125E+18,0,false,0,3.6925446933441931E-17,3.6925446933441931E-17,709099092362266,0,false,0,1.0646605784154498E-13,1.0646605784154498E-13,245775243478.27817,0,false,0,3.3656453795219449E-10,3.3656453795219449E-10,77746519.129400611,0,false,0,1.0643105195711194E-6,1.0643105195711194E-6,24585.608059875663,0,false,0,3.3656453795219547E-3,3.3656453795219547E-3]
[null,15,17,2529.7519187914381,null,297,9,16,2005.4895005673513,1,0.34931567368875588,0.34931567368875588,1.8522505379263E+22,0,false,0,2.0348056232404771E-20,2.0348056232404771E-20,5.8451123479850854E+18,0,false,0,6.6006485279178063E-17,6.6006485279178063E-17,1849834687493818,0,false,0,1.903145625377813E-13,1.903145625377813E-13,641156610705.52954,0,false,0,6.016296095177493E-10,6.016296095177493E-10,202818209.00144628,0,false,0,1.9025198738738079E-6,1.9025198738738079E-6,64136.749140063352,0,false,0,6.0162960951775177E-3,6.0162960951775177E-3]
[null,15,18,2771.4938756948341,null,298,17,14,2015.2471923518001,1,0.12752835577011898,0.12752835577011898,7.1547887177232275E+21,0,false,0,7.0210686659390271E-21,7.0210686659390271E-21,2.2578232817256404E+18,0,false,0,2.2775446472591135E-17,2.2775446472591135E-17,714545688109308,0,false,0,6.5667776638929013E-14,6.5667776638929013E-14,247663045070.8569,0,false,0,2.0759146483777126E-10,2.0759146483777126E-10,78343690.758864477,0,false,0,6.5646185169811617E-7,6.5646185169811617E-7,24774.450310189608,0,false,0,2.0759146483777247E-3,2.0759146483777247E-3]
[null,15,19,3026.6580259741445,null,299,14,15,2027.3544241891427,1,0.82447697864496272,0.82447697864496272,4.9592257618430728E+22,0,false,0,4.2337937853512675E-20,4.2337937853512675E-20,1.5649735898820553E+19,0,false,0,1.3733884159550556E-16,1.3733884159550556E-16,4952757550628582,0,false,0,3.9598505278903955E-13,3.9598505278903955E-13,1716636230402.5366,0,false,0,1.2518029598341456E-9,1.2518029598341456E-9,543026586.5528785,0,false,0,3.9585485348161827E-6,3.9585485348161827E-6,171720.08435336585,0,false,0,1.2518029598341453E-2,1.2518029598341453E-2]
[null,15,20,3295.2443696293694,null,300,10,16,2044.9568912096399,1,0.47965017004816762,0.47965017004816762,3.1901589399712578E+22,0,false,0,2.2275291590858363E-20,2.2275291590858363E-20,1.0067124846370589E+19,0,false,0,7.2258189661374216E-17,7.2258189661374216E-17,3185998084462260,0,false,0,2.0833991837336183E-13,2.0833991837336183E-13,1104273666916.4978,0,false,0,6.5861204768837522E-10,6.5861204768837522E-10,349316849.63056117,0,false,0,2.082714165122697E-6,2.082714165122697E-6,110463.68699071222,0,false,0,6.5861204768837547E-3,6.5861204768837547E-3]
[null,16,1,550.42162244088377,null,301,20,13,2052.0451403960951,1,0.87327860393005485,0.87327860393005485,6.0466198607179459E+22,0,false,0,3.8956460097302871E-20,3.8956460097302871E-20,1.908120510037631E+19,0,false,0,1.2636976134588219E-16,1.2636976134588219E-16,6038733384830118,0,false,0,3.6435822551109034E-13,3.6435822551109034E-13,2093037748804.2002,0,false,0,1.1518230345368258E-9,1.1518230345368258E-9,662094347.14829302,0,false,0,3.6423842505831575E-6,3.6423842505831575E-6,209372.61629108177,0,false,0,1.1518230345368278E-2,1.1518230345368278E-2]
[null,16,2,577.40848532965072,null,302,1,17,2060.0020849794109,1,5.3600370224955791E-2,5.3600370224955791E-2,3.8821230041990132E+21,0,false,0,2.2858766970688073E-21,2.2858766970688073E-21,1.2250742890130284E+18,0,false,0,7.415090897714546E-18,7.415090897714546E-18,387705963488338.5,0,false,0,2.1379714044880295E-14,2.1379714044880295E-14,134379706025.1286,0,false,0,6.7586362498503074E-11,6.7586362498503074E-11,42508570.990426645,0,false,0,2.1372684426105829E-7,2.1372684426105829E-7,13442.390440870779,0,false,0,6.7586362498503114E-4,6.7586362498503114E-4]
[null,16,3,617.81754159433206,null,303,2,17,2067.9290431721688,1,5.7820375527458397E-2,5.7820375527458397E-2,4.3790056986657161E+21,0,false,0,2.3581575587036596E-21,2.3581575587036596E-21,1.3818746307302551E+18,0,false,0,7.6495607446118351E-18,7.6495607446118351E-18,437329425596709.87,0,false,0,2.2055754075671476E-14,2.2055754075671476E-14,151579302828.00943,0,false,0,6.9723485871090624E-11,6.9723485871090624E-11,47949349.983984314,0,false,0,2.204850217592144E-7,2.204850217592144E-7,15162.915827394887,0,false,0,6.9723485871090482E-4,6.9723485871090482E-4]
[null,16,4,671.64879123492767,null,304,3,17,2079.7985554211182,1,8.7722554137333823E-3,8.7722554137333823E-3,7.1007753883837281E+20,0,false,0,3.3473665679651044E-22,3.3473665679651044E-22,2.2407783965001488E+17,0,false,0,1.0858427928882034E-18,1.0858427928882034E-18,70915140001742.797,0,false,0,3.1307786687819272E-15,3.1307786687819272E-15,24579337342.206329,0,false,0,9.8971362089637062E-12,9.8971362089637062E-12,7775225.4206706583,0,false,0,3.1297492733249672E-8,3.1297492733249672E-8,2458.7421650559972,0,false,0,9.897136208963746E-5,9.897136208963746E-5]
[null,16,5,738.90223425143745,null,305,18,14,2086.2550154436203,1,9.7333441108485103E-2,9.7333441108485103E-2,8.1678471325205702E+21,0,false,0,3.5826391503840729E-21,3.5826391503840729E-21,2.5775122292149944E+18,0,false,0,1.1621622018315469E-17,1.1621622018315469E-17,815719398564685.75,0,false,0,3.3508281815648426E-14,3.3508281815648426E-14,282730066857.52112,0,false,0,1.0592765070385604E-10,1.0592765070385604E-10,89436504.020135894,0,false,0,3.3497264341492337E-7,3.3497264341492337E-7,28282.305866643408,0,false,0,1.0592765070385618E-3,1.0592765070385618E-3]
[null,16,6,819.57787064386184,null,306,15,15,2086.5345851123884,1,0.52952586741208996,0.52952586741208996,4.4505051729242375E+22,0,false,0,1.9460391080603503E-20,1.9460391080603503E-20,1.404437585973374E+19,0,false,0,6.3127013348002939E-17,6.3127013348002939E-17,4444700475003183,0,false,0,1.8201226559523704E-13,1.8201226559523704E-13,1540542574653.0779,0,false,0,5.7538407370042532E-10,5.7538407370042532E-10,487322567.7854194,0,false,0,1.8195242022795317E-6,1.8195242022795317E-6,154104.92694037221,0,false,0,5.753840737004262E-3,5.753840737004262E-3]
[null,16,7,913.6757004122004,null,307,11,16,2088.3668359081207,1,0.86672913254359574,0.86672913254359574,7.3593192306992558E+22,0,false,0,3.1529396632246118E-20,3.1529396632246118E-20,2.3223665928197235E+19,0,false,0,1.0227731980381796E-16,1.0227731980381796E-16,7349720629331772,0,false,0,2.9489319562574179E-13,2.9489319562574179E-13,2547428697382.2554,0,false,0,9.3222754879062662E-10,9.3222754879062662E-10,805832642.65717781,0,false,0,2.9479623517341327E-6,2.9479623517341327E-6,254826.65637092415,0,false,0,9.3222754879062897E-3,9.3222754879062897E-3]
[null,16,8,1021.1957235564532,null,308,4,17,2095.6106217262591,1,4.8357472563987994E-2,4.8357472563987994E-2,4.2746659635317435E+21,0,false,0,1.6897074474034754E-21,1.6897074474034754E-21,1.348948335840361E+18,0,false,0,5.4811942958728678E-18,5.4811942958728678E-18,426909060889949.31,0,false,0,1.5803766708552268E-14,1.5803766708552268E-14,147967582406.25009,0,false,0,4.9959466406509882E-11,4.9959466406509882E-11,46806848.05056607,0,false,0,1.5798570453123832E-7,1.5798570453123832E-7,14801.624993320036,0,false,0,4.9959466406509785E-4,4.9959466406509785E-4]
[null,16,9,1142.1379400766207,null,309,5,17,2115.3652420875915,1,6.0936955237145089E-2,6.0936955237145089E-2,6.0075265775660968E+21,0,false,0,1.9092039031541944E-21,1.9092039031541944E-21,1.8957839158569388E+18,0,false,0,6.1932126532955837E-18,6.1932126532955837E-18,599969109020447.25,0,false,0,1.7856708349644602E-14,1.7856708349644602E-14,207950560700.49603,0,false,0,5.6449303345014663E-11,5.6449303345014663E-11,65781370.070739172,0,false,0,1.7850837090000839E-7,1.7850837090000839E-7,20801.895702996655,0,false,0,5.6449303345014793E-4,5.6449303345014793E-4]
[null,16,10,1276.5023499727022,null,310,12,16,2135.7193346627923,1,0.45531732577196493,0.45531732577196493,5.0174450480753169E+22,0,false,0,1.2762396744326209E-20,1.2762396744326209E-20,1.5833457410505329E+19,0,false,0,4.1399578574481808E-17,4.1399578574481808E-17,5010900902701269,0,false,0,1.1936619034215398E-13,1.1936619034215398E-13,1736788839066.4426,0,false,0,3.7734492582991179E-10,3.7734492582991179E-10,549401497.03134036,0,false,0,1.1932694291298267E-6,1.1932694291298267E-6,173736.00805252651,0,false,0,3.7734492582991311E-3,3.7734492582991311E-3]
[null,16,11,1424.288953244698,null,311,6,17,2139.0624165051149,1,1.7377103904873622E-2,1.7377103904873622E-2,1.950040534535173E+21,0,false,0,4.7829701470912686E-22,4.7829701470912686E-22,6.1537064096328563E+17,0,false,0,1.551534185864698E-18,1.551534185864698E-18,194749713871897.34,0,false,0,4.4734929999128043E-15,4.4734929999128043E-15,67500662262.500443,0,false,0,1.4141775652000568E-11,1.4141775652000568E-11,21352604.337069705,0,false,0,4.4720221219434367E-8,4.4720221219434367E-8,6752.2863681530198,0,false,0,1.4141775652000538E-4,1.4141775652000538E-4]
[null,16,12,1585.4977498926085,null,312,16,15,2149.6573000918256,1,0.25326106396430043,0.25326106396430043,3.0101145787593401E+22,0,false,0,6.5817342095696061E-21,6.5817342095696061E-21,9.4989622261652255E+18,0,false,0,2.1350301829988872E-17,2.1350301829988872E-17,3006188551228000,0,false,0,6.155869890114671E-14,6.155869890114671E-14,1041951302826.101,0,false,0,1.9460169252663097E-10,1.9460169252663097E-10,329602305.54804575,0,false,0,6.1538458490792112E-7,6.1538458490792112E-7,104229.40075745771,0,false,0,1.9460169252663092E-3,1.9460169252663092E-3]
[null,16,13,1760.128739916433,null,313,19,14,2161.2053925916312,1,2.2531765398582787E-2,2.2531765398582787E-2,2.850119604830121E+21,0,false,0,5.501914905521223E-22,5.501914905521223E-22,8.9940690820789466E+17,0,false,0,1.7847506467976177E-18,1.7847506467976177E-18,284640225529291.19,0,false,0,5.1459191797242276E-15,5.1459191797242276E-15,98656903508.534973,0,false,0,1.6267474781877386E-11,1.6267474781877386E-11,31208313.446555868,0,false,0,5.1442272090083442E-8,5.1442272090083442E-8,9868.9352423575856,0,false,0,1.626747478187741E-4,1.626747478187741E-4]
[null,16,14,1948.1819233161718,null,314,7,17,2166.7021449788299,1,4.2191736330211893E-2,4.2191736330211893E-2,5.4969470291350798E+21,0,false,0,1.000275791311854E-21,1.000275791311854E-21,1.7346612835750106E+18,0,false,0,3.2447664061984526E-18,3.2447664061984526E-18,548977747966768.69,0,false,0,9.3555397855390742E-15,9.3555397855390742E-15,190276847233.30466,0,false,0,2.9575087018810007E-11,2.9575087018810007E-11,60190612.910992824,0,false,0,9.3524636977118919E-8,9.3524636977118919E-8,19033.943056027463,0,false,0,2.9575087018810078E-4,2.9575087018810078E-4]
[null,16,15,2149.6573000918256,null,315,13,16,2187.014387473655,1,0.37556426465550552,0.37556426465550552,5.4537466893109553E+22,0,false,0,7.9884050002232116E-21,7.9884050002232116E-21,1.7210286332087489E+19,0,false,0,2.5913361503869057E-17,2.5913361503869057E-17,5446633485115248,0,false,0,7.4715234989914964E-14,7.4715234989914964E-14,1887814672673.7761,0,false,0,2.3619263314695686E-10,2.3619263314695686E-10,597175767.11408925,0,false,0,7.4690668729696457E-7,7.4690668729696457E-7,188843.5587538805,0,false,0,2.361926331469563E-3,2.361926331469563E-3]
[null,16,16,2364.5548702433925,null,316,8,17,2198.2844275087364,1,6.2890633541512933E-2,6.2890633541512933E-2,9.6950577706433637E+21,0,false,0,1.2601088200017675E-21,1.2601088200017675E-21,3.0594512313145349E+18,0,false,0,4.0876314340605619E-18,4.0876314340605619E-18,968241271586887.75,0,false,0,1.1785747792790319E-14,1.1785747792790319E-14,335594470269.62518,0,false,0,3.7257552695388076E-11,3.7257552695388076E-11,106159194.60921732,0,false,0,1.1781872656117213E-7,1.1781872656117213E-7,33570.484953419465,0,false,0,3.7257552695388167E-4,3.7257552695388167E-4]
[null,16,17,2592.8746337708749,null,317,17,15,2216.7225691274539,1,0.80272640247260429,0.80272640247260429,1.3636645127444368E+23,0,false,0,1.4595335068150308E-20,1.4595335068150308E-20,4.3032905747595608E+19,0,false,0,4.7345395467619074E-17,4.7345395467619074E-17,1.3618859145281488E+16,0,false,0,1.3650958975451578E-13,1.3650958975451578E-13,4720325351393.8096,0,false,0,4.3153928992235357E-10,4.3153928992235357E-10,1493188899.0746365,0,false,0,1.3646470560063869E-6,1.3646470560063869E-6,472187.78979551303,0,false,0,4.3153928992235389E-3,4.3153928992235389E-3]
[null,16,18,2834.6165906742708,null,318,9,17,2233.8092640948339,1,2.5650333291109398E-2,2.5650333291109398E-2,4.764367369352803E+21,0,false,0,4.2654739776802318E-22,4.2654739776802318E-22,1.5034824917432067E+18,0,false,0,1.3836650641258585E-18,1.3836650641258585E-18,475815330773744.37,0,false,0,3.989480886069716E-15,3.989480886069716E-15,164918598868.93002,0,false,0,1.2611698209842254E-11,1.2611698209842254E-11,52168993.183767639,0,false,0,3.9881691505769722E-8,3.9881691505769722E-8,16497.284169850423,0,false,0,1.2611698209842272E-4,1.2611698209842272E-4]
[null,16,19,3089.7807409535812,null,319,20,14,2240.0983237958339,1,0.12163915263948648,0.12163915263948648,2.3344350626030853E+22,0,false,0,1.9577241034558626E-21,1.9577241034558626E-21,7.3667330259042724E+18,0,false,0,6.3506059615494089E-18,6.3506059615494089E-18,2331390309293500.5,0,false,0,1.8310515857801121E-14,1.8310515857801121E-14,808064806571.16382,0,false,0,5.7883896842683481E-11,5.7883896842683481E-11,255616574.93559909,0,false,0,1.8304495386910969E-7,1.8304495386910969E-7,80833.058448759824,0,false,0,5.7883896842683778E-4,5.7883896842683778E-4]
[null,16,20,3358.3670846088062,null,320,14,16,2242.2519943407096,1,0.86045010239156916,0.86045010239156916,1.6698843119407156E+23,0,false,0,1.3694668053041508E-20,1.3694668053041508E-20,5.2696226625794056E+19,0,false,0,4.4423747159042748E-17,4.4423747159042748E-17,1.6677063178440358E+16,0,false,0,1.2808568690036123E-13,1.2808568690036123E-13,5780305330146.7187,0,false,0,4.0490932888742575E-10,4.0490932888742575E-10,1828494247.6874945,0,false,0,1.2804357251344825E-6,1.2804357251344825E-6,578220.65112085501,0,false,0,4.0490932888742701E-3,4.0490932888742701E-3]
[null,17,1,617.48689147651214,null,321,10,17,2273.2766547371225,1,{"$f":"ABS(SIN(G330*3.1416*$J$2/$C$2)*SIN(H330*3.1416*$K$2/$D$2))*(1/F330^$N$2)+(1-1/F330^$N$2)","v":3.5220826466077992E-2},3.5220826466077992E-2,8.0194982050165812E+21,0,false,0,4.7779148306406288E-22,4.7779148306406288E-22,2.5306980358751073E+18,0,{"$f":"AND($I330>44.548,$I330<89.095)","v":false},0,1.549894306030146E-18,{"$f":"IF($I330>89.095,W330,0)","v":1.549894306030146E-18},800903854644978.25,0,false,0,4.468764782495875E-15,4.468764782495875E-15,277594968035.15649,0,false,0,1.412682863186538E-11,1.412682863186538E-11,87812109.092582434,0,false,0,4.4672954591575021E-8,4.4672954591575021E-8,27768.627087574147,0,false,0,1.4126828631865404E-4,1.4126828631865404E-4]
[null,17,2,{"$f":"3.141625/2*SQRT($H$2/$I$2)*((1+($D$8-1)/B331)*(B331/$C$2)^2+(1+($D$8-1)/C331)*(C331/$D$2)^2)","v":644.47375436527909},null,322,18,15,2287.7303922192741,{"$f":"IF(ABS(I331-I330)>0.0001,1,$M$2)","v":1},0.6126647093461578,{"$f":"$J331*$K331","v":0.6126647093461578},{"$f":"10^(LOG10($I331/22.27)/LOG10(2)*70/20)*$L331","v":1.5016672877465674E+23},{"$f":"IF($I331<22.27,M331,0)","v":0},{"$f":"AND($I331>22.27,$I331<44.45)","v":false},{"$f":"IF($O331=TRUE,$L331,0)","v":0},{"$f":"10^(LOG10(44.45/$I331)/LOG10(2)*70/20)*$L331","v":7.7207328028593035E-21},{"$f":"IF($I331>44.45,Q331,0)","v":7.7207328028593035E-21},{"$f":"10^(LOG10($I331/44.548)/LOG10(2)*70/20)*$L331","v":4.7387833483906277E+19},{"$f":"IF($I331<44.528,S331,0)","v":0},false,{"$f":"IF($U331=TRUE,$L331,0)","v":0},{"$f":"10^(LOG10(89.095/$I331)/LOG10(2)*70/20)*$L331","v":2.5045067218009121E-17},2.5045067218009121E-17,{"$f":"10^(LOG10($I331/89.09)/LOG10(2)*70/20)*$L331","v":1.4997086954869108E+16},{"$f":"IF($I331<89.09,Y331,0)","v":0},{"$f":"AND($I331>89.09,$I331<176.78)","v":false},{"$f":"IF($AA331=TRUE,$L331,0)","v":0},{"$f":"10^(LOG10(176.78/$I331)/LOG10(2)*70/20)*$L331","v":7.2211707549111401E-14},{"$f":"IF($I331>176.78,AC331,0)","v":7.2211707549111401E-14},{"$f":"10^(LOG10($I331/176.78)/LOG10(2)*70/20)*$L331","v":5198022021885.1602},{"$f":"IF($I331<176.78,AE331,0)","v":0},{"$f":"AND($I331>176.78,$I331<353.55)","v":false},{"$f":"IF($AG331=TRUE,$L331,0)","v":0},{"$f":"10^(LOG10(353.55/$I331)/LOG10(2)*70/20)*$L331","v":2.2827838729764491E-10},{"$f":"IF($I331>353.55,AI331,0)","v":2.2827838729764491E-10},{"$f":"10^(LOG10($I331/353.55)/LOG10(2)*70/20)*$L331","v":1644299534.9743497},{"$f":"IF($I331<353.55,AK331,0)","v":0},{"$f":"AND($I331>353.55,$I331<707.1)","v":false},{"$f":"IF($AM331=TRUE,$L331,0)","v":0},{"$f":"10^(LOG10(707.1/$I331)/LOG10(2)*70/20)*$L331","v":7.2187964445060923E-7},{"$f":"IF($I331>707.1,AO331,0)","v":7.2187964445060923E-7},{"$f":"10^(LOG10($I331/707.1)/LOG10(2)*70/20)*$L331","v":519973.16860746295},{"$f":"IF($I331<707.1,AQ331,0)","v":0},{"$f":"AND($I331>707.1,$I331<1414.2)","v":false},{"$f":"IF($AS331=TRUE,$L331,0)","v":0},{"$f":"10^(LOG10(1414.2/$I331)/LOG10(2)*70/20)*$L331","v":2.282783872976455E-3},{"$f":"IF($I331>1414.2,AU331,0)","v":2.282783872976455E-3}]
[null,17,3,684.88281062996043,null,323,15,16,2301.4321552639553,1,0.55262984732763709,0.55262984732763709,1.4519018051575262E+23,0,false,0,6.497075934891676E-21,6.497075934891676E-21,4.5817393466054787E+19,0,false,0,2.107568124227919E-17,2.107568124227919E-17,1.4500081209436182E+16,0,false,0,6.0766893417294924E-14,6.0766893417294924E-14,5025758780527.8096,0,false,0,1.9209860701540362E-10,1.9209860701540362E-10,1589807197.9922202,0,false,0,6.0746913351427791E-7,6.0746913351427791E-7,502741.1786185666,0,false,0,1.9209860701540444E-3,1.9209860701540444E-3]
[null,17,4,738.71406027055605,null,324,1,18,2301.7440418828064,1,0.77737315121425188,0.77737315121425188,2.045581041664229E+23,0,false,0,9.1249164609523427E-21,9.1249164609523427E-21,6.4552017994401178E+19,0,false,0,2.9600058952775893E-17,2.9600058952775893E-17,2.0429130344249304E+16,0,false,0,8.5344981585728059E-14,8.5344981585728059E-14,7080779736553.75,0,false,0,2.6979579103689561E-10,2.6979579103689561E-10,2239875625.5843024,0,false,0,8.5316920280342856E-7,8.5316920280342856E-7,708310.86523409095,0,false,0,2.6979579103689482E-3,2.6979579103689482E-3]
[null,17,5,805.96750328706605,null,325,2,18,2309.6710000755647,1,0.83857643780311819,0.83857643780311819,2.2966226007436975E+23,0,false,0,9.4576271754679831E-21,9.4576271754679831E-21,7.2474089478724919E+19,0,false,0,3.0679329848682732E-17,3.0679329848682732E-17,2.2936271654126668E+16,0,false,0,8.8456811696746598E-14,8.8456811696746598E-14,7949760211224.4199,0,false,0,2.7963302634675501E-10,2.7963302634675501E-10,2514761761.9621248,0,false,0,8.8427727226162103E-7,8.8427727226162103E-7,795237.49404984829,0,false,0,2.7963302634675564E-3,2.7963302634675564E-3]
[null,17,6,886.64313967949022,null,326,11,17,2316.6865994356031,1,6.364412706733058E-2,6.364412706733058E-2,1.8055921599364702E+22,0,false,0,6.9292067731822575E-22,6.9292067731822575E-22,5.697873378018007E+18,0,false,0,2.2477458271521049E-18,2.2477458271521049E-18,1803237165020228.5,0,false,0,6.4808596001022902E-15,6.4808596001022902E-15,625005810972.75879,0,false,0,2.0487539043549821E-11,2.0487539043549821E-11,197709197.84715581,0,false,0,6.4787287029245181E-8,6.4787287029245181E-8,62521.137956186976,0,false,0,2.0487539043549885E-4,2.0487539043549885E-4]
[null,17,7,980.74096944782877,null,327,3,18,2321.5405123245141,1,0.12722516291604261,0.12722516291604261,3.6983058639946051E+22,0,false,0,1.3518537761131532E-21,1.3518537761131532E-21,1.1670674581885665E+19,0,false,0,4.3852403076472736E-18,4.3852403076472736E-18,3693482243410865.5,0,false,0,1.2643834726891595E-14,1.2643834726891595E-14,1280168748535.4268,0,false,0,3.9970169639733433E-11,3.9970169639733433E-11,404958053.09075314,0,false,0,1.2639677452486901E-7,1.2639677452486901E-7,128058.98045941735,0,false,0,3.9970169639733468E-4,3.9970169639733468E-4]
[null,17,8,1088.2609925920817,null,328,4,18,2337.352578629655,1,0.70133472351132597,0.70133472351132597,2.2061262510791224E+23,0,false,0,6.8866313310546561E-21,6.8866313310546561E-21,6.9618313113480708E+19,0,false,0,2.233934899651433E-17,2.233934899651433E-17,2.2032488481853716E+16,0,false,0,6.4410389580182179E-14,6.4410389580182179E-14,7636507054353.3408,0,false,0,2.0361656520277313E-10,2.0361656520277313E-10,2415669834.6859703,0,false,0,6.4389211538094563E-7,6.4389211538094563E-7,763901.87525701104,0,false,0,2.0361656520277269E-3,2.0361656520277269E-3]
[null,17,9,1209.2032091122492,null,329,5,18,2357.1071989909874,1,0.88377659929009122,0.88377659929009122,3.0658048896135279E+23,0,false,0,7.8691350169291484E-21,7.8691350169291484E-21,9.6747030975925731E+19,0,false,0,2.5526464971510292E-17,2.5526464971510292E-17,3.0618062264107136E+16,0,false,0,7.3599707568756879E-14,7.3599707568756879E-14,10612285065441.201,0,false,0,2.3266618557590054E-10,2.3266618557590054E-10,3357002976.2574162,0,false,0,7.3575508092326232E-7,7.3575508092326232E-7,1061577.5516937566,0,false,0,2.326661855759013E-3,2.326661855759013E-3]
[null,17,10,1343.5676190083307,null,330,19,15,2362.6807693672849,1,0.14182605014028554,0.14182605014028554,5.0568924793391221E+22,0,false,0,1.2286121603091912E-21,1.2286121603091912E-21,1.5957940930879687E+19,0,false,0,3.9854603086912959E-18,3.9854603086912959E-18,5050296883531204,0,false,0,1.1491160784462235E-14,1.1491160784462235E-14,1750443569251.3125,0,false,0,3.6326293077489845E-11,3.6326293077489845E-11,553720922.07391047,0,false,0,1.1487382507567563E-7,1.1487382507567563E-7,175101.93018421595,0,false,0,3.632629307748991E-4,3.632629307748991E-4]
[null,17,11,1491.3542222803264,null,331,12,17,2364.0390981902751,1,3.3434059903288765E-2,3.3434059903288765E-2,1.2001042208220487E+22,0,false,0,2.8770392219456034E-22,2.8770392219456034E-22,3.7871464234257603E+18,0,false,0,9.3327463263319544E-19,9.3327463263319544E-19,1198538950767314.7,0,false,0,2.6908833682926595E-15,2.6908833682926595E-15,415416132407.83386,0,false,0,8.5065225095548414E-12,8.5065225095548414E-12,131409322.71220188,0,false,0,2.6899986097684883E-8,2.6899986097684883E-8,41555.276555065095,0,false,0,8.5065225095548767E-5,8.5065225095548767E-5]
[null,17,12,1652.5630189282367,null,332,16,16,2364.5548702433925,1,0.26431121069994168,0.26431121069994168,9.5114551879238741E+22,0,false,0,2.268666797990596E-21,2.268666797990596E-21,3.0015121079939539E+19,0,false,0,7.3592641918520519E-18,7.3592641918520519E-18,9499049602038672,0,false,0,2.1218750541685068E-14,2.1218750541685068E-14,3292390660063.8643,0,false,0,6.7077518570414992E-11,6.7077518570414992E-11,1041487782.9497019,0,false,0,2.1211773847475336E-7,2.1211773847475336E-7,329347.354936013,0,false,0,6.7077518570415082E-4,6.7077518570415082E-4]
[null,17,13,1827.1940089520613,null,333,6,18,2380.8043734085104,1,0.2520224014277363,0.2520224014277363,9.8209192967507305E+22,0,false,0,1.9976190086737164E-21,1.9976190086737164E-21,3.0991691174926352E+19,0,false,0,6.480019918533851E-18,6.480019918533851E-18,9808110083502038,0,false,0,1.8683651323287405E-14,1.8683651323287405E-14,3399511675870.1899,0,false,0,5.9063466820957162E-11,5.9063466820957162E-11,1075373564.0669551,0,false,0,1.8677508166000853E-7,1.8677508166000853E-7,340062.97979845927,0,false,0,5.906346682095704E-4,5.906346682095704E-4]
[null,17,14,2015.2471923518001,null,334,7,18,2408.4441018822258,1,0.61191224778046216,0.61191224778046216,2.7270016354460082E+23,0,false,0,4.2411087305385773E-21,4.2411087305385773E-21,8.6055480108896043E+19,0,false,0,1.375761290377593E-17,1.375761290377593E-17,2.7234448660211848E+16,0,false,0,3.9666921670986199E-14,3.9666921670986199E-14,9439517442000.3945,0,false,0,1.2539657647558552E-10,1.2539657647558552E-10,2986019311.7524209,0,false,0,3.9653879245033993E-7,3.9653879245033993E-7,944262.21623860381,0,false,0,1.2539657647558562E-3,1.2539657647558562E-3]
[null,17,15,2216.7225691274539,null,335,13,17,2415.3341510011378,1,2.7577773590622082E-2,2.7577773590622082E-2,1.270516149404468E+22,0,false,0,1.8489481274497453E-22,1.8489481274497453E-22,4.0093440283260759E+18,0,false,0,5.9977506432345258E-19,5.9977506432345258E-19,1268859042589739.7,0,false,0,1.7293138470409417E-15,1.7293138470409417E-15,439789224793.96942,0,false,0,5.4667724879032158E-12,5.4667724879032158E-12,139119306.29974249,0,false,0,1.7287452511719427E-8,1.7287452511719427E-8,43993.387440979917,0,false,0,5.4667724879032142E-5,5.4667724879032142E-5]
[null,17,16,2431.6201392790208,null,336,17,16,2431.6201392790208,1,0.83775051710376625,0.83775051710376625,4.1731929959070665E+23,0,false,0,5.194544278872988E-21,5.194544278872988E-21,1.3169267014067413E+20,0,false,0,1.6850435567866984E-17,1.6850435567866984E-17,4.1677499902782352E+16,0,false,0,4.8584366522561592E-14,4.8584366522561592E-14,14445509515529.17,0,false,0,1.5358674118189692E-10,1.5358674118189692E-10,4569573672.2249765,0,false,0,4.8568392053757473E-7,4.8568392053757473E-7,1445026.0740170649,0,false,0,1.5358674118189674E-3,1.5358674118189674E-3]
[null,17,17,2659.9399028065036,null,337,8,18,2440.0263844121318,1,0.91211105021927974,0.91211105021927974,4.7296341253032894E+23,0,false,0,5.4331838588925512E-21,5.4331838588925512E-21,1.492521786939931E+20,0,false,0,1.7624551765782279E-17,1.7624551765782279E-17,4.7234653655091824E+16,0,false,0,5.0816353045348513E-14,5.0816353045348513E-14,16371630746301.064,0,false,0,1.606425815876278E-10,1.606425815876278E-10,5178867020.8733397,0,false,0,5.0799644702633084E-7,5.0799644702633084E-7,1637701.5485090497,0,false,0,1.6064258158762733E-3,1.6064258158762733E-3]
[null,17,18,2901.6818597098991,null,338,20,15,2441.5737005714873,1,0.76565685183082699,0.76565685183082699,3.9995859115676721E+23,0,false,0,4.5273057983410189E-21,4.5273057983410189E-21,1.2621418387981189E+20,0,false,0,1.4685999493978178E-17,1.4685999493978178E-17,3.9943693379150448E+16,0,false,0,4.2343711489940714E-14,4.2343711489940714E-14,13844568511542.959,0,false,0,1.3385854592271589E-10,1.3385854592271589E-10,4379476937.4975653,0,false,0,4.2329788939402835E-7,4.2329788939402835E-7,1384912.2082671153,0,false,0,1.3385854592271595E-3,1.3385854592271595E-3]
[null,17,19,3156.8460099892104,null,339,14,17,2470.5717578681924,1,6.318305638463366E-2,6.318305638463366E-2,3.7861620628610521E+22,0,false,0,3.2567811410216736E-22,3.2567811410216736E-22,1.1947920743960601E+19,0,false,0,1.0564580419234859E-18,1.0564580419234859E-18,3781223853331767,0,false,0,3.0460544784015941E-15,3.0460544784015941E-15,1310580175899.7546,0,false,0,9.629302886618195E-12,9.629302886618195E-12,414578153.90266728,0,false,0,3.045052940134772E-8,3.045052940134772E-8,131101.12344802479,0,false,0,9.6293028866182171E-5,9.6293028866182171E-5]
[null,17,20,3425.4323536444344,null,340,9,18,2475.5512209982298,1,0.37201012486517748,0.37201012486517748,2.2820243332994195E+23,0,false,0,1.8731638268025919E-21,1.8731638268025919E-21,7.201341468581349E+19,0,false,0,6.0763032668661244E-18,6.0763032668661244E-18,2.2790479381737856E+16,0,false,0,1.7519626945585878E-14,1.7519626945585878E-14,7899228301609.0762,0,false,0,5.5383708832459965E-11,5.5383708832459965E-11,2498776913.2769732,0,false,0,1.7513866517815927E-7,1.7513866517815927E-7,790182.64106002287,0,false,0,5.5383708832460192E-4,5.5383708832460192E-4]
[null,18,1,688.49471456833214,null,341,18,16,2502.6279623708406,1,0.63939615725233234,0.63939615725233234,4.4510724617417982E+23,0,false,0,2.8370167013213242E-21,2.8370167013213242E-21,1.404616604243554E+20,0,false,0,9.2029184013328556E-18,9.2029184013328556E-18,4.4452670239182032E+16,0,false,0,2.6534504635608094E-14,2.6534504635608094E-14,15407389417039.334,0,false,0,8.3881881921141175E-11,8.3881881921141175E-11,4873846849.2325335,0,false,0,2.6525780129210667E-7,2.6525780129210667E-7,1541245.7010410079,0,false,0,8.3881881921141221E-4,8.3881881921141221E-4]
[null,18,2,715.48157745709909,null,342,10,18,2515.0186116405189,1,0.51081223400874298,0.51081223400874298,3.7661209894971568E+23,0,false,0,2.1400051847112496E-21,2.1400051847112496E-21,1.1884677503919581E+20,0,false,0,6.9419024160675366E-18,6.9419024160675366E-18,3.7612089191076976E+16,0,false,0,2.0015383577931699E-14,2.0015383577931699E-14,13036429574134.898,0,false,0,6.3273389307497236E-11,6.3273389307497236E-11,4123836912.6226878,0,false,0,2.0008802549023572E-7,2.0008802549023572E-7,1304071.7342964441,0,false,0,6.3273389307497152E-4,6.3273389307497152E-4]
[null,18,3,755.89063372178043,null,343,15,17,2529.7519187914381,1,4.0579741586972133E-2,4.0579741586972133E-2,3.2021095407848281E+22,0,false,0,1.5884329335597009E-22,1.5884329335597009E-22,1.0104837133640024E+19,0,false,0,5.1526727589341085E-19,5.1526727589341085E-19,3197933098364929,0,false,0,1.4856550199109393E-15,1.4856550199109393E-15,1108410367949.4526,0,false,0,4.696508966988074E-12,4.696508966988074E-12,350625419.61279237,0,false,0,1.4851665387086816E-8,1.4851665387086816E-8,110877.49315287007,0,false,0,4.6965089669880694E-5,4.6965089669880694E-5]
[null,18,4,809.72188336237605,null,344,1,19,2556.9081921621173,1,0.63419018695306018,0.63419018695306018,5.6658097820399453E+23,0,false,0,2.1926209474639168E-21,2.1926209474639168E-21,1.7879489863942812E+20,0,false,0,7.1125812037572392E-18,7.1125812037572392E-18,5.6584199885255368E+16,0,false,0,2.0507496719181953E-14,2.0507496719181953E-14,19612203221827.512,0,false,0,6.4829076024588338E-11,6.4829076024588338E-11,6203963065.5080175,0,false,0,2.0500753884191252E-7,2.0500753884191252E-7,1961865.3806565802,0,false,0,6.4829076024588387E-4,6.4829076024588387E-4]
[null,18,5,876.97532637888605,null,345,11,18,2558.4285563389985,1,0.92303906497227639,0.92303906497227639,8.3035557647456233E+23,0,false,0,3.1692943030835038E-21,3.1692943030835038E-21,2.6203375482366077E+20,0,false,0,1.0280784335002926E-17,1.0280784335002926E-17,8.2927256160296016E+16,0,false,0,2.9642283860227889E-14,2.9642283860227889E-14,28742762179943.047,0,false,0,9.3706311415359893E-11,9.3706311415359893E-11,9092248991.5150108,0,false,0,2.9632537520557274E-7,2.9632537520557274E-7,2875221.5866556382,0,false,0,9.3706311415359524E-4,9.3706311415359524E-4]
[null,18,6,957.65096277131022,null,346,2,19,2564.8351503548752,1,0.68412055012974926,0.68412055012974926,6.3358546517644917E+23,0,false,0,2.2816371532317771E-21,2.2816371532317771E-21,1.9993937915941329E+20,0,false,0,7.4013383611247583E-18,7.4013383611247583E-18,6.3275909331761056E+16,0,false,0,2.1340061759596351E-14,2.1340061759596351E-14,21931563853106.832,0,false,0,6.7461012191128813E-11,6.7461012191128813E-11,6937650531.8930616,0,false,0,2.1333045178435334E-7,2.1333045178435334E-7,2193877.7291060779,0,false,0,6.7461012191128789E-4,6.7461012191128789E-4]
[null,18,7,1051.748792539649,null,347,3,19,2576.704662603825,1,0.10379178870382805,0.10379178870382805,1.0142601521364482E+23,0,false,0,3.280674498494159E-22,3.280674498494159E-22,3.2006817749175988E+19,0,false,0,1.0642087407139075E-18,1.0642087407139075E-18,1.012937274492744E+16,0,false,0,3.0684018408376078E-15,3.0684018408376078E-15,3510861993030.0137,0,false,0,9.6999482158922223E-12,9.6999482158922223E-12,1110597207.5902665,0,false,0,3.0673929547906168E-8,3.0673929547906168E-8,351201.67390080821,0,false,0,9.6999482158922459E-5,9.6999482158922459E-5]
[null,18,8,1159.2688156839017,null,348,19,16,2577.5783395188523,1,0.1480141259560275,0.1480141259560275,1.4521160994264296E+23,0,false,0,4.6600599386069647E-22,4.6600599386069647E-22,4.5824155910182199E+19,0,false,0,1.5116636902541362E-18,1.5116636902541362E-18,1.4502221357131072E+16,0,false,0,4.3585355696209618E-15,4.3585355696209618E-15,5026500560240.2393,0,false,0,1.3778367865568437E-11,1.3778367865568437E-11,1590041846.4856236,0,false,0,4.3571024894869035E-8,4.3571024894869035E-8,502815.38098743925,0,false,0,1.3778367865568457E-4,1.3778367865568457E-4]
[null,18,9,1280.2110322040694,null,349,4,19,2592.5167289089659,1,0.57215714065449474,0.57215714065449474,6.0033418986680892E+23,0,false,0,1.6843179628863362E-21,1.6843179628863362E-21,1.8944633645709079E+20,0,false,0,5.4637114991683259E-18,5.4637114991683259E-18,5.995511869292908E+16,0,false,0,1.5753359073716417E-14,1.5753359073716417E-14,20780570802078.488,0,false,0,4.9800115880419243E-11,4.9800115880419243E-11,6573554856.5388479,0,false,0,1.5748179392244691E-7,1.5748179392244691E-7,2078740.5670724073,0,false,0,4.9800115880419362E-4,4.9800115880419362E-4]
[null,18,10,1414.5754421001504,null,350,16,17,2592.8746337708749,1,1.9408435285589002E-2,1.9408435285589002E-2,2.0396954197789256E+22,0,false,0,5.7042984558716232E-23,5.7042984558716232E-23,6.4366286526367488E+18,0,false,0,1.8504012754589935E-19,1.8504012754589935E-19,2037035089029327.5,0,false,0,5.3352077113158715E-16,5.3352077113158715E-16,706040665363.31787,0,false,0,1.6865860863473601E-12,1.6865860863473601E-12,223343097.20927921,0,false,0,5.3334535028070849E-9,5.3334535028070849E-9,70627.288685771695,0,false,0,1.6865860863473655E-5,1.6865860863473655E-5]
[null,18,11,1562.3620453721462,null,351,12,18,2605.7810550936706,1,0.48489852580914872,0.48489852580914872,5.3988047186104142E+23,0,false,0,1.3452116568401747E-21,1.3452116568401747E-21,1.7036906983673663E+20,0,false,0,4.3636941244144897E-18,4.3636941244144897E-18,5.3917631740421808E+16,0,false,0,1.2581711248888446E-14,1.2581711248888446E-14,18687965069350.832,0,false,0,3.9773782546099976E-11,3.9773782546099976E-11,5911597169.8030281,0,false,0,1.2577574400592677E-7,1.2577574400592677E-7,1869411.166598276,0,false,0,3.9773782546099963E-4,3.9773782546099963E-4]
[null,18,12,1723.5708420200567,null,352,5,19,2612.2713492702983,1,0.72099537506929923,0.72099537506929923,8.2630497014605561E+23,0,false,0,1.943171383023371E-21,1.943171383023371E-21,2.6075551256740056E+20,0,false,0,6.3033988024956296E-18,6.3033988024956296E-18,8.252272383929296E+16,0,false,0,1.8174404841042983E-14,1.8174404841042983E-14,28602550422855.414,0,false,0,5.745361753682655E-11,5.745361753682655E-11,9047895557.4575729,0,false,0,1.8168429123256486E-7,1.8168429123256486E-7,2861195.7992884801,0,false,0,5.7453617536826684E-4,5.7453617536826684E-4]
[null,18,13,1898.2018320438813,null,353,6,19,2635.9685236878217,1,0.20560284803785875,0.20560284803785875,2.6171965427251312E+23,0,false,0,4.9889416884019466E-22,4.9889416884019466E-22,8.2590381353665626E+19,0,false,0,1.6183487127864374E-18,1.6183487127864374E-18,2.6137829897147956E+16,0,false,0,4.6661373652126463E-15,4.6661373652126463E-15,9059427061970.4277,0,false,0,1.475077032232765E-11,1.475077032232765E-11,2865784647.0087466,0,false,0,4.6646031460571465E-8,4.6646031460571465E-8,906240.67680893291,0,false,0,1.4750770322327633E-4,1.4750770322327633E-4]
[null,18,14,2086.2550154436203,null,354,20,16,2656.4712707230547,1,0.79906356832109793,0.79906356832109793,1.1130416796735158E+24,0,false,0,1.7718940363045673E-21,1.7718940363045673E-21,3.5124047921537666E+20,0,false,0,5.7477970518552819E-18,5.7477970518552819E-18,1.111589963413681E+17,0,false,0,1.6572454613408444E-14,1.6572454613408444E-14,38527942969983.828,0,false,0,5.2389471750676634E-11,5.2389471750676634E-11,12187612603.858702,0,false,0,1.6567005614518718E-7,1.6567005614518718E-7,3854061.5067968932,0,false,0,5.2389471750676723E-4,5.2389471750676723E-4]
[null,18,15,2287.7303922192741,null,355,13,18,2657.0761079045337,1,0.39996404259225887,0.39996404259225887,5.5859956462706474E+23,0,false,0,8.845610640523511E-22,8.845610640523511E-22,1.7627621889834438E+20,0,false,0,2.8694026685420724E-18,2.8694026685420724E-18,5.5787099526123528E+16,0,false,0,8.2732645330017039E-15,8.2732645330017039E-15,19335926553372.465,0,false,0,2.6153757463718811E-11,2.6153757463718811E-11,6116567976.4622211,0,false,0,8.2705442956979876E-8,8.2705442956979876E-8,1934228.626886782,0,false,0,2.6153757463718853E-4,2.6153757463718853E-4]
[null,18,16,2502.6279623708406,null,356,17,17,2659.9399028065036,1,6.1516220419177085E-2,6.1516220419177085E-2,8.6997872539109725E+22,0,false,0,1.3435603214181339E-22,1.3435603214181339E-22,2.7453755775182283E+19,0,false,0,4.3583374040486228E-19,4.3583374040486228E-19,8688440309008324,0,false,0,1.2566266374210523E-15,1.2566266374210523E-15,3011431766580.3306,0,false,0,3.9724957622785525E-12,3.9724957622785525E-12,952611557.34756637,0,false,0,1.2562134604167052E-8,1.2562134604167052E-8,301242.22466184117,0,false,0,3.9724957622785554E-5,3.9724957622785554E-5]
[null,18,17,2730.9477258983238,null,357,7,19,2663.6082521615367,1,0.49920523009136303,0.49920523009136303,7.1739284302525345E+23,0,false,0,1.0729703648430041E-21,1.0729703648430041E-21,2.263863164978523E+20,0,false,0,3.4805782814388773E-18,3.4805782814388773E-18,7.1645716301081872E+16,0,false,0,1.0035449247280146E-14,1.0035449247280146E-14,24832556630996.027,0,false,0,3.1724442583198308E-11,3.1724442583198308E-11,7855326727.8698692,0,false,0,1.0032149606214283E-7,1.0032149606214283E-7,2484072.4224866363,0,false,0,3.1724442583198415E-4,3.1724442583198415E-4]
[null,18,18,2972.6896828017193,null,358,8,19,2695.1905346914427,1,0.74411095438140473,0.74411095438140473,1.2264062161062893E+24,0,false,0,1.3945290517359095E-21,1.3945290517359095E-21,3.8701471375649112E+20,0,false,0,4.5236734297109494E-18,4.5236734297109494E-18,1.2248066409263051E+17,0,false,0,1.3042974886451105E-14,1.3042974886451105E-14,42452056931090.422,0,false,0,4.1231946642693695E-11,4.1231946642693695E-11,13428934540.215818,0,false,0,1.3038686375344422E-7,1.3038686375344422E-7,4246601.9696388151,0,false,0,4.1231946642693421E-4,4.1231946642693421E-4]
[null,18,19,3227.8538330810302,null,359,14,18,2712.3137147715879,1,0.91635209680328167,0.91635209680328167,1.6256901729026818E+24,0,false,0,1.5954143303521428E-21,1.5954143303521428E-21,5.1301600453412487E+20,0,false,0,5.1753195149360199E-18,5.1753195149360199E-18,1.6235698202684822E+17,0,false,0,1.4921846926289727E-14,1.4921846926289727E-14,56273272971079.875,0,false,0,4.7171508159104128E-11,4.7171508159104128E-11,17801024348.925869,0,false,0,1.4916940644798601E-7,1.4916940644798601E-7,5629178.162672163,0,false,0,4.7171508159104327E-4,4.7171508159104327E-4]
[null,18,20,3496.4401767362551,null,360,9,19,2730.7153712775403,1,0.303490248239426,0.303490248239426,5.824548480936645E+23,0,false,0,4.8844282061247522E-22,4.8844282061247522E-22,1.8380418604426913E+20,0,false,0,1.5844458792645955E-18,1.5844458792645955E-18,5.8169516479604544E+16,0,false,0,4.5683863199447686E-15,4.5683863199447686E-15,20161677302619.621,0,false,0,1.4441756012490907E-11,1.4441756012490907E-11,6377779177.0449638,0,false,0,4.5668842411902467E-8,4.5668842411902467E-8,2016830.8613056247,0,false,0,1.4441756012490941E-4,1.4441756012490941E-4]
[null,19,1,763.44509171634331,null,361,18,17,2730.9477258983238,1,4.6951012433499174E-2,4.6951012433499174E-2,9.0197005546214998E+22,0,false,0,7.5489112049024489E-23,7.5489112049024489E-23,2.8463300189384962E+19,0,false,0,2.4487699986139607E-19,2.4487699986139607E-19,9007936353699728,0,false,0,7.0604666961242555E-16,7.0604666961242555E-16,3122169770647.9541,0,false,0,2.2319814967176007E-12,2.2319814967176007E-12,987641506.78329003,0,false,0,7.0581452249792541E-9,7.0581452249792541E-9,312319.66731558339,0,false,0,2.2319814967176044E-5,2.2319814967176044E-5]
[null,19,2,790.43195460511026,null,362,10,19,2770.1827619198293,1,0.41672664624177441,0.41672664624177441,9.4498854551071083E+23,0,false,0,5.6762630155232501E-22,5.6762630155232501E-22,2.9820826626688778E+20,0,false,0,1.8413069380956997E-18,1.8413069380956997E-18,9.4375601732967232E+16,0,false,0,5.3089862752017608E-15,5.3089862752017608E-15,32710782941573.387,0,false,0,1.6782968665630265E-11,1.6782968665630265E-11,10347460044.035944,0,false,0,5.3072406882628518E-8,5.3072406882628518E-8,3272154.1736739883,0,false,0,1.678296866563029E-4,1.678296866563029E-4]
[null,19,3,830.84101086979149,null,363,15,18,2771.4938756948341,1,0.58853327804510647,0.58853327804510647,1.3419477426812018E+24,0,false,0,7.9724711877998163E-22,7.9724711877998163E-22,4.2347593700138261E+20,0,false,0,2.5861674259487704E-18,2.5861674259487704E-18,1.3401974691797998E+17,0,false,0,7.4566206674566903E-15,7.4566206674566903E-15,46451527416193.375,0,false,0,2.3572151918712968E-11,2.3572151918712968E-11,14694094139.599947,0,false,0,7.4541689414640975E-8,7.4541689414640975E-8,4646680.5634067999,0,false,0,2.3572151918712877E-4,2.3572151918712877E-4]
[null,19,4,884.6722605103871,null,364,19,17,2805.8981030463347,1,1.0868712595894493E-2,1.0868712595894493E-2,2.860477122242147E+22,0,false,0,1.275569845815483E-23,1.275569845815483E-23,9.0267541058810092E+18,0,false,0,4.1377850193032051E-20,4.1377850193032051E-20,2856746263618400.5,0,false,0,1.1930354153737667E-16,1.1930354153737667E-16,990154290224.04114,0,false,0,3.7714687805336848E-13,3.7714687805336848E-13,313217264.5889957,0,false,0,1.1926431470704132E-9,1.1926431470704132E-9,99047.995858883092,0,false,0,3.7714687805336897E-6,3.7714687805336897E-6]
[null,19,5,951.92570352689711,null,365,11,19,2813.5927066183099,1,0.75302615772796155,0.75302615772796155,2.0459665281315564E+24,0,false,0,8.5606770520503397E-22,8.5606770520503397E-22,6.4564182718686246E+20,0,false,0,2.7769738660152608E-18,2.7769738660152608E-18,2.0432980181105862E+17,0,false,0,8.0067672783094918E-15,8.0067672783094918E-15,70821140981414.969,0,false,0,2.5311296239837616E-11,2.5311296239837616E-11,22402977265.544292,0,false,0,8.0041346649141983E-8,8.0041346649141983E-8,7084443.4528090917,0,false,0,2.5311296239837589E-4,2.5311296239837589E-4]
[null,19,6,1032.6013399193214,null,366,1,20,2825.4945358173418,1,0.2162655012266689,0.2162655012266689,6.171494609934855E+23,0,false,0,2.3408341865004207E-22,2.3408341865004207E-22,1.947527000879684E+20,0,false,0,7.5933659464817888E-19,7.5933659464817888E-19,6.16344526260466E+16,0,false,0,2.1893729262840058E-15,2.1893729262840058E-15,21362631491111.816,0,false,0,6.9211286890748837E-12,6.9211286890748837E-12,6757679147.7162914,0,false,0,2.1886530636611932E-8,2.1886530636611932E-8,2136965.7803408806,0,false,0,6.9211286890748989E-5,6.9211286890748989E-5]
[null,19,7,1126.6991696876601,null,367,2,20,2833.4214940101001,1,0.2332922784316519,0.2332922784316519,6.8778053498965344E+23,0,false,0,2.4442035015197606E-22,2.4442035015197606E-22,2.1704161588596992E+20,0,false,0,7.9286827498272117E-19,7.9286827498272117E-19,6.8688347766998448E+16,0,false,0,2.2860538364556951E-15,2.2860538364556951E-15,23807526449251.312,0,false,0,7.2267600472788886E-12,7.2267600472788886E-12,7531077110.5959568,0,false,0,2.2853021852907541E-8,2.2853021852907541E-8,2381535.6903842972,0,false,0,7.2267600472788942E-5,7.2267600472788942E-5]
[null,19,8,1234.2191928319128,null,368,16,18,2834.6165906742708,1,0.28148306503807635,0.28148306503807635,8.3393291725414218E+23,0,false,0,2.9346745054631118E-22,2.9346745054631118E-22,2.6316264955660996E+20,0,false,0,9.5197077957523066E-19,9.5197077957523066E-19,8.3284523653408944E+16,0,false,0,2.744789420271755E-15,2.744789420271755E-15,28866591847831.18,0,false,0,8.6769323645358244E-12,8.6769323645358244E-12,9131420250.2105713,0,false,0,2.7438869375163495E-8,2.7438869375163495E-8,2887608.6262849979,0,false,0,8.6769323645358135E-5,8.6769323645358135E-5]
[null,19,9,1355.1614093520802,null,369,3,20,2845.2910062590495,1,3.5394087876208777E-2,3.5394087876208777E-2,1.0954402238611059E+23,0,false,0,3.5323138078863627E-23,3.5323138078863627E-23,3.4568602075498021E+19,0,false,0,1.1458373060242771E-19,1.1458373060242771E-19,1.0940114648005082E+16,0,false,0,3.3037590884159686E-16,3.3037590884159686E-16,3791866849436.146,0,false,0,1.0443968468833386E-12,1.0443968468833386E-12,1199487972.7252977,0,false,0,3.302672817249485E-9,3.302672817249485E-9,379311.40197898459,0,false,0,1.044396846883343E-5,1.044396846883343E-5]
[null,19,10,1489.525819248162,null,370,12,19,2860.945205372981,1,0.39558593740448367,0.39558593740448367,1.3049791958672561E+24,0,false,0,3.703945725086472E-22,3.703945725086472E-22,4.118098418892703E+20,0,false,0,1.201512499205956E-18,1.201512499205956E-18,1.3032771396442294E+17,0,false,0,3.464285739543689E-15,3.464285739543689E-15,45171860994583.109,0,false,0,1.0951431403604852E-11,1.0951431403604852E-11,14289294988.477331,0,false,0,3.4631466874486004E-8,3.4631466874486004E-8,4518671.8321617916,0,false,0,1.0951431403604876E-4,1.0951431403604876E-4]
[null,19,11,1637.3124225201577,null,371,4,20,2861.1030725641908,1,0.19511158221882186,0.19511158221882186,6.4405716313957741E+23,0,false,0,1.8256948900000673E-22,1.8256948900000673E-22,2.0324391328238086E+20,0,false,0,5.9223201226046087E-19,5.9223201226046087E-19,6.4321713327090504E+16,0,false,0,1.7075651863223014E-15,1.7075651863223014E-15,22294041727287.055,0,false,0,5.3980197971936334E-12,5.3980197971936334E-12,7052313801.3912916,0,false,0,1.7070037413812108E-8,1.7070037413812108E-8,2230137.4386636773,0,false,0,5.3980197971936555E-5,5.3980197971936555E-5]
[null,19,12,1798.521219168068,null,372,5,20,2880.8576929255228,1,0.24586698025179804,0.24586698025179804,8.7919620887355915E+23,0,false,0,2.1237388951810252E-22,2.1237388951810252E-22,2.7744630175903986E+20,0,false,0,6.8891366585838445E-19,6.8891366585838445E-19,8.7804949221835856E+16,0,false,0,1.9863245617396516E-15,1.9863245617396516E-15,30433380899843.762,0,false,0,6.279244501942405E-12,6.279244501942405E-12,9627045412.7783451,0,false,0,1.9856714611227629E-8,1.9856714611227629E-8,3044339.0642255256,0,false,0,6.2792445019424202E-5,6.2792445019424202E-5]
[null,19,13,1973.1522091918926,null,373,20,17,2884.7910342505375,1,5.8675428536544019E-2,5.8675428536544019E-2,2.1317258136564736E+23,0,false,0,4.9884739578607028E-23,4.9884739578607028E-23,6.7270472437664326E+19,0,false,0,1.6181969869963656E-19,1.6181969869963656E-19,2.1289454496488088E+16,0,false,0,4.6656998986933595E-16,4.6656998986933595E-16,7378969905268.125,0,false,0,1.4749387386583506E-12,1.4749387386583506E-12,2334202651.0733361,0,false,0,4.6641658233762386E-9,4.6641658233762386E-9,738139.68977949768,0,false,0,1.4749387386583512E-5,1.4749387386583512E-5]
[null,19,14,2161.2053925916312,null,374,17,18,2901.6818597098991,1,0.89217775767864382,0.89217775767864382,3.4690082393390187E+24,0,false,0,7.0873513929342153E-22,7.0873513929342153E-22,1.094708436026334E+21,0,false,0,2.2990459139830781E-18,2.2990459139830781E-18,3.4644836867022707E+17,0,false,0,6.628771635443957E-15,6.628771635443957E-15,120079736499050.87,0,false,0,2.0955124176704844E-11,2.0955124176704844E-11,37985036241.463097,0,false,0,6.6265921050048395E-8,6.6265921050048395E-8,12011923.152706476,0,false,0,2.0955124176704929E-4,2.0955124176704929E-4]
[null,19,15,2362.6807693672849,null,375,6,20,2904.5548673430462,1,7.0112726275642051E-2,7.0112726275642051E-2,2.7577053084154654E+23,0,false,0,5.5059513208116628E-23,5.5059513208116628E-23,8.7024390168997413E+19,0,false,0,1.7860600081607058E-19,1.7860600081607058E-19,2.7541084928521772E+16,0,false,0,5.1496944229289814E-16,5.1496944229289814E-16,9545798220406.1055,0,false,0,1.6279409223807758E-12,1.6279409223807758E-12,3019639299.080977,0,false,0,5.1480012109186257E-9,5.1480012109186257E-9,954893.78972502565,0,false,0,1.6279409223807768E-5,1.6279409223807768E-5]
[null,19,16,2577.5783395188523,null,376,13,19,2912.2402581838442,1,0.32629538407633657,0.32629538407633657,1.3234421972943279E+24,0,false,0,2.4848684140997434E-22,2.4848684140997434E-22,4.1763617668644628E+20,0,false,0,8.0605945119598122E-19,8.0605945119598122E-19,1.3217160601766701E+17,0,false,0,2.3240875678347728E-15,2.3240875678347728E-15,45810957875703.078,0,false,0,7.3469937206928735E-12,7.3469937206928735E-12,14491461639.562044,0,false,0,2.3233234112344483E-8,2.3233234112344483E-8,4582602.5405973997,0,false,0,7.3469937206928788E-5,7.3469937206928788E-5]
[null,19,17,2805.8981030463347,null,377,7,20,2932.1945958167612,1,0.17023421604704517,0.17023421604704517,7.4751695206930526E+23,0,false,0,1.1974549330432941E-22,1.1974549330432941E-22,2.3589252519587365E+20,0,false,0,3.8843902585904109E-19,3.8843902585904109E-19,7.4654198182907168E+16,0,false,0,1.1199748474152523E-15,1.1199748474152523E-15,25875302807052.48,0,false,0,3.5405069435313019E-12,3.5405069435313019E-12,8185180477.0781517,0,false,0,1.1196066013200128E-8,1.1196066013200128E-8,2588381.3367110454,0,false,0,3.5405069435313352E-5,3.5405069435313352E-5]
[null,19,18,3047.6400599497306,null,378,8,20,2963.7768783466672,1,0.25374963509086967,0.25374963509086967,1.262047155703785E+24,0,false,0,1.5758750645048729E-22,1.5758750645048729E-22,3.9826185834462786E+20,0,false,0,5.1119366419587407E-19,5.1119366419587407E-19,1.2604010948148872E+17,0,false,0,1.4739096948131529E-15,1.4739096948131529E-15,43685768222667.18,0,false,0,4.6593792000484557E-12,4.6593792000484557E-12,13819196623.464323,0,false,0,1.4734250754566478E-8,1.4734250754566478E-8,4370013.6763855433,0,false,0,4.6593792000484753E-5,4.6593792000484753E-5]
[null,19,19,3302.804210229041,null,379,14,19,2967.4778650508993,1,0.74757085021364911,0.74757085021364911,3.772454492649705E+24,0,false,0,4.5758019723103412E-22,4.5758019723103412E-22,1.1904664021253468E+21,0,false,0,1.4843314863890749E-18,1.4843314863890749E-18,3.76753416160864E+17,0,false,0,4.2797294280764376E-15,4.2797294280764376E-15,130583529982722.23,0,false,0,1.3529242903543323E-11,1.3529242903543323E-11,41307719883.038803,0,false,0,4.278322259286672E-8,4.278322259286672E-8,13062647.977862652,0,false,0,1.3529242903543404E-4,1.3529242903543404E-4]
[null,19,20,3571.390553884266,null,380,18,18,2972.6896828017193,1,0.68093664903708939,0.68093664903708939,3.5070258072500704E+24,0,false,0,4.0837671364248022E-22,4.0837671364248022E-22,1.1067055687622855E+21,0,false,0,1.3247216947668323E-18,1.3247216947668323E-18,3.5024516691194022E+17,0,false,0,3.8195311984500608E-15,3.8195311984500608E-15,121395714790866.55,0,false,0,1.2074446814905145E-11,1.2074446814905145E-11,38401321990.957352,0,false,0,3.8182753421665861E-8,3.8182753421665861E-8,12143564.265293645,0,false,0,1.2074446814905153E-4,1.2074446814905153E-4]
[null,20,1,842.33802292054577,null,381,9,20,2999.3017149327648,1,0.10349335578376521,0.10349335578376521,5.9121709238546119E+23,0,false,0,5.5958294614067442E-23,5.5958294614067442E-23,1.8656927107231325E+20,0,false,0,1.8152153245032018E-19,1.8152153245032018E-19,5.90445980681576E+16,0,false,0,5.2337570911941796E-16,5.2337570911941796E-16,20464982429937.578,0,false,0,1.6545151317365942E-12,1.6545151317365942E-12,6473724226.4703493,0,false,0,5.2320362395011847E-9,5.2320362395011847E-9,2047171.3499458041,0,false,0,1.6545151317366008E-5,1.6545151317366008E-5]
[null,20,2,869.32488580931272,null,382,15,19,3026.6580259741445,1,0.48013239079394721,0.48013239079394721,3.0481903900796877E+24,0,false,0,2.3359655546982069E-22,2.3359655546982069E-22,9.6191173511610473E+20,0,false,0,7.5775727291979845E-19,7.5775727291979845E-19,3.0442147010887334E+17,0,false,0,2.1848193142779596E-15,2.1848193142779596E-15,105513124670310.03,0,false,0,6.9067336381836006E-12,6.9067336381836006E-12,33377154059.48938,0,false,0,2.1841009488761363E-8,2.1841009488761363E-8,10554782.86423214,0,false,0,6.9067336381835914E-5,6.9067336381835914E-5]
[null,20,3,909.73394207399394,null,383,10,20,3038.7691055750538,1,0.14210815442758754,0.14210815442758754,9.4507204316565182E+23,0,false,0,6.6002379909092714E-23,6.6002379909092714E-23,2.9823461546554799E+20,0,false,0,2.1410325723998836E-19,2.1410325723998836E-19,9.4383940608040912E+16,0,false,0,6.1731764033793102E-16,6.1731764033793102E-16,32713673213291.137,0,false,0,1.9514879258448594E-12,1.9514879258448594E-12,10348374328.819969,0,false,0,6.1711466719874946E-9,6.1711466719874946E-9,3272443.2959087496,0,false,0,1.9514879258448571E-5,1.9514879258448571E-5]
[null,20,4,963.56519171458967,null,384,19,18,3047.6400599497306,1,0.15763035450786392,0.15763035450786392,1.08443842451347E+24,0,false,0,7.0771975815171937E-23,7.0771975815171937E-23,3.4221420353046145E+20,0,false,0,2.2957521477571041E-19,2.2957521477571041E-19,1.0830240148624979E+17,0,false,0,6.6192748159155454E-16,6.6192748159155454E-16,37537841158266.055,0,false,0,2.0925102470807327E-12,2.0925102470807327E-12,11874411939.888676,0,false,0,6.6170984080168291E-9,6.6170984080168291E-9,3755018.7605146682,0,false,0,2.0925102470807373E-5,2.0925102470807373E-5]
[null,20,5,1030.8186347310996,null,385,11,20,3082.1790502735344,1,{"$f":"ABS(SIN(G394*3.1416*$J$2/$C$2)*SIN(H394*3.1416*$K$2/$D$2))*(1/F394^$N$2)+(1-1/F394^$N$2)","v":0.25678981287971886},0.25678981287971886,2.0139392163919042E+24,0,false,0,1.0113366269995199E-22,1.0113366269995199E-22,6.3553502837703678E+20,0,{"$f":"AND($I394>44.548,$I394<89.095)","v":false},0,3.2806463388886132E-19,{"$f":"IF($I394>89.095,W394,0)","v":3.2806463388886132E-19},2.0113124789029747E+17,0,false,0,9.4589913428357112E-16,9.4589913428357112E-16,69712515435110.422,0,false,0,2.9902122003366182E-12,2.9902122003366182E-12,22052283778.180634,0,false,0,9.4558812402873757E-9,9.4558812402873757E-9,6973544.434743451,0,false,0,2.9902122003366204E-5,2.9902122003366204E-5]
[null,20,6,{"$f":"3.141625/2*SQRT($H$2/$I$2)*((1+($D$8-1)/B395)*(B395/$C$2)^2+(1+($D$8-1)/C395)*(C395/$D$2)^2)","v":1111.4942711235237},null,386,16,19,3089.7807409535812,{"$f":"IF(ABS(I395-I394)>0.0001,1,$M$2)","v":1},0.22963720494048531,{"$f":"$J395*$K395","v":0.22963720494048531},{"$f":"10^(LOG10($I395/22.27)/LOG10(2)*70/20)*$L395","v":1.8533143478609427E+24},{"$f":"IF($I395<22.27,M395,0)","v":0},{"$f":"AND($I395>22.27,$I395<44.45)","v":false},{"$f":"IF($O395=TRUE,$L395,0)","v":0},{"$f":"10^(LOG10(44.45/$I395)/LOG10(2)*70/20)*$L395","v":8.7886451469633929E-23},{"$f":"IF($I395>44.45,Q395,0)","v":8.7886451469633929E-23},{"$f":"10^(LOG10($I395/44.548)/LOG10(2)*70/20)*$L395","v":5.8484693930810343E+20},{"$f":"IF($I395<44.528,S395,0)","v":0},false,{"$f":"IF($U395=TRUE,$L395,0)","v":0},{"$f":"10^(LOG10(89.095/$I395)/LOG10(2)*70/20)*$L395","v":2.8509237928737764E-19},2.8509237928737764E-19,{"$f":"10^(LOG10($I395/89.09)/LOG10(2)*70/20)*$L395","v":1.8508971099240909E+17},{"$f":"IF($I395<89.09,Y395,0)","v":0},{"$f":"AND($I395>89.09,$I395<176.78)","v":false},{"$f":"IF($AA395=TRUE,$L395,0)","v":0},{"$f":"10^(LOG10(176.78/$I395)/LOG10(2)*70/20)*$L395","v":8.2199849329120256E-16},{"$f":"IF($I395>176.78,AC395,0)","v":8.2199849329120256E-16},{"$f":"10^(LOG10($I395/176.78)/LOG10(2)*70/20)*$L395","v":64152484856437.672},{"$f":"IF($I395<176.78,AE395,0)","v":0},{"$f":"AND($I395>176.78,$I395<353.55)","v":false},{"$f":"IF($AG395=TRUE,$L395,0)","v":0},{"$f":"10^(LOG10(353.55/$I395)/LOG10(2)*70/20)*$L395","v":2.5985327972198054E-12},{"$f":"IF($I395>353.55,AI395,0)","v":2.5985327972198054E-12},{"$f":"10^(LOG10($I395/353.55)/LOG10(2)*70/20)*$L395","v":20293469433.71207},{"$f":"IF($I395<353.55,AK395,0)","v":0},{"$f":"AND($I395>353.55,$I395<707.1)","v":false},{"$f":"IF($AM395=TRUE,$L395,0)","v":0},{"$f":"10^(LOG10(707.1/$I395)/LOG10(2)*70/20)*$L395","v":8.2172822138630878E-9},{"$f":"IF($I395>707.1,AO395,0)","v":8.2172822138630878E-9},{"$f":"10^(LOG10($I395/707.1)/LOG10(2)*70/20)*$L395","v":6417358.5037537161},{"$f":"IF($I395<707.1,AQ395,0)","v":0},{"$f":"AND($I395>707.1,$I395<1414.2)","v":false},{"$f":"IF($AS395=TRUE,$L395,0)","v":0},{"$f":"10^(LOG10(1414.2/$I395)/LOG10(2)*70/20)*$L395","v":2.5985327972198163E-5},{"$f":"IF($I395>1414.2,AU395,0)","v":2.5985327972198163E-5}]
[null,20,7,1205.5921008918624,null,387,20,18,3126.5329911539329,1,0.8509773829708186,0.8509773829708186,7.8801107394615629E+24,0,false,0,2.8385086886600712E-22,2.8385086886600712E-22,2.4867117943064153E+21,0,false,0,9.2077582169488655E-19,9.2077582169488655E-19,7.8698328809602816E+17,0,false,0,2.6548459133985375E-15,2.6548459133985375E-15,272770070260252.5,0,false,0,8.3925995410397608E-12,8.3925995410397608E-12,86285840613.11644,0,false,0,2.6539730039369199E-8,2.6539730039369199E-8,27285978.615970701,0,false,0,8.3925995410397372E-5,8.3925995410397372E-5]
[null,20,8,1313.1121240361153,null,388,12,20,3129.531549028206,1,0.13489895112069034,0.13489895112069034,1.2631743683396206E+24,0,false,0,4.4497985940316206E-23,4.4497985940316206E-23,3.9861757072595105E+20,0,false,0,1.4434576061594929E-19,1.4434576061594929E-19,1.2615268372515816E+17,0,false,0,4.161878968349407E-16,4.161878968349407E-16,43724786693351.594,0,false,0,1.3156689562792229E-12,1.3156689562792229E-12,13831539405.570892,0,false,0,4.1605105486188147E-9,4.1605105486188147E-9,4373916.8067975678,0,false,0,1.3156689562792214E-5,1.3156689562792214E-5]
[null,20,9,1434.0543405562828,null,389,17,19,3156.8460099892104,1,0.72784913918597383,0.72784913918597383,7.540084135480992E+24,0,false,0,2.1701665577803843E-22,2.1701665577803843E-22,2.3794102354257233E+21,0,false,0,7.0397420428480645E-19,7.0397420428480645E-19,7.530249766346432E+17,0,false,0,2.0297481703454582E-15,2.0297481703454582E-15,261000047766318.94,0,false,0,6.416516859564416E-12,6.416516859564416E-12,82562608500.6073,0,false,0,2.0290807921094432E-8,2.0290807921094432E-8,26108589.242669694,0,false,0,6.4165168595644315E-5,6.4165168595644315E-5]
[null,20,10,1568.4187504523643,null,390,13,20,3180.8266018390686,1,0.11127014614377873,0.11127014614377873,1.2587106760583539E+24,0,false,0,3.0382108782159312E-23,3.0382108782159312E-23,3.9720897170888458E+20,0,false,0,9.8555665129642183E-20,9.8555665129642183E-20,1.2570689668679059E+17,0,false,0,2.8416265788787076E-16,2.8416265788787076E-16,43570275964069.062,0,false,0,8.9830576612163514E-13,8.9830576612163514E-13,13782662752.25197,0,false,0,2.8406922562068837E-9,2.8406922562068837E-9,4358460.6519081453,0,false,0,8.9830576612163577E-6,8.9830576612163577E-6]
[null,20,11,1716.2053537243601,null,391,18,19,3227.8538330810302,1,0.55551615087488615,0.55551615087488615,7.4533459149154713E+24,0,false,0,1.278876525176362E-22,1.278876525176362E-22,2.3520384175377555E+21,0,false,0,4.148511463149435E-19,4.148511463149435E-19,7.4436246765715213E+17,0,false,0,1.1961281394592147E-15,1.1961281394592147E-15,257997603854024,0,false,0,3.7812456171512311E-12,3.7812456171512311E-12,81612840087.162964,0,false,0,1.1957348542727001E-8,1.1957348542727001E-8,25808246.099052928,0,false,0,3.7812456171512331E-5,3.7812456171512331E-5]
[null,20,12,1877.4141503722703,null,392,14,20,3236.0642087061233,1,0.25492949583571556,0.25492949583571556,3.5229145954314598E+24,0,false,0,5.6980279149634516E-23,5.6980279149634516E-23,1.1117195639045234E+21,0,false,0,1.848367192392691E-19,1.848367192392691E-19,3.5183197338969862E+17,0,false,0,5.3293428992857691E-16,5.3293428992857691E-16,121945705268395.94,0,false,0,1.684732079736146E-12,1.684732079736146E-12,38575301455.190651,0,false,0,5.3275906191186189E-9,5.3275906191186189E-9,12198581.402601035,0,false,0,1.6847320797361379E-5,1.6847320797361379E-5]
[null,20,13,2052.0451403960951,null,393,15,20,3295.2443696293694,1,0.16373017792830863,0.16373017792830863,2.7933094070877633E+24,0,false,0,2.9643189945005097E-23,2.9643189945005097E-23,8.8147942045631998E+20,0,false,0,9.6158707170116369E-20,9.6158707170116369E-20,2.7896661538663872E+17,0,false,0,2.7725157932401166E-16,2.7725157932401166E-16,96690418246839.922,0,false,0,8.7645820258116475E-13,8.7645820258116475E-13,30586251672.34153,0,false,0,2.7716041940937446E-9,2.7716041940937446E-9,9672222.0371733513,0,false,0,8.7645820258116518E-6,8.7645820258116518E-6]
[null,20,14,2240.0983237958339,null,394,19,19,3302.804210229041,1,0.12859670267576204,0.12859670267576204,2.2531552480388635E+24,0,false,0,2.2670184919271708E-23,2.2670184919271708E-23,7.1102398366604683E+20,0,false,0,7.3539172983369878E-20,7.3539172983369878E-20,2.2502165062385837E+17,0,false,0,2.1203334000477764E-16,2.1203334000477764E-16,77992979494195.203,0,false,0,6.7028783215942644E-13,6.7028783215942644E-13,24671657675.482059,0,false,0,2.1196362375204286E-9,2.1196362375204286E-9,7801863.1906498745,0,false,0,6.7028783215942328E-6,6.7028783215942328E-6]
[null,20,15,2441.5737005714873,null,395,16,20,3358.3670846088062,1,7.8308693903554744E-2,7.8308693903554744E-2,1.6657543385288256E+24,0,false,0,1.137091783005832E-23,1.137091783005832E-23,5.2565897827974657E+20,0,false,0,3.6885799399611302E-20,3.6885799399611302E-20,1.6635817310673798E+17,0,false,0,1.0635174327041173E-16,1.0635174327041173E-16,57660094252415.453,0,false,0,3.3620316239650633E-13,3.3620316239650633E-13,18239719987.072781,0,false,0,1.063167749724436E-9,1.063167749724436E-9,5767905.9042846803,0,false,0,3.3620316239650774E-6,3.3620316239650774E-6]
[null,20,16,2656.4712707230547,null,396,20,19,3381.6971414332438,1,0.69423738748387465,0.69423738748387465,1.6005355348444252E+25,0,false,0,9.3011615898859471E-23,9.3011615898859471E-23,5.0507800249214289E+21,0,false,0,3.0171775551925319E-19,3.0171775551925319E-19,1.5984479908621919E+18,0,false,0,8.6993395283299278E-16,8.6993395283299278E-16,554025450565396.87,0,false,0,2.7500681890553835E-12,2.7500681890553835E-12,175255854417.91721,0,false,0,8.6964791981895393E-9,8.6964791981895393E-9,55420767.323950015,0,false,0,2.7500681890553853E-5,2.7500681890553853E-5]
[null,20,17,2884.7910342505375,null,397,17,20,3425.4323536444344,1,0.24820418565559543,0.24820418565559543,6.6443368695456344E+24,0,false,0,2.8638684971523695E-23,2.8638684971523695E-23,2.0967409475736405E+21,0,false,0,9.2900221839249967E-20,9.2900221839249967E-20,6.6356708042530739E+17,0,false,0,2.6785648416545514E-16,2.6785648416545514E-16,229993751948538.37,0,false,0,8.467580716177114E-13,8.467580716177114E-13,72754331894.660034,0,false,0,2.6776841334439601E-9,2.6776841334439601E-9,23006939.843095798,0,false,0,8.4675807161771467E-6,8.4675807161771467E-6]
[null,20,18,3126.5329911539329,null,398,18,20,3496.4401767362551,1,0.18943683027589828,0.18943683027589828,6.4373852919500399E+24,0,false,0,1.7218917551103719E-23,1.7218917551103719E-23,2.0314336256498464E+21,0,false,0,5.5855960632265048E-20,5.5855960632265048E-20,6.4289891491372326E+17,0,false,0,1.6104785261472285E-16,1.6104785261472285E-16,222830122117994.62,0,false,0,5.0911057666979086E-13,5.0911057666979086E-13,70488248151.747513,0,false,0,1.609949003158318E-9,1.609949003158318E-9,22290341.243467655,0,false,0,5.0911057666978927E-6,5.0911057666978927E-6]
[null,20,19,3381.6971414332438,null,399,19,20,3571.390553884266,1,4.3852823541605884E-2,4.3852823541605884E-2,1.9069506678659822E+24,0,false,0,3.1148861518018455E-24,3.1148861518018455E-24,6.0177285240370679E+20,0,false,0,1.0104291268755255E-20,1.0104291268755255E-20,1.904463473233679E+17,0,false,0,2.9133406580187551E-17,2.9133406580187551E-17,66009106325349.039,0,false,0,9.2097629267231905E-14,9.2097629267231905E-14,20880777799.298321,0,false,0,2.9123827558623757E-10,2.9123827558623757E-10,6603081.71616608,0,false,0,9.2097629267232459E-7,9.2097629267232459E-7]
[null,20,20,3650.2834850884683,null,400,20,20,17102.05123945621,1,0.23674222601240905,0.23674222601240905,8.3417674518533926E+32,0,false,0,2.0752952321107742E-31,2.0752952321107742E-31,2.6323959388040265E+29,0,false,0,6.7319916272945799E-28,6.7319916272945799E-28,8.3308874644576234E+25,0,false,0,1.9410153958928275E-24,1.9410153958928275E-24,2.8875031952814649E+22,0,false,0,6.1360114492926161E-21,6.1360114492926161E-21,9.134090123604948E+18,0,false,0,1.9403771928635479E-17,1.9403771928635479E-17,2888452914384070.5,0,false,0,6.1360114492926194E-14,6.1360114492926194E-14]

{"sheet":"計算表c-2","index":13,"n_rows":409,"n_cols":48,"rows_kept":409,"cut":false,"hidden":true,"merged":[[8,44,8,45],[8,46,8,47],[8,36,8,37],[8,38,8,39],[8,40,8,41],[8,42,8,43],[8,24,8,25],[8,26,8,27],[8,28,8,29],[8,30,8,31],[8,32,8,33],[8,34,8,35],[8,12,8,13],[8,14,8,15],[8,16,8,17],[8,18,8,19],[8,20,8,21],[8,22,8,23],[7,12,7,17],[7,18,7,23],[7,24,7,29],[7,30,7,35],[7,36,7,41],[7,42,7,47]]}
[null,"ヤング率","辺長ｘ","辺長ｙ","板厚","ポアソン比","密度","曲げ剛性","面密度","加振点ｘ","加振点ｙ","辺長比","縮退重み","周波数重み"]
[null,24000000000,{"$f":"床衝撃音計算シート!E17","v":12.27},{"$f":"床衝撃音計算シート!G17","v":6.65},{"$f":"(床衝撃音計算シート!N17)/1000","v":0.2},0.16,2300,{"$f":"B2*E2^3/12/(1-F2^2)","v":16420361.24794746},{"$f":"G2*E2","v":460},{"$f":"'計算表（参考）'!D31","v":3.91},{"$f":"'計算表（参考）'!F31","v":4.2949999999999999},{"$f":"C2/D2","v":1.8451127819548871},1,0]
[]
[null,"周波数","31.5Hz","63Hz","125Hz","250Hz","500Hz","1000Hz","(2000Hz)","(4000Hz)"]
[null,"モード数１",{"$f":"M8","v":1.8340160060539885},{"$f":"S8","v":3.5969114815337777},{"$f":"Y8","v":8.0812871372326587},{"$f":"AE8","v":17.747187338168615},{"$f":"AK8","v":37.787908514804514},{"$f":"AQ8","v":58.659354322941738},{"$f":"H6*I7/H7","v":76.805504883778056},{"$f":"H6*J7/H7","v":154.90629635877193}]
[null,"モード数２",{"$f":"C5*($D$7^2+$C$7^2)/2/$D$7^2","v":1.1863643981137795},{"$f":"D5*($D$7^2+$C$7^2)/2/$D$7^2","v":2.3267232732824614},5.2275178182198614,11.480069506023222,24.443750323422712,37.944799475774651,49.682945117429895,100.20376836247706]
[null,null,{"$f":"MIN(C2,D2)","v":6.65},{"$f":"MAX(C2,D2)","v":12.27},null,null,null,{"$f":"0.354*SQRT(I2/H2)*C2*D2*1000-0.139*SQRT(SQRT(I2/H2*1000^2))*(C2+D2)","v":146.83189914920305},{"$f":"0.354*SQRT(I2/H2)*C2*D2*2000-0.139*SQRT(SQRT(I2/H2*2000^2))*(C2+D2)","v":297.20800486502736},{"$f":"0.354*SQRT(I2/H2)*C2*D2*4000-0.139*SQRT(SQRT(I2/H2*4000^2))*(C2+D2)","v":599.42827472442218}]
[null,null,null,{"$f":"4/3*SQRT(1+2*(1+$L$2^4)/(1+$L$2^2)^2)","v":2.0212299335805968},null,null,null,null,null,null,null,null,{"$f":"M9+O9+Q9","v":1.8340160060539885},null,null,null,null,null,{"$f":"S9+U9+W9","v":3.5969114815337777},null,null,null,null,null,{"$f":"Y9+AA9+AC9","v":8.0812871372326587},null,null,null,null,null,{"$f":"AE9+AG9+AI9","v":17.747187338168615},null,null,null,null,null,{"$f":"AK9+AM9+AO9","v":37.787908514804514},null,null,null,null,null,{"$f":"AQ9+AS9+AU9","v":58.659354322941738}]
[null,"m","n","fi",null,"No.","m","n","fi","縮退ﾁｪｯｸ","周波数重み","重み",{"$f":"SUM(N10:N409)","v":4.7324329425228628E-2},null,{"$f":"SUM(P10:P409)","v":0.93824494475469544},null,{"$f":"SUM(R10:R409)","v":0.84844673187406439},null,{"$f":"SUM(T10:T409)","v":1.7147272039779018E-2},null,{"$f":"SUM(V10:V409)","v":3.1368424079670367},null,{"$f":"SUM(X10:X409)","v":0.44292180152696192},null,{"$f":"SUM(Z10:Z409)","v":0.35985764300590461},null,{"$f":"SUM(AB10:AB409)","v":6.3764240774593164},null,{"$f":"SUM(AD10:AD409)","v":1.3450054167674372},null,{"$f":"SUM(AF10:AF409)","v":1.1543579182456367},null,{"$f":"SUM(AH10:AH409)","v":14.412633791061969},null,{"$f":"SUM(AJ10:AJ409)","v":2.1801956288610107},null,{"$f":"SUM(AL10:AL409)","v":2.5693003592844326},null,{"$f":"SUM(AN10:AN409)","v":29.428981070757498},null,{"$f":"SUM(AP10:AP409)","v":5.7896270847625786},null,{"$f":"SUM(AR10:AR409)","v":4.4086621612817147},null,{"$f":"SUM(AT10:AT409)","v":48.196284690257563},null,{"$f":"SUM(AV10:AV409)","v":6.0544074714024543}]
[null,1,1,{"$f":"3.141625/2*SQRT($H$2/$I$2)*((1+($D$8-1)/B10)*(B10/$C$2)^2+(1+($D$8-1)/C10)*(C10/$D$2)^2)","v":17.549073649419405},null,1,1,1,17.549073649419405,{"$f":"1","v":1},{"$f":"ABS(SIN(G10*3.1416*$J$2/$C$2)*SIN(H10*3.1416*$K$2/$D$2))*(1/F10^$N$2)+(1-1/F10^$N$2)","v":0.75519281472684885},{"$f":"$J10*$K10","v":0.75519281472684885},{"$f":"10^(LOG10($I10/22.27)/LOG10(2)*70/20)*$L10","v":4.7324329425228628E-2},{"$f":"IF($I10<22.27,M10,0)","v":4.7324329425228628E-2},{"$f":"AND($I10>22.27,$I10<44.45)","v":false},{"$f":"IF($O10=TRUE,$L10,0)","v":0},{"$f":"10^(LOG10(44.45/$I10)/LOG10(2)*70/20)*$L10","v":37223.546018478424},{"$f":"IF($I10>44.45,Q10,0)","v":0},{"$f":"10^(LOG10($I10/44.548)/LOG10(2)*70/20)*$L10","v":1.493405004450452E-5},{"$f":"IF($I10<44.528,S10,0)","v":1.493405004450452E-5},{"$f":"AND($I10>44.548,$I10<89.095)","v":false},{"$f":"IF($U10=TRUE,$L10,0)","v":0},{"$f":"10^(LOG10(89.095/$I10)/LOG10(2)*70/20)*$L10","v":120748410.27786744},{"$f":"IF($I10>89.095,W10,0)","v":0},{"$f":"10^(LOG10($I10/89.09)/LOG10(2)*70/20)*$L10","v":4.7262605322917463E-9},{"$f":"IF($I10<89.09,Y10,0)","v":4.7262605322917463E-9},{"$f":"AND($I10>89.09,$I10<176.78)","v":false},{"$f":"IF($AA10=TRUE,$L10,0)","v":0},{"$f":"10^(LOG10(176.78/$I10)/LOG10(2)*70/20)*$L10","v":348150348893.27704},{"$f":"IF($I10>176.78,AC10,0)","v":0},{"$f":"10^(LOG10($I10/176.78)/LOG10(2)*70/20)*$L10","v":1.6381318853421197E-12},{"$f":"IF($I10<176.78,AE10,0)","v":1.6381318853421197E-12},{"$f":"AND($I10>176.78,$I10<353.55)","v":false},{"$f":"IF($AG10=TRUE,$L10,0)","v":0},{"$f":"10^(LOG10(353.55/$I10)/LOG10(2)*70/20)*$L10","v":1100586080566210.7},{"$f":"IF($I10>353.55,AI10,0)","v":0},{"$f":"10^(LOG10($I10/353.55)/LOG10(2)*70/20)*$L10","v":5.1819316769993509E-16},{"$f":"IF($I10<353.55,AK10,0)","v":5.1819316769993509E-16},{"$f":"AND($I10>353.55,$I10<707.1)","v":false},{"$f":"IF($AM10=TRUE,$L10,0)","v":0},{"$f":"10^(LOG10(707.1/$I10)/LOG10(2)*70/20)*$L10","v":3.4803587756668365E+18},{"$f":"IF($I10>707.1,AO10,0)","v":0},{"$f":"10^(LOG10($I10/707.1)/LOG10(2)*70/20)*$L10","v":1.638670677869376E-19},{"$f":"IF($I10<707.1,AQ10,0)","v":1.638670677869376E-19},{"$f":"AND($I10>707.1,$I10<1414.2)","v":false},{"$f":"IF($AS10=TRUE,$L10,0)","v":0},{"$f":"10^(LOG10(1414.2/$I10)/LOG10(2)*70/20)*$L10","v":1.1005860805662231E+22},{"$f":"IF($I10>1414.2,AU10,0)","v":0}]
[null,1,2,44.535936538186355,null,2,2,1,25.476031842177541,{"$f":"IF(ABS(I11-I10)>0.0001,1,$M$2)","v":1},0.81464982349719828,0.81464982349719828,3.8914149704046883,0,true,0.81464982349719828,526.76984219211738,0,1.2280065373937853E-3,1.2280065373937853E-3,false,0,1708773.8227692288,0,3.8863394817779161E-7,3.8863394817779161E-7,false,0,4926857431.9760513,0,1.3470134747898306E-10,1.3470134747898306E-10,false,0,15574968480727.488,0,4.2610316402580466E-14,4.2610316402580466E-14,false,0,4.9252374884430928E+16,0,1.3474565165258717E-17,1.3474565165258717E-17,false,0,1.557496848072744E+20,0]
[null,1,3,84.944992802867631,null,3,3,1,37.345544091127046,1,0.12359512125749715,0.12359512125749715,50.399042369324548,0,true,0.12359512125749715,0.93619622285883186,0,1.5904331452340728E-2,1.5904331452340728E-2,false,0,3036.9005027686308,0,5.0333307985227437E-6,5.0333307985227437E-6,false,0,8756206.1244533379,0,1.7445630883442811E-9,1.7445630883442811E-9,false,0,27680450729.911873,0,5.5186073910813297E-13,5.5186073910813297E-13,false,0,87533270966591.703,0,1.7451368868056614E-16,1.7451368868056614E-16,false,0,2.7680450729911891E+17,0]
[null,1,4,138.77624244346325,null,4,1,2,44.535936538186355,1,0.6681662288007848,0.6681662288007848,2110.6869826792899,0,false,0,0.65332868102938935,0.65332868102938935,0.66606553987034056,0,false,0,2119.3144678928043,0,2.1079340591651508E-4,2.1079340591651508E-4,false,0,6110557.2298097126,0,7.3061439819583414E-8,7.3061439819583414E-8,false,0,19316925153.199699,0,2.3111654974545075E-11,2.3111654974545075E-11,false,0,61085480875108.18,0,7.3085470215523131E-15,7.3085470215523131E-15,false,0,1.9316925153199779E+17,0]
[null,1,5,206.02968545997317,null,5,2,2,52.462894730944491,1,0.72077155627629685,0.72077155627629685,15292.663479608367,0,false,0,0.10492975552734306,0.10492975552734306,4.8258771860481389,0,true,0.72077155627629685,340.37867226519319,0,1.5272717588421161E-3,1.5272717588421161E-3,false,0,981403.83987049689,0,5.2935561817804602E-7,5.2935561817804602E-7,false,0,3102451021.5464478,0,1.6745200253894656E-10,1.6745200253894656E-10,false,0,9810811557202.918,0,5.2952972677937027E-14,5.2952972677937027E-14,false,0,3.1024510215464492E+16,0]
[null,1,6,286.70532185239745,null,6,4,1,53.157610396267884,1,0.68132394730496626,0.68132394730496626,16844.769928573751,0,false,0,8.5119436009239491E-2,8.5119436009239491E-2,5.3156725125697859,0,true,0.68132394730496626,276.11653593567257,0,1.6822799658416634E-3,1.6822799658416634E-3,false,0,796118.70748436369,0,5.8308179019940658E-7,5.8308179019940658E-7,false,0,2516720637.2791877,0,1.8444729792221472E-10,1.8444729792221472E-10,false,0,7958569448152.6621,0,5.8327356969784411E-14,5.8327356969784411E-14,false,0,2.5167206372791892E+16,0]
[null,1,7,380.803151620736,null,7,3,2,64.332406979893989,1,0.10935231964391411,0.10935231964391411,24853.203944609344,0,false,0,1.4861413894052798E-3,1.4861413894052798E-3,7.8428790430405684,0,true,0.10935231964391411,4.8208521060768224,0,2.4820788446668564E-3,2.4820788446668564E-3,false,0,13899.821445526499,0,8.602937712810179E-7,8.602937712810179E-7,false,0,43940642.466487177,0,2.7213825607181063E-10,2.7213825607181063E-10,false,0,138952512045.21866,0,8.6057672765306684E-14,8.6057672765306684E-14,false,0,439406424664872,0]
[null,1,8,488.32317476498889,null,8,5,1,72.912230757600085,1,0.85856031503673347,0.85856031503673347,836523.80185718997,0,false,0,2.7217600259263402E-3,2.7217600259263402E-3,263.98025016059989,0,true,0.85856031503673347,8.8290405251908766,0,8.3543274190222797E-2,8.3543274190222797E-2,false,0,25456.513523983864,0,2.8956275330535411E-5,2.8956275330535411E-5,false,0,80474095.554707229,0,9.1597899855223374E-9,9.1597899855223374E-9,false,0,254481434594.90668,0,2.8965799243051478E-12,2.8965799243051478E-12,false,0,804740955547072.87,0]
[null,1,9,609.26539128515628,null,9,4,2,80.144473285034834,1,0.6028098302644499,0.6028098302644499,1763743.7993650793,0,false,0,6.3637288275922603E-4,6.3637288275922603E-4,556.58132899736074,0,true,0.6028098302644499,2.0643120324693163,0,0.17614433863630471,0.17614433863630471,false,0,5951.9703213891162,0,6.1051999899530167E-5,6.1051999899530167E-5,false,0,18815594.206605621,0,1.9312687522559482E-8,1.9312687522559482E-8,false,0,59500133222.342659,0,6.1072080310402557E-12,6.1072080310402557E-12,false,0,188155942066055.66,0]
[null,1,10,743.62980118123778,null,10,1,3,84.944992802867631,1,0.16402443944067646,0.16402443944067646,943852.84203852818,0,false,0,8.8043915805804412E-5,8.8043915805804412E-5,297.84987444823372,0,true,0.16402443944067646,0.28560317340297986,0,9.4262179513102742E-2,9.4262179513102742E-2,false,0,823.47125097927767,0,3.2671470560549259E-5,3.2671470560549259E-5,false,0,2603188.5346524841,0,1.0335024288749693E-8,1.0335024288749693E-8,false,0,8232004948.338026,0,3.2682216425610675E-12,3.2682216425610675E-12,false,0,26031885346525.039,0]
[null,1,11,891.41640445323355,null,11,2,3,92.871950995625767,1,0.17693823091776217,0.17693823091776217,2872873.6497219708,0,false,0,3.3659940876569558E-5,3.3659940876569558E-5,906.58735955832424,0,false,0,0.10918853214240157,0.10918853214240157,0.28691266225747192,0,true,0.17693823091776217,314.82009140363499,0,9.9444534879344719E-5,9.9444534879344719E-5,false,0,995221.20711025817,0,3.1457466276478772E-8,3.1457466276478772E-8,false,0,3147165790.1705728,0,9.9477242851608774E-12,9.9477242851608774E-12,false,0,9952212071102.5879,0]
[null,1,12,1052.6252011011441,null,12,6,1,96.609405175123641,1,0.24483159266710552,0.24483159266710552,6289045.9123581294,0,false,0,2.9439922573283045E-5,2.9439922573283045E-5,1984.6224453266932,0,false,0,9.5499333880301573E-2,9.5499333880301573E-2,0.62808432453991747,0,true,0.24483159266710552,275.35042766187672,0,2.1769535379665087E-4,2.1769535379665087E-4,false,0,870448.20987817971,0,6.8863957772169836E-8,6.8863957772169836E-8,false,0,2752598928.4313159,0,2.1776695525371087E-11,2.1776695525371087E-11,false,0,8704482098781.8184,0]
[null,1,13,1227.2561911249686,null,13,5,2,99.899093646367035,1,0.75962190941077679,0.75962190941077679,28800006.798589703,0,false,0,6.1885497664893502E-5,6.1885497664893502E-5,9088.3642311669573,0,false,0,0.2007486191288993,0.2007486191288993,2.8762443570800116,0,true,0.75962190941077679,578.8126040644072,0,9.969123706101363E-4,9.969123706101363E-4,false,0,1829764.3455323642,0,3.1535506015611745E-7,3.1535506015611745E-7,false,0,5786222913.2496014,0,9.972402617527416E-11,9.972402617527416E-11,false,0,18297643455323.652,0]
[null,1,14,1415.3093745247074,null,14,3,3,104.74146324457527,1,2.684429735894131E-2,2.684429735894131E-2,1764652.7026723705,0,false,0,1.2613376215256167E-6,1.2613376215256167E-6,556.86814991255653,0,false,0,4.0916175086403153E-3,4.0916175086403153E-3,0.17623511042073578,0,true,2.684429735894131E-2,11.797240724684467,0,6.1083461591781438E-5,6.1083461591781438E-5,false,0,37293.88458736454,0,1.9322639855527782E-8,1.9322639855527782E-8,false,0,117933618.09152119,0,6.1103552350614432E-12,6.1103552350614432E-12,false,0,372938845873.64502,0]
[null,1,15,1616.7847513003612,null,15,4,3,120.55352954971612,1,0.14798045791077488,0.14798045791077488,49883378.833163433,0,false,0,1.3559366026713098E-6,1.3559366026713098E-6,15741.604475568114,0,false,0,4.3984844734796854E-3,4.3984844734796854E-3,4.9818317017896101,0,true,0.14798045791077488,12.68202124168501,0,1.7267133926179299E-3,1.7267133926179299E-3,false,0,40090.886297868412,0,5.462143131679013E-7,5.462143131679013E-7,false,0,126778514.11610012,0,1.7272813201950654E-10,1.7272813201950654E-10,false,0,400908862978.68433,0]
[null,1,16,1831.6823214519281,null,16,6,2,123.59626806389061,1,0.21661779452025001,0.21661779452025001,97568616.457448557,0,false,0,1.4854725337953887E-6,1.4854725337953887E-6,30789.545644820555,0,false,0,4.8186824242426578E-3,4.8186824242426578E-3,9.7441359815089257,0,true,0.21661779452025001,13.893565665547174,0,3.3773381169656239E-3,3.3773381169656239E-3,false,0,43920.866457673001,0,1.0683593628107884E-6,1.0683593628107884E-6,false,0,138889974.81433782,0,3.3784489460482856E-10,3.3784489460482856E-10,false,0,439208664576.73187,0]
[null,1,17,2060.0020849794109,null,17,7,1,124.24913364883859,1,0.59445291112169829,0.59445291112169829,284666007.3479355,0,false,0,3.834297616106509E-6,3.834297616106509E-6,89831.519037584643,0,false,0,1.2437969812098116E-2,1.2437969812098116E-2,28.429472361342853,0,true,0.59445291112169829,35.862033459828659,0,9.8537151814578131E-3,9.8537151814578131E-3,false,0,113368.41962719501,0,3.117043218059423E-6,3.117043218059423E-6,false,0,358502420.75567329,0,9.8569561342486306E-10,9.8569561342486306E-10,false,0,1133684196271.9529,0]
[null,1,18,2301.7440418828064,null,18,1,4,138.77624244346325,1,0.81328889018611583,0.81328889018611583,1408639463.9699364,0,false,0,1.4503617624216847E-6,1.4503617624216847E-6,444521.71864006115,0,false,0,4.7047875840009277E-3,4.7047875840009277E-3,140.68022058946644,0,true,0.81328889018611583,13.565176014072225,0,4.8760061661861268E-2,4.8760061661861268E-2,false,0,42882.74864287192,0,1.5424356876202943E-5,1.5424356876202943E-5,false,0,135607158.0399698,0,4.8776099172081084E-9,4.8776099172081084E-9,false,0,428827486428.72028,0]
[null,1,19,2556.9081921621173,null,19,5,3,140.3081499110483,1,0.18647538966700411,0.18647538966700411,366952830.68889666,0,false,0,2.9269770535199927E-7,2.9269770535199927E-7,115798.61783649838,0,false,0,9.4947382486582478E-4,9.4947382486582478E-4,36.647422202523991,0,true,0.18647538966700411,2.7375900240126034,0,1.2702073957915956E-2,1.2702073957915956E-2,false,0,8654.1733601674423,0,4.0180696069148572E-6,4.0180696069148572E-6,false,0,27366899.084081922,0,1.2706251754948346E-9,1.2706251754948346E-9,false,0,86541733601.674622,0]
[null,1,20,2825.4945358173418,null,20,2,4,146.7032006362214,1,0.87731985517101674,0.87731985517101674,2898691857.455266,0,false,0,8.2016338927228802E-7,8.2016338927228802E-7,914734.76304044994,0,false,0,2.6605048689766087E-3,2.6605048689766087E-3,289.49111561764408,0,true,0.87731985517101674,7.6709556360614766,0,0.10033823226130394,0.10033823226130394,false,0,24249.715746452395,0,3.1740171156022539E-5,3.1740171156022539E-5,false,0,76684334.370439813,0,1.0037123417661079E-8,1.0037123417661079E-8,false,0,242497157464.52368,0]
[null,2,1,25.476031842177541,null,21,7,2,151.23599653760553,1,0.52594960131803825,0.52594960131803825,2475383458.7335477,0,false,0,3.451694012600621E-7,3.451694012600621E-7,781152.12409873237,0,false,0,1.1196852781845661E-3,1.1196852781845661E-3,247.2154869470456,0,true,0.52594960131803825,3.2283557137818004,0,8.5685410051223404E-2,8.5685410051223404E-2,false,0,10205.600462557133,0,2.7105017891058242E-5,2.7105017891058242E-5,false,0,32272942.351348508,0,8.5713592555357712E-9,8.5713592555357712E-9,false,0,102056004625.57158,0]
[null,2,2,52.462894730944491,null,22,8,1,155.8314161787448,1,0.88608631553923367,0.88608631553923367,5906365404.5214291,0,false,0,4.1059935292070482E-7,4.1059935292070482E-7,1863860.6738552398,0,false,0,1.3319316515864536E-3,1.3319316515864536E-3,589.86618594962727,0,true,0.88608631553923367,3.8403194554257301,0,0.20444886622038963,0.20444886622038963,false,0,12140.163440895527,0,6.4673672838788193E-5,6.4673672838788193E-5,false,0,38390567.63993682,0,2.0451611081913832E-8,2.0451611081913832E-8,false,0,121401634408.95514,0]
[null,2,3,92.871950995625767,null,23,3,4,158.57271288517092,1,0.13310314536862422,0.13310314536862422,1086643450.1686714,0,false,0,5.0358882417429665E-8,5.0358882417429665E-8,342910.03934861545,0,false,0,1.6335775727159655E-4,1.6335775727159655E-4,108.52261645502956,0,true,0.13310314536862422,0.47100462902702167,0,3.7614168131678144E-2,3.7614168131678144E-2,false,0,1488.9576880714285,0,1.1898556586902295E-5,1.1898556586902295E-5,false,0,4708497.63392423,0,3.7626539683010502E-9,3.7626539683010502E-9,false,0,14889576880.714243,0]
[null,2,4,146.7032006362214,null,24,6,3,164.0053243285719,1,5.3176306714617226E-2,5.3176306714617226E-2,642259195.00879633,0,false,0,1.359917379709888E-8,1.359917379709888E-8,202676.5318451887,0,false,0,4.4113976037558904E-5,4.4113976037558904E-5,64.142151019119083,0,true,5.3176306714617226E-2,0.12719253291370974,0,2.223180505199494E-2,2.223180505199494E-2,false,0,402.08585664724046,0,7.0326263633984801E-6,7.0326263633984801E-6,false,0,1271507.1219452322,0,2.2239117241286237E-9,2.2239117241286237E-9,false,0,4020858566.4724069,0]
[null,2,5,213.95664365273134,null,25,4,4,174.38477919031172,1,0.73373737958735863,0.73373737958735863,18088100133.356819,0,false,0,9.1933723118497523E-8,9.1933723118497523E-8,5708027.8977508964,0,false,0,2.9822120955305025E-4,2.9822120955305025E-4,1806.450821442628,0,true,0.73373737958735863,0.85985246442867791,0,0.62611967107803745,0.62611967107803745,false,0,2718.1982057437276,0,1.9806154719185376E-4,1.9806154719185376E-4,false,0,8595697.461933149,0,6.2632560602318532E-8,6.2632560602318532E-8,false,0,27181982057.437389,0]
[null,2,6,294.6322800451556,null,26,8,2,182.81827906751175,1,0.78397588046434996,0.78397588046434996,33468150930.768059,0,false,0,5.6723131323039827E-8,5.6723131323039827E-8,10561481.736087084,0,false,0,1.8400256466269261E-4,1.8400256466269261E-4,3342.4499143256271,0,false,0,0.5305291965099781,0.5305291965099781,1.1585002016722987,0,true,0.78397588046434996,1677.1290072492407,0,3.6647042564598084E-4,3.6647042564598084E-4,false,0,5303547.592844652,0,1.158881240132685E-7,1.158881240132685E-7,false,0,16771290072.492462,0]
[null,2,7,388.73010981349415,null,27,9,1,191.35625276484248,1,0.3613957761018558,0.3613957761018558,26229475283.800426,0,false,0,1.5380237974109428E-8,1.5380237974109428E-8,8277186.4131380729,0,false,0,4.9891519850018718E-5,4.9891519850018718E-5,2619.526474483157,0,false,0,0.14385075548927248,0.14385075548927248,0.90793341015162354,0,true,0.3613957761018558,454.74646133116221,0,2.8720818761720981E-4,2.8720818761720981E-4,false,0,1438034.5757081625,0,9.0823203551934835E-8,9.0823203551934835E-8,false,0,4547464613.3116293,0]
[null,2,8,496.25013295774704,null,28,7,3,191.64505280228681,1,0.12911246455103262,0.12911246455103262,9536515018.6814423,0,false,0,5.3992465390788767E-9,5.3992465390788767E-9,3009420.1918735281,0,false,0,1.751446345193476E-5,1.751446345193476E-5,952.40767477993518,0,false,0,5.0498938639751988E-2,5.0498938639751988E-2,0.33010651216576781,0,true,0.12911246455103262,159.63915913614542,0,1.0442317907866777E-4,1.0442317907866777E-4,false,0,504823.34662429674,0,3.3021508640423365E-8,3.3021508640423365E-8,false,0,1596391591.3614523,0]
[null,2,9,617.19234947791449,null,29,5,4,194.13939955164392,1,0.92460832804218973,0.92460832804218973,79373576931.918228,0,false,0,3.3267959410938359E-8,3.3267959410938359E-8,25047771.083274458,0,false,0,1.0791699452989545E-4,1.0791699452989545E-4,7927.0051687232481,0,false,0,0.31115390430927753,0.31115390430927753,2.7475167383251855,0,true,0.92460832804218973,983.6315174901589,0,8.6912684789355247E-4,8.6912684789355247E-4,false,0,3110515.9735966586,0,2.7484204149463366E-7,2.7484204149463366E-7,false,0,9836315174.9015961,0]
[null,2,10,751.55675937399587,null,30,1,5,206.02968545997317,1,0.55554301417417773,0.55554301417417773,95190441761.597549,0,false,0,1.0014483436116087E-8,1.0014483436116087E-8,30039069.508047719,0,false,0,3.2485700155078586E-5,3.2485700155078586E-5,9506.6286921208375,0,false,0,9.3665066206722769E-2,9.3665066206722769E-2,3.2950175886981752,0,true,0.55554301417417773,296.09755793762622,0,1.0423187639485507E-3,1.0423187639485507E-3,false,0,936342.69269656728,0,3.2961013420088192E-7,3.2961013420088192E-7,false,0,2960975579.376277,0]
[null,2,11,899.34336264599176,null,31,2,5,213.95664365273134,1,0.59928141478119035,0.59928141478119035,159271605816.24554,0,false,0,6.9648180157247834E-9,6.9648180157247834E-9,50261042.487384737,0,false,0,2.2592976576061303E-5,2.2592976576061303E-5,15906.38712955027,0,false,0,6.5141666539481669E-2,6.5141666539481669E-2,5.513187383446434,0,true,0.59928141478119035,205.92830564767513,0,1.7439963533551252E-3,1.7439963533551252E-3,false,0,651202.48054596921,0,5.5150007076300291E-7,5.5150007076300291E-7,false,0,2059283056.4767599,0]
[null,2,12,1060.5521592939022,null,32,6,4,217.83657396916749,1,0.26366619279177089,0.26366619279177089,86359281156.974167,0,false,0,2.4864881341780358E-9,2.4864881341780358E-9,27252236.688178979,0,false,0,8.0658486762044652E-6,8.0658486762044652E-6,8624.6644608915449,0,false,0,2.3256024855970042E-2,2.3256024855970042E-2,2.9893269228881532,0,true,0.26366619279177089,73.51782736150173,0,9.4561909289653549E-4,9.4561909289653549E-4,false,0,232483.78308939241,0,2.9903101324954006E-7,2.9903101324954006E-7,false,0,735178273.61501849,0]
[null,2,13,1235.1831493177267,null,33,9,2,218.34311565360943,1,0.31974940454094458,0.31974940454094458,107595046141.39697,0,false,0,2.9350379826642854E-9,2.9350379826642854E-9,33953567.290481351,0,false,0,9.5208868691860206E-6,9.5208868691860206E-6,10745.471224302313,0,false,0,2.7451293790557663E-2,2.7451293790557663E-2,3.7244030275708075,0,true,0.31974940454094458,86.78007055130918,0,1.1781470221764651E-3,1.1781470221764651E-3,false,0,274422.67845224094,0,3.7256280086225412E-7,3.7256280086225412E-7,false,0,867800705.51309061,0]
[null,2,14,1423.2363327174655,null,34,8,3,223.22733533219304,1,0.1924539115946782,0.1924539115946782,83756319136.797562,0,false,0,1.36591103988707E-9,1.36591103988707E-9,26430824.836275615,0,false,0,4.430840268830858E-6,4.430840268830858E-6,8364.7077575968669,0,false,0,1.2775311757181754E-2,1.2775311757181754E-2,2.8992253803333363,0,true,0.1924539115946782,40.385799811903254,0,9.1711711197002392E-4,9.1711711197002392E-4,false,0,127711.11253321402,0,2.9001789549409453E-7,2.9001789549409453E-7,false,0,403857998.11902994,0]
[null,2,15,1624.7117094931193,null,35,3,5,225.82615590168081,1,9.0920364788491734E-2,9.0920364788491734E-2,45268710620.847275,0,false,0,5.6404106968515785E-10,5.6404106968515785E-10,14285362.266570782,0,false,0,1.8296769056365891E-6,1.8296769056365891E-6,4520.9667617813093,0,false,0,5.2754537438089071E-3,5.2754537438089071E-3,1.5669766307729842,0,true,9.0920364788491734E-2,16.676964356243737,0,4.9568449968998528E-4,4.9568449968998528E-4,false,0,52737.191823173911,0,1.5674920198613798E-7,1.5674920198613798E-7,false,0,166769643.56243744,0]
[null,2,16,1839.6092796446862,null,36,10,1,230.82364340713141,1,0.49623752530610943,0.49623752530610943,318677211219.25287,0,false,0,2.3867927503631648E-9,2.3867927503631648E-9,100564370.97351365,0,false,0,7.7424496345948306E-6,7.7424496345948306E-6,31826.156740499537,0,false,0,2.232357788702824E-2,2.232357788702824E-2,11.03101316321804,0,true,0.49623752530610943,70.570140656186581,0,3.4894599788550004E-3,3.4894599788550004E-3,false,0,223162.37927199918,0,1.103464133718477E-6,1.103464133718477E-6,false,0,705701406.56186998,0]
[null,2,17,2067.9290431721688,null,37,4,5,241.63822220682167,1,0.50120280798984262,0.50120280798984262,548121383471.76117,0,false,0,1.4155876300711581E-9,1.4155876300711581E-9,172969638.88655919,0,false,0,4.5919847575847254E-6,4.5919847575847254E-6,54740.648057164362,0,false,0,1.323993493402343E-2,1.323993493402343E-2,18.973224263464353,0,true,0.50120280798984262,41.854584211418981,0,6.0018337171384084E-3,6.0018337171384084E-3,false,0,132355.81662740666,0,1.8979464683752075E-6,1.8979464683752075E-6,false,0,418545842.11419225,0]
[null,2,18,2309.6710000755647,null,38,7,4,245.47630244288246,1,0.64018345901362761,0.64018345901362761,840892500949.06982,0,false,0,1.5054104665138222E-9,1.5054104665138222E-9,265358872.35471925,0,false,0,4.8833585214307725E-6,4.8833585214307725E-6,83979.574299408996,0,false,0,1.4080044359132312E-2,1.4080044359132312E-2,29.107497870121026,0,true,0.64018345901362761,44.510369972847933,0,9.2076264799564392E-3,9.2076264799564392E-3,false,0,140754.14861096663,0,2.9117071520741049E-6,2.9117071520741049E-6,false,0,445103699.72848082,0]
[null,2,19,2564.8351503548752,null,39,10,2,257.81050629589839,1,0.4390523180403203,0.4390523180403203,1019759722793.2008,0,false,0,5.8387678411059359E-10,5.8387678411059359E-10,321803666.70859075,0,false,0,1.8940214197892209E-6,1.8940214197892209E-6,101842.96721780831,0,false,0,5.4609763937556576E-3,5.4609763937556576E-3,35.298987594415784,0,true,0.4390523180403203,17.263445590027448,0,1.1166191417079217E-2,1.1166191417079217E-2,false,0,54591.80832687614,0,3.5310597667393496E-6,3.5310597667393496E-6,false,0,172634455.9002749,0]
[null,2,20,2833.4214940101001,null,40,9,3,258.75217191829074,1,7.849351640451678E-2,7.849351640451678E-2,190206374373.95496,0,false,0,1.0005274692403336E-10,1.0005274692403336E-10,60023069.490554802,0,false,0,3.2455828171269585E-7,3.2455828171269585E-7,18995.829230169697,0,false,0,9.3578937192176977E-4,9.3578937192176977E-4,6.5839945423757298,0,true,7.849351640451678E-2,2.9582528363187506,0,2.0827266830962215E-3,2.0827266830962215E-3,false,0,9354.8168574205429,0,6.5861600621917652E-7,6.5861600621917652E-7,false,0,29582528.363187503,0]
[null,3,1,37.345544091127046,null,41,5,5,261.39284256815387,1,0.63158332013309237,0.63158332013309237,1722234415151.5896,0,false,0,7.1541090154597357E-10,7.1541090154597357E-10,543482290.32761717,0,false,0,2.3207012307277128E-6,2.3207012307277128E-6,171998.8141944232,0,false,0,6.6912097749000582E-3,6.6912097749000582E-3,59.615152370005958,0,true,0.63158332013309237,21.152505990051555,0,1.8858166992504286E-2,1.8858166992504286E-2,false,0,66890.097148917921,0,5.963476019212109E-6,5.963476019212109E-6,false,0,211525059.90051731,0]
[null,3,2,64.332406979893989,null,42,11,1,274.23358810561177,1,0.89670252759621205,0.89670252759621205,4270313539751.6177,0,false,0,5.8159884806397032E-10,5.8159884806397032E-10,1347574849.6158977,0,false,0,1.8866320873433616E-6,1.8866320873433616E-6,426474.3861891866,0,false,0,5.4396709482993225E-3,5.4396709482993225E-3,147.81692323665723,0,true,0.89670252759621205,17.196094008206398,0,4.6759189767961874E-2,4.6759189767961874E-2,false,0,54378.823924306409,0,1.4786554121079979E-5,1.4786554121079979E-5,false,0,171960940.08206308,0]
[null,3,3,104.74146324457527,null,43,8,4,277.05858497278865,1,0.95425187067578598,0.95425187067578598,5119465823653.8437,0,false,0,5.493990512982885E-10,5.493990512982885E-10,1615540246.2146554,0,false,0,1.782180075469045E-6,1.782180075469045E-6,511278.86147823423,0,false,0,5.138507526826811E-3,5.138507526826811E-3,177.21033353249925,0,true,0.95425187067578598,16.244044783777952,0,5.6057259433167861E-2,5.6057259433167861E-2,false,0,51368.179930515653,0,1.772686191957699E-5,1.772686191957699E-5,false,0,162440447.83777997,0]
[null,3,4,158.57271288517092,null,44,6,5,285.09001698567744,1,0.18010563435318749,0.18010563435318749,1347043132981.5195,0,false,0,7.4380588407910816E-11,7.4380588407910816E-11,425083879.77977109,0,false,0,2.4128109131056758E-7,2.4128109131056758E-7,134528.62136724227,0,false,0,6.9567869198292965E-4,6.9567869198292965E-4,46.627904375372268,0,true,0.18010563435318749,2.1992058528070828,0,1.4749887776244282E-2,1.4749887776244282E-2,false,0,6954.4995384433896,0,4.6643240604807928E-6,4.6643240604807928E-6,false,0,21992058.528070804,0]
[null,3,5,225.82615590168081,null,45,1,6,286.70532185239745,1,0.32176530378700374,0.32176530378700374,2569937050398.0083,0,false,0,1.2443497119255853E-10,1.2443497119255853E-10,810990224.01382434,0,false,0,4.0365109081802395E-7,4.0365109081802395E-7,256658.51369243689,0,false,0,1.1638353480269829E-3,1.1638353480269829E-3,88.958383070817732,0,true,0.32176530378700374,3.6791604207241049,0,2.81403632573233E-2,2.81403632573233E-2,false,0,11634.526806631553,0,8.8987642077656472E-6,8.8987642077656472E-6,false,0,36791604.207241118,0]
[null,3,6,306.50179229410509,null,46,2,6,294.6322800451556,1,0.34709817522881925,0.34709817522881925,3806707115526.7666,0,false,0,9.7755614563857896E-11,9.7755614563857896E-11,1201275438.2049892,0,false,0,3.1710667888712686E-7,3.1710667888712686E-7,380174.21095284016,0,false,0,9.1430438410647374E-4,9.1430438410647374E-4,131.76918468450222,0,true,0.34709817522881925,2.8903336783865043,0,4.168278013991486E-2,4.168278013991486E-2,false,0,9140.0376215939468,0,1.3181252445016293E-5,1.3181252445016293E-5,false,0,28903336.783865128,0]
[null,3,7,400.5996220624437,null,47,10,3,298.21956256057967,1,0.10778053012488402,0.10778053012488402,1360646592768.6086,0,false,0,2.6370708949763458E-11,2.6370708949763458E-11,429376698.11879689,0,false,0,8.5543198436913137E-8,8.5543198436913137E-8,135887.19307602578,0,false,0,2.4664419442644171E-4,2.4664419442644171E-4,47.098788199798946,0,true,0.10778053012488402,0.77970097718161602,0,1.4898843292452557E-2,1.4898843292452557E-2,false,0,2465.6309817528827,0,4.7114279306072199E-6,4.7114279306072199E-6,false,0,7797009.7718161577,0]
[null,3,8,508.11964520669659,null,48,11,2,301.22045099437872,1,0.79336870602615872,0.79336870602615872,11252187914237.592,0,false,0,1.7278246629799431E-10,1.7278246629799431E-10,3550831875.7456989,0,false,0,5.6048416556056198E-7,5.6048416556056198E-7,1123751.1928196624,0,false,0,1.6160275513360833E-3,1.6160275513360833E-3,389.49453750415597,0,true,0.79336870602615872,5.1086475554766899,0,0.12320949857400933,0.12320949857400933,false,0,16154.962038357782,0,3.8962264486113638E-5,3.8962264486113638E-5,false,0,51086475.55476705,0]
[null,3,9,629.06186172686398,null,49,3,6,306.50179229410509,1,5.2660222611353016E-2,5.2660222611353016E-2,914133984949.92468,0,false,0,9.3700528295176013E-12,9.3700528295176013E-12,288471550.35115564,0,false,0,3.0395249899680001E-8,3.0395249899680001E-8,91294.169970683084,0,false,0,8.7637732313993179E-5,8.7637732313993179E-5,31.64275218283435,0,true,5.2660222611353016E-2,0.27704372155242502,0,1.0009607977896379E-2,1.0009607977896379E-2,false,0,876.08917155514314,0,3.1653159695544875E-6,3.1653159695544875E-6,false,0,2770437.215524253,0]
[null,3,10,763.42627162294536,null,50,9,4,312.5834215588863,1,0.38919751874246589,0.38919751874246589,8489993676428.085,0,false,0,5.510858654699845E-11,5.510858654699845E-11,2679171411.0102553,0,false,0,1.7876518843495109E-7,1.7876518843495109E-7,847892.0360764293,0,false,0,5.154284232842467E-4,5.154284232842467E-4,293.88117098803718,0,true,0.38919751874246589,1.6293918704896244,0,9.29639525878906E-2,9.29639525878906E-2,false,0,5152.5895117093087,0,2.9397783046963933E-5,2.9397783046963933E-5,false,0,16293918.704896221,0]
[null,3,11,911.21287489494125,null,51,7,5,312.72974545939235,1,0.43729780737997515,0.43729780737997515,9591306029719.8828,0,false,0,6.1583357757230564E-11,6.1583357757230564E-11,3026710488.6569386,0,false,0,1.9976851601046815E-7,1.9976851601046815E-7,957879.62961037585,0,false,0,5.759867014968437E-4,5.759867014968437E-4,332.00310327022618,0,true,0.43729780737997515,1.8208309952117794,0,0.10502313111003032,0.10502313111003032,false,0,5757.9731791003642,0,3.3211230131018338E-5,3.3211230131018338E-5,false,0,18208309.95211776,0]
[null,3,12,1072.4216715428515,null,52,12,1,321.5860868602835,1,0.47106319788729673,0.47106319788729673,14295176535435.701,0,false,0,4.7946326928170459E-11,4.7946326928170459E-11,4511102098.3936825,0,false,0,1.5553173661546188E-7,1.5553173661546188E-7,1427653.1644958784,0,false,0,4.484400932653562E-4,4.484400932653562E-4,494.82760292019759,0,true,0.47106319788729673,1.4176258222477294,0,0.15652969416991133,0.15652969416991133,false,0,4482.9264681718341,0,4.9499035502649887E-5,4.9499035502649887E-5,false,0,14176258.222477304,0]
[null,3,13,1247.0526615666761,null,53,4,6,322.31385859924592,1,0.29029196598121315,0.29029196598121315,9043981616569.4863,0,false,0,2.8780403311459957E-11,2.8780403311459957E-11,2853992348.2027149,0,false,0,9.3359937962103981E-8,9.3359937962103981E-8,903218.57463822095,0,false,0,2.691819701755437E-4,2.691819701755437E-4,313.05746613817615,0,true,0.29029196598121315,0.85094824823917858,0,9.9030024079151679E-2,9.9030024079151679E-2,false,0,2690.9346353661726,0,3.1316043283143789E-5,3.1316043283143789E-5,false,0,8509482.48239181,0]
[null,3,14,1435.1058449664149,null,54,11,3,341.62950725906001,1,0.19475970449640101,0.19475970449640101,11937298309891.881,0,false,0,9.8147373087966206E-12,9.8147373087966206E-12,3767030880.7601671,0,false,0,3.1837749330591804E-8,3.1837749330591804E-8,1192172.8749136396,0,false,0,9.1796848603761547E-5,9.1796848603761547E-5,413.20963706777195,0,true,0.19475970449640101,0.29019167763095899,0,0.13071133812377367,0.13071133812377367,false,0,917.66665933916511,0,4.1334554447952476E-5,4.1334554447952476E-5,false,0,2901916.7763096048,0]
[null,3,15,1636.5812217420687,null,55,5,6,342.06847896057815,1,0.36580713587321517,0.36580713587321517,22758474124016.191,0,false,0,1.8161332878457741E-11,1.8161332878457741E-11,7181849074.9375677,0,false,0,5.8913035112568648E-8,5.8913035112568648E-8,2272879.0737007139,0,false,0,1.6986222577674963E-4,1.6986222577674963E-4,787.78468870199629,0,true,0.36580713587321517,0.53697490724386299,0,0.24920132924385213,0.24920132924385213,false,0,1698.0637532482574,0,7.8804379635209811E-5,7.8804379635209811E-5,false,0,5369749.0724386377,0]
[null,3,16,1851.4787918936356,null,56,8,5,344.3120279892986,1,0.65183229097751161,0.65183229097751161,43755915991941.078,0,false,0,2.9993108292028001E-11,2.9993108292028001E-11,13807972497.512609,0,false,0,9.7293797419420688E-8,9.7293797419420688E-8,4369884.6094317511,0,false,0,2.805243517390792E-4,2.805243517390792E-4,1514.6112375876194,0,true,0.65183229097751161,0.88680421480356919,0,0.47911966189189226,0.47911966189189226,false,0,2804.3211574164902,0,1.5151094033481578E-4,1.5151094033481578E-4,false,0,8868042.1480356865,0]
[null,3,17,2079.7985554211182,null,57,12,2,348.57294974905051,1,0.41677901897548714,0.41677901897548714,32278317173867.062,0,false,0,1.6622154881406327E-11,1.6622154881406327E-11,10186008124.817535,0,false,0,5.3920139051931071E-8,5.3920139051931071E-8,3223621.7260865346,0,false,0,1.5546635504438326E-4,1.5546635504438326E-4,1117.3141005883861,0,true,0.41677901897548714,0.49146613496763702,0,0.35344195316653526,0.35344195316653526,false,0,1554.152379337459,0,1.1176815926648098E-4,1.1176815926648098E-4,false,0,4914661.3496763725,0]
[null,3,18,2321.5405123245141,null,58,10,4,352.05081220117523,1,0.53441248162680899,0.53441248162680899,46452845262502.75,0,false,0,1.8990105570332715E-11,1.8990105570332715E-11,14659037418.711123,0,false,0,6.1601467455256741E-8,6.1601467455256741E-8,4639225.7818191396,0,false,0,1.7761370387843933E-4,1.7761370387843933E-4,1607.9654569558991,0,true,0.53441248162680899,0.56147917366109679,0,0.50865056784974783,0.50865056784974783,false,0,1775.5530475182898,0,1.608494327543216E-4,1.608494327543216E-4,false,0,5614791.7366109649,0]
[null,3,19,2576.704662603825,null,59,6,6,365.76565337810172,1,0.10431549434124458,0.10431549434124458,14140355416373.354,0,false,0,2.3769707015652233E-12,2.3769707015652233E-12,4462245487.6798134,0,false,0,7.7105881677309711E-9,7.7105881677309711E-9,1412191.245574323,0,false,0,2.2231712654356586E-5,2.2231712654356586E-5,489.46846915664054,0,false,0,7.0279732800247949E-2,7.0279732800247949E-2,0.15483442987164928,0,true,0.10431549434124458,222.24402899682707,0,4.8962945860802384E-5,4.8962945860802384E-5,false,0,702797.32800247811,0]
[null,3,20,2845.2910062590495,null,60,13,1,372.88113967114646,1,0.38855210093502346,0.38855210093502346,65894252580463.453,0,false,0,7.0768094200540186E-12,7.0768094200540186E-12,20794125931.285809,0,false,0,2.2956262331556844E-8,2.2956262331556844E-8,6580830.8127844837,0,false,0,6.6189117700392495E-5,6.6189117700392495E-5,2280.9298625856345,0,false,0,0.20923954796420877,0.20923954796420877,0.72153059309249312,0,true,0.38855210093502346,661.67354815094757,0,2.2816800756644311E-4,2.2816800756644311E-4,false,0,2092395.4796420885,0]
[null,4,1,53.157610396267884,null,61,9,5,379.83686457539631,1,0.2658538254737759,0.2658538254737759,55894046479074.125,0,false,0,3.9057711158106342E-12,3.9057711158106342E-12,17638379612.482357,0,false,0,1.2669820680416273E-8,1.2669820680416273E-8,5582114.5079617407,0,false,0,3.6530522266517201E-5,3.6530522266517201E-5,1934.7726814139337,0,false,0,0.11548167178389816,0.11548167178389816,0.61203007739013171,0,true,0.2658538254737759,365.18511084111816,0,1.9354090410819374E-4,1.9354090410819374E-4,false,0,1154816.7178389807,0]
[null,4,2,80.144473285034834,null,62,1,7,380.803151620736,1,0.84022886578422395,0.84022886578422395,181948903189613.78,0,false,0,1.1984840712396358E-11,1.1984840712396358E-11,57417274767.085243,0,false,0,3.8877286509376044E-8,3.8877286509376044E-8,18171159.115894817,0,false,0,1.1209373962867058E-4,1.1209373962867058E-4,6298.1621385434873,0,false,0,0.35435497895119461,0.35435497895119461,1.9923088113128451,0,true,0.84022886578422395,1120.5688337067991,0,6.3002336461712171E-4,6.3002336461712171E-4,false,0,3543549.7895119381,0]
[null,4,3,120.55352954971612,null,63,2,7,388.73010981349415,1,0.90638083925089785,0.90638083925089785,249398938055212.59,0,false,0,1.0174506308801319E-11,1.0174506308801319E-11,78702356001.63092,0,false,0,3.3004793835063968E-8,3.3004793835063968E-8,24907365.239864357,0,false,0,9.5161753785294619E-5,9.5161753785294619E-5,8632.9454122367461,0,false,0,0.30082894344727479,0.30082894344727479,2.7308749495546714,0,true,0.90638083925089785,951.30464739537501,0,8.6357848456901788E-4,8.6357848456901788E-4,false,0,3008289.4344727476,0]
[null,4,4,174.38477919031172,null,64,12,3,388.98200601373179,1,0.10231278087907013,0.10231278087907013,28365127089267.172,0,false,0,1.1398863617756489E-12,1.1398863617756489E-12,8951130055.4007416,0,false,0,3.6976451951543252E-9,3.6976451951543252E-9,2832813.1065704199,0,false,0,1.0661311911387437E-5,1.0661311911387437E-5,981.85900742926185,0,false,0,3.3702943362106698E-2,3.3702943362106698E-2,0.31059320305472243,0,true,0.10231278087907013,106.5780648759101,0,9.82181947420091E-5,9.82181947420091E-5,false,0,337029.43362106715,0]
[null,4,5,{"$f":"3.141625/2*SQRT($H$2/$I$2)*((1+($D$8-1)/B74)*(B74/$C$2)^2+(1+($D$8-1)/C74)*(C74/$D$2)^2)","v":241.63822220682167},null,65,7,6,393.40538185181663,1,{"$f":"ABS(SIN(G74*3.1416*$J$2/$C$2)*SIN(H74*3.1416*$K$2/$D$2))*(1/F74^$N$2)+(1-1/F74^$N$2)","v":0.25327878894521177},{"$f":"$J74*$K74","v":0.25327878894521177},{"$f":"10^(LOG10($I74/22.27)/LOG10(2)*70/20)*$L74","v":80084806176716.828},{"$f":"IF($I74<22.27,M74,0)","v":0},{"$f":"AND($I74>22.27,$I74<44.45)","v":false},{"$f":"IF($O74=TRUE,$L74,0)","v":0},{"$f":"10^(LOG10(44.45/$I74)/LOG10(2)*70/20)*$L74","v":2.4741955776414308E-12},{"$f":"IF($I74>44.45,Q74,0)","v":2.4741955776414308E-12},{"$f":"10^(LOG10($I74/44.548)/LOG10(2)*70/20)*$L74","v":25272212364.6185},{"$f":"IF($I74<44.528,S74,0)","v":0},{"$f":"AND($I74>44.548,$I74<89.095)","v":false},{"$f":"IF($U74=TRUE,$L74,0)","v":0},{"$f":"10^(LOG10(89.095/$I74)/LOG10(2)*70/20)*$L74","v":8.0259731990183417E-9},{"$f":"IF($I74>89.095,W74,0)","v":8.0259731990183417E-9},{"$f":"10^(LOG10($I74/89.09)/LOG10(2)*70/20)*$L74","v":7998035.3291065451},{"$f":"IF($I74<89.09,Y74,0)","v":0},{"$f":"AND($I74>89.09,$I74<176.78)","v":false},{"$f":"IF($AA74=TRUE,$L74,0)","v":0},{"$f":"10^(LOG10(176.78/$I74)/LOG10(2)*70/20)*$L74","v":2.314105306244754E-5},{"$f":"IF($I74>176.78,AC74,0)","v":2.314105306244754E-5},{"$f":"10^(LOG10($I74/176.78)/LOG10(2)*70/20)*$L74","v":2772.1359419746391},{"$f":"IF($I74<176.78,AE74,0)","v":0},{"$f":"AND($I74>176.78,$I74<353.55)","v":false},{"$f":"IF($AG74=TRUE,$L74,0)","v":0},{"$f":"10^(LOG10(353.55/$I74)/LOG10(2)*70/20)*$L74","v":7.3154374169480549E-2},{"$f":"IF($I74>353.55,AI74,0)","v":7.3154374169480549E-2},{"$f":"10^(LOG10($I74/353.55)/LOG10(2)*70/20)*$L74","v":0.87691468429397224},{"$f":"IF($I74<353.55,AK74,0)","v":0},{"$f":"AND($I74>353.55,$I74<707.1)","v":true},{"$f":"IF($AM74=TRUE,$L74,0)","v":0.25327878894521177},{"$f":"10^(LOG10(707.1/$I74)/LOG10(2)*70/20)*$L74","v":231.33444317974735},{"$f":"IF($I74>707.1,AO74,0)","v":0},{"$f":"10^(LOG10($I74/707.1)/LOG10(2)*70/20)*$L74","v":2.7730477160164334E-4},{"$f":"IF($I74<707.1,AQ74,0)","v":2.7730477160164334E-4},{"$f":"AND($I74>707.1,$I74<1414.2)","v":false},{"$f":"IF($AS74=TRUE,$L74,0)","v":0},{"$f":"10^(LOG10(1414.2/$I74)/LOG10(2)*70/20)*$L74","v":731543.74169480463},{"$f":"IF($I74>1414.2,AU74,0)","v":0}]
[null,4,6,322.31385859924592,null,66,11,4,395.46075689965562,{"$f":"IF(ABS(I75-I74)>0.0001,1,$M$2)","v":1},0.96568477516511608,0.96568477516511608,324413668988636.37,0,false,0,8.8788789984377935E-12,8.8788789984377935E-12,102374614213.01932,0,false,0,2.8801944972644476E-8,2.8801944972644476E-8,32399054.323621806,0,false,0,8.3043802961512586E-5,8.3043802961512586E-5,11229.580675850049,0,false,0,0.26252121793719979,0.26252121793719979,3.5522731926711684,0,true,0.96568477516511608,830.16498280300254,0,1.1233274159999028E-3,1.1233274159999028E-3,false,0,2625212.1793720005,0]
[null,4,7,416.41168836758447,null,67,13,2,399.86800255991346,1,0.34377630045153357,0.34377630045153357,131371832173961.3,0,false,0,2.7786645707289608E-12,2.7786645707289608E-12,41456763148.096436,0,false,0,9.0136315719194852E-9,9.0136315719194852E-9,13120048.672631629,0,false,0,2.5988739473569935E-5,2.5988739473569935E-5,4547.4365877703349,0,false,0,8.2156588402100883E-2,8.2156588402100883E-2,1.4384986895234915,0,true,0.34377630045153357,259.80194413961226,0,4.5489322700616202E-4,4.5489322700616202E-4,false,0,821565.88402101153,0]
[null,4,8,523.93171151183742,null,68,3,7,400.5996220624437,1,0.13751215123545907,0.13751215123545907,53678165514405.898,0,false,0,1.0881054875704957E-12,1.0881054875704957E-12,16939118204.641285,0,false,0,3.5296746788588692E-9,3.5296746788588692E-9,5360815.4240705492,0,false,0,1.0177007449593947E-5,1.0177007449593947E-5,1858.0699514136884,0,false,0,3.2171941738525327E-2,3.2171941738525327E-2,0.58776656662783466,0,true,0.13751215123545907,101.73661264397738,0,1.8586810830410698E-4,1.8586810830410698E-4,false,0,321719.41738525336,0]
[null,4,9,644.87392803200476,null,69,4,7,416.41168836758447,1,0.75804223280744831,0.75804223280744831,464112490798544.5,0,false,0,3.8242833324728896E-12,3.8242833324728896E-12,146459109892.21948,0,false,0,1.2405484760076753E-8,1.2405484760076753E-8,46350715.888547495,0,false,0,3.5768370262366849E-5,3.5768370262366849E-5,16065.256048981573,0,false,0,0.11307232797680432,0.11307232797680432,5.0819509689194842,0,true,0.75804223280744831,357.56609674428046,0,1.6070540019085123E-3,1.6070540019085123E-3,false,0,1130723.2797680481,0]
[null,4,10,779.23833792808625,null,70,10,5,419.30425521768518,1,0.36504755498051705,0.36504755498051705,242233091334784.81,0,false,0,1.6992290712185829E-12,1.6992290712185829E-12,76441043166.693466,0,false,0,5.5120812226145044E-9,5.5120812226145044E-9,24191715.193756126,0,false,0,1.589282207828014E-5,1.589282207828014E-5,8384.8995943503469,0,false,0,5.0240991617194738E-2,5.0240991617194738E-2,2.6524101755914828,0,true,0.36504755498051705,158.87596541576195,0,8.3876574438762326E-4,8.3876574438762326E-4,false,0,502409.91617194738,0]
[null,4,11,927.02494120008203,null,71,8,6,424.98766438172282,1,0.37753514988634068,0.37753514988634068,292970338899587.75,0,false,0,1.5027185388304803E-12,1.5027185388304803E-12,92452101399.443893,0,false,0,4.8746262531996692E-9,4.8746262531996692E-9,29258822.400452517,0,false,0,1.4054866866324878E-5,1.4054866866324878E-5,10141.169657124739,0,false,0,4.4430777928159415E-2,4.4430777928159415E-2,3.2079742027061631,0,true,0.37753514988634068,140.50245646612089,0,1.0144505155614159E-3,1.0144505155614159E-3,false,0,444307.77928159479,0]
[null,4,12,1088.2337378479924,null,72,14,1,428.11874653820092,1,0.89020635480500632,0.89020635480500632,752353773427690.12,0,false,0,3.2534623861170941E-12,3.2534623861170941E-12,237418871857.2977,0,false,0,1.0553814803873295E-8,1.0553814803873295E-8,75137249.462566063,0,false,0,3.042950460108047E-5,3.042950460108047E-5,26042.729401091805,0,false,0,9.6194903463218656E-2,9.6194903463218656E-2,8.2381428288269625,0,true,0.89020635480500632,304.19499424379046,0,2.6051295028875826E-3,2.6051295028875826E-3,false,0,961949.03463218769,0]
[null,4,13,1262.864727871817,null,73,5,7,436.1663087289167,1,0.95523573005866624,0.95523573005866624,1002484366064137.5,0,false,0,2.811447784970762E-12,2.811447784970762E-12,316352114725.4552,0,false,0,9.1199761152773664E-9,9.1199761152773664E-9,100117684.7324253,0,false,0,2.6295359575546792E-5,2.6295359575546792E-5,34701.001040094692,0,false,0,8.312588749179084E-2,8.312588749179084E-2,10.97702926865983,0,true,0.95523573005866624,262.86713699696014,0,3.4712414431297416E-3,3.4712414431297416E-3,false,0,831258.87491791043,0]
[null,4,14,1450.9179112715558,null,74,13,3,440.27705882459475,1,8.4391746460691711E-2,8.4391746460691711E-2,98771968259600.766,0,false,0,2.2271668522295963E-13,2.2271668522295963E-13,31169285120.323997,0,false,0,7.2246436891527157E-10,7.2246436891527157E-10,9864314.2111436054,0,false,0,2.0830603195685837E-6,2.0830603195685837E-6,3418.99214524939,0,false,0,6.5850492466396028E-3,6.5850492466396028E-3,1.0815358555321437,0,true,8.4391746460691711E-2,20.823754123757052,0,3.4201166746203923E-4,3.4201166746203923E-4,false,0,65850.492466395983,0]
[null,4,15,1652.3932880472096,null,75,12,4,442.81325565432735,1,0.50730152346040558,0.50730152346040558,634751126213805.62,0,false,0,1.252320143453202E-12,1.252320143453202E-12,200307224630.8295,0,false,0,4.062365966043629E-9,4.062365966043629E-9,63392323.400841817,0,false,0,1.1712900610083643E-5,1.1712900610083643E-5,21971.913215390174,0,false,0,3.7027265419932752E-2,3.7027265419932752E-2,6.9504143173021742,0,true,0.50730152346040558,117.09049425457853,0,2.1979139924519107E-3,2.1979139924519107E-3,false,0,370272.65419932711,0]
[null,4,16,1867.2908581987765,null,76,14,2,455.10560942696793,1,0.78762113641096287,0.78762113641096287,1354924295838379.2,0,false,0,1.4141849377754812E-12,1.4141849377754812E-12,427570923588.79669,0,false,0,4.5874346036384304E-9,4.5874346036384304E-9,135315709.72985268,0,false,0,1.3226815608640396E-5,1.3226815608640396E-5,46900.710864681278,0,false,0,4.1813110902692179E-2,4.1813110902692179E-2,14.836185137359749,0,true,0.78762113641096287,132.22466650972655,0,4.6916136821994817E-3,4.6916136821994817E-3,false,0,418131.10902692279,0]
[null,4,17,2095.6106217262591,null,77,6,7,459.86348314644027,1,0.27240006446464082,0.27240006446464082,528834557590306.19,0,false,0,4.3339220734521106E-13,4.3339220734521106E-13,166883331348.52261,0,false,0,1.4058687487154626E-9,1.4058687487154626E-9,52814481.008126266,0,false,0,4.0535001184454987E-6,4.0535001184454987E-6,18305.610694985393,0,false,0,1.281407823406255E-2,1.281407823406255E-2,5.7906463317116534,0,true,0.27240006446464082,40.521673335225913,0,1.8311631532707713E-3,1.8311631532707713E-3,false,0,128140.78234062587,0]
[null,4,18,2337.352578629655,null,78,9,6,460.51250096782047,1,0.15398004247009878,0.15398004247009878,303877422093878.25,0,false,0,2.4099994859702394E-13,2.4099994859702394E-13,95894029224.758759,0,false,0,7.8177293092100037E-10,7.8177293092100037E-10,30348108.132541776,0,false,0,2.2540629564325933E-6,2.2540629564325933E-6,10518.718393126859,0,false,0,7.1256292646430953E-3,7.1256292646430953E-3,3.3274048646819376,0,true,0.15398004247009878,22.533218238222911,0,1.0522178069919277E-3,1.0522178069919277E-3,false,0,71256.292646431219,0]
[null,4,19,2592.5167289089659,null,79,11,5,462.71419991616551,1,0.65964190241744469,0.65964190241744469,1376023722897111,0,false,0,9.7673570318843762E-13,9.7673570318843762E-13,434229230287.11768,0,false,0,3.1684053787645933E-9,3.1684053787645933E-9,137422900.48295641,0,false,0,9.1353702753834066E-6,9.1353702753834066E-6,47631.067631425889,0,false,0,2.8879078817144549E-2,2.8879078817144549E-2,15.067220190090859,0,true,0.65964190241744469,91.323665789698069,0,4.7646733807962284E-3,4.7646733807962284E-3,false,0,288790.7881714463,0]
[null,4,20,2861.1030725641908,null,80,15,1,487.29890746144667,1,0.57174099994714955,0.57174099994714955,2177291982939693.7,0,false,0,4.6373354615668463E-13,4.6373354615668463E-13,687083955116.44714,0,false,0,1.5042921612879435E-9,1.5042921612879435E-9,217445218.79600531,0,false,0,4.3372814564152626E-6,4.3372814564152626E-6,75366.972216448397,0,false,0,1.3711178557204029E-2,1.3711178557204029E-2,23.840968130986482,0,true,0.57174099994714955,43.35855364602606,0,7.5391760917404745E-3,7.5391760917404745E-3,false,0,137111.78557204024,0]
[null,5,1,72.912230757600085,null,81,7,7,487.50321162015524,1,0.66138936379389923,0.66138936379389923,2530994004602930,0,false,0,5.338383995215301E-13,5.338383995215301E-13,798701039954.53101,0,false,0,1.7317033163768683E-9,1.7317033163768683E-9,252769288.37040928,0,false,0,4.9929693682001193E-6,4.9929693682001193E-6,87610.369357700867,0,false,0,1.5783964039682897E-2,1.5783964039682897E-2,27.713943686131646,0,true,0.66138936379389923,49.913276871590327,0,8.7639184993818509E-3,8.7639184993818509E-3,false,0,157839.64039682935,0]
[null,5,2,99.899093646367035,null,82,1,8,488.32317476498889,1,0.42163762806380706,0.42163762806380706,1645353062835341,0,false,0,3.3373836372797518E-13,3.3373836372797518E-13,519220985900.80493,0,false,0,1.0826044581804489E-9,1.0826044581804489E-9,164320706.43178424,0,false,0,3.1214416733238484E-6,3.1214416733238484E-6,56953.903998458241,0,false,0,9.8676197449758633E-3,9.8676197449758633E-3,18.01632957023801,0,true,0.42163762806380706,31.204153478573602,0,5.6972636518194605E-3,5.6972636518194605E-3,false,0,98676.197449758663,0]
[null,5,3,140.3081499110483,null,83,13,4,494.10830846519031,1,0.41844294700185547,0.41844294700185547,1872512533359110.7,0,false,0,2.8882466889302833E-13,2.8882466889302833E-13,590905274766.32703,0,false,0,9.3691019121477847E-10,9.3691019121477847E-10,187007025.56429458,0,false,0,2.7013656676926097E-6,2.7013656676926097E-6,64817.03013763261,0,false,0,8.5396595517797779E-3,8.5396595517797779E-3,20.5036862223747,0,true,0.41844294700185547,27.004774626036731,0,6.4838348892117623E-3,6.4838348892117623E-3,false,0,85396.595517797963,0]
[null,5,4,194.13939955164392,null,84,14,3,495.51466569164916,1,0.19334876535634482,0.19334876535634482,894296297050179.5,0,false,0,1.2911832608672575E-13,1.2911832608672575E-13,282211408317.23138,0,false,0,4.1884329356939477E-10,4.1884329356939477E-10,89312988.567560658,0,false,0,1.2076385805182083E-6,1.2076385805182083E-6,30956.07052300471,0,false,0,3.8176328597634385E-3,3.8176328597634385E-3,9.7923887492783663,0,true,0.19334876535634482,12.072415107154654,0,3.0966252181527129E-3,3.0966252181527129E-3,false,0,38176.328597634463,0]
[null,5,5,261.39284256815387,null,85,2,8,496.25013295774704,1,0.45483353732145348,0.45483353732145348,2140334093746138.2,0,false,0,2.9854506999755195E-13,2.9854506999755195E-13,675421223209.64368,0,false,0,9.6844192599501123E-10,9.6844192599501123E-10,213754250.21443844,0,false,0,2.7922801935210243E-6,2.7922801935210243E-6,74087.674708418679,0,false,0,8.8270619972063598E-3,8.8270619972063598E-3,23.43628567895167,0,true,0.45483353732145348,27.913620958686934,0,7.4112042639872932E-3,7.4112042639872932E-3,false,0,88270.61997206365,0]
[null,5,6,342.06847896057815,null,86,10,6,499.97989161010952,1,0.21143212033655825,0.21143212033655825,1085448192741072,0,false,0,1.2720944082738245E-13,1.2720944082738245E-13,342532854199.7345,0,false,0,4.126511145557695E-10,4.126511145557695E-10,108403246.60711686,0,false,0,1.1897848524314918E-6,1.1897848524314918E-6,37572.794290207094,0,false,0,3.7611929777385733E-3,3.7611929777385733E-3,11.885468726172856,0,true,0.21143212033655825,11.893936529084877,0,3.7585152233406303E-3,3.7585152233406303E-3,false,0,37611.929777385754,0]
[null,5,7,436.1663087289167,null,87,3,8,508.11964520669659,1,6.9005362274426038E-2,6.9005362274426038E-2,427429577246421.87,0,false,0,3.4410233731944652E-14,3.4410233731944652E-14,134883151533.81932,0,false,0,1.1162238595859662E-10,1.1162238595859662E-10,42687209.006642401,0,false,0,3.2183755070859423E-7,3.2183755070859423E-7,14795.476824070996,0,false,0,1.0174050654821638E-3,1.0174050654821638E-3,4.6802794522829698,0,true,6.9005362274426038E-2,3.2173173099163921,0,1.4800343155299527E-3,1.4800343155299527E-3,false,0,10174.050654821645,0]
[null,5,8,543.68633187316959,null,88,12,5,510.06669867083724,1,0.34652854703800462,0.34652854703800462,2244050320653606.5,0,false,0,1.6528443485408622E-13,1.6528443485408622E-13,708150758775.70874,0,false,0,5.3616151299501063E-10,5.3616151299501063E-10,224112345.42137578,0,false,0,1.5458987607605348E-6,1.5458987607605348E-6,77677.812389987084,0,false,0,4.8869537642748581E-3,4.8869537642748581E-3,24.571960305846851,0,true,0.34652854703800462,15.453904715042151,0,7.7703361141723626E-3,7.7703361141723626E-3,false,0,48869.537642748619,0]
[null,5,9,664.62854839333704,null,89,15,2,514.28577035021374,1,0.50585495562964478,0.50585495562964478,3605078417467750.5,0,false,0,2.1924203029712589E-13,2.1924203029712589E-13,1137647847411.979,0,false,0,7.1119303387506878E-10,7.1119303387506878E-10,360037639.14320743,0,false,0,2.0505620099203704E-6,2.0505620099203704E-6,124789.80635411598,0,false,0,6.4823143582373654E-3,6.4823143582373654E-3,39.474981001175884,0,true,0.50585495562964478,20.498877881242759,0,1.2483085055558963E-2,1.2483085055558963E-2,false,0,64823.143582373748,0]
[null,5,10,798.99295828941843,null,90,8,7,519.08549415006144,1,0.98586120706371039,0.98586120706371039,7827287014376649,0,false,0,3.8353659630513153E-13,3.8353659630513153E-13,2470042310268.5327,0,false,0,1.2441435392597834E-9,1.2441435392597834E-9,781707805.27207291,0,false,0,3.5872025666411945E-6,3.5872025666411945E-6,270941.57676831662,0,false,0,1.1340000736942885E-2,1.1340000736942885E-2,85.707430020426315,0,true,0.98586120706371039,35.860230996727488,0,2.7103069126403864E-2,2.7103069126403864E-2,false,0,113400.00736942892,0]
[null,5,11,946.77956156141431,null,91,4,8,523.93171151183742,1,0.3803953208805908,0.3803953208805908,3364757681680186,0,false,0,1.3283210418538456E-13,1.3283210418538456E-13,1061810282705.3491,0,false,0,4.3089031352056385E-10,4.3089031352056385E-10,336036910.07976091,0,false,0,1.2423733997135237E-6,1.2423733997135237E-6,116471.10295601455,0,false,0,3.927437886927343E-3,3.927437886927343E-3,36.843510785871366,0,true,0.3803953208805908,12.41964909152925,0,1.1650941108033365E-2,1.1650941108033365E-2,false,0,39274.378869273482,0]
[null,5,12,1107.9883582093246,null,92,11,6,543.38983630858979,1,0.38205840359184162,0.38205840359184162,5163916009598887,0,false,0,8.7310576677274605E-14,8.7310576677274605E-14,1629567308181.5735,0,false,0,2.8322431530277248E-10,2.8322431530277248E-10,515718082.53084332,0,false,0,8.1661235920878577E-7,8.1661235920878577E-7,178748.97692777423,0,false,0,2.5815059459814928E-3,2.5815059459814928E-3,56.543981230168647,0,true,0.38205840359184162,8.1634385825691194,0,1.7880776866114251E-2,1.7880776866114251E-2,false,0,25815.05945981494,0]
[null,5,13,1282.6193482331494,null,93,5,8,543.68633187316959,1,0.47934954851594835,0.47934954851594835,6520128575840063,0,false,0,1.088516454813641E-13,1.088516454813641E-13,2057544768849.708,0,false,0,3.5310078038991718E-10,3.5310078038991718E-10,651162451.27464533,0,false,0,1.0180851209912008E-6,1.0180851209912008E-6,225694.28127849975,0,false,0,3.2184092779351642E-3,3.2184092779351642E-3,71.394272704141883,0,true,0.47934954851594835,10.177503760893032,0,2.2576851363627675E-2,2.2576851363627675E-2,false,0,32184.092779351751,0]
[null,5,14,1470.6725316328882,null,94,14,4,549.34591533224477,1,0.95868885960979144,0.95868885960979144,1.4708644088710814E+16,0,false,0,1.930053001392976E-13,1.930053001392976E-13,4641579280160.0986,0,false,0,6.2608444545971103E-10,6.2608444545971103E-10,1468945992.142072,0,false,0,1.8051709138186857E-6,1.8051709138186857E-6,509139.78421892342,0,false,0,5.7065747229822919E-3,5.7065747229822919E-3,161.05709189059777,0,true,0.95868885960979144,18.045773762568484,0,5.0930724369732276E-2,5.0930724369732276E-2,false,0,57065.747229823013,0]
[null,5,15,1672.1479084085418,null,95,16,1,550.42162244088377,1,0.27345167227863004,0.27345167227863004,4291938302655481,0,false,0,5.3813868135978028E-14,5.3813868135978028E-14,1354398935563.4294,0,false,0,1.7456528792545683E-10,1.7456528792545683E-10,428634042.00837773,0,false,0,5.0331897335995546E-7,5.0331897335995546E-7,148565.46450614792,0,false,0,1.5911110183452724E-3,1.5911110183452724E-3,46.995977156732124,0,true,0.27345167227863004,5.0315348281610195,0,1.4861432868051749E-2,1.4861432868051749E-2,false,0,15911.110183452778,0]
[null,5,16,1887.0454785601089,null,96,9,7,554.61033073615909,1,0.40208958180183813,0.40208958180183813,6892494263910368,0,false,0,7.2452894646632635E-14,7.2452894646632635E-14,2175051511957.05,0,false,0,2.3502789992838996E-10,2.3502789992838996E-10,688350453.22798491,0,false,0,6.7764904872392436E-7,6.7764904872392436E-7,238583.72132009623,0,false,0,2.142209861071E-3,2.142209861071E-3,75.471612156965136,0,true,0.40208958180183813,6.7742623870572345,0,2.3866219310086322E-2,2.3866219310086322E-2,false,0,21422.098610710069,0]
[null,5,17,2115.3652420875915,null,97,15,3,554.69482661489496,1,0.12417954089711887,0.12417954089711887,2132420623664987.7,0,false,0,2.233642882889776E-14,2.233642882889776E-14,672923984270.32996,0,false,0,7.2456511022223962E-11,7.2456511022223962E-11,212963935.34316051,0,false,0,2.0891173253483896E-7,2.0891173253483896E-7,73813.749904389173,0,false,0,6.6041968829190381E-4,6.6041968829190381E-4,23.349634559355209,0,true,0.12417954089711887,2.0884304266208531,0,7.3838027740144472E-3,7.3838027740144472E-3,false,0,6604.1968829190473,0]
[null,5,18,2357.1071989909874,null,98,13,5,561.36175148170025,1,0.2858308515491203,0.2858308515491203,5639747659908242,0,false,0,4.4745055063446554E-14,4.4745055063446554E-14,1779724611302.0808,0,false,0,1.4514722117083475E-10,1.4514722117083475E-10,563239185.86576939,0,false,0,4.1849872453996447E-7,4.1849872453996447E-7,195219.89173826834,0,false,0,1.3229740324189384E-3,1.3229740324189384E-3,61.75425495534126,0,true,0.2858308515491203,4.1836112277012942,0,1.952841008656182E-2,1.952841008656182E-2,false,0,13229.740324189404,0]
[null,5,19,2612.2713492702983,null,99,6,8,567.38350629069316,1,0.13669384823871852,0.13669384823871852,3053350018186704,0,false,0,1.8902004456098722E-14,1.8902004456098722E-14,963539949298.89539,0,false,0,6.1315678737487222E-11,6.1315678737487222E-11,304936759.96040779,0,false,0,1.7678969765283142E-7,1.7678969765283142E-7,105691.72522146997,0,false,0,5.588742939443682E-4,5.588742939443682E-4,33.43365108893304,0,true,0.13669384823871852,1.7673156945826558,0,1.0572648793639712E-2,1.0572648793639712E-2,false,0,5588.7429394437013,0]
[null,5,20,2880.8576929255228,null,100,16,2,577.40848532965072,1,0.2419397656633776,0.2419397656633776,6624806771208245,0,false,0,2.7291525322802677E-14,2.7291525322802677E-14,2090577871002.0815,0,false,0,8.8530208678955502E-11,8.8530208678955502E-11,661616617.8601799,0,false,0,2.5525655342580125E-7,2.5525655342580125E-7,229317.7175028541,0,false,0,8.0692669292673977E-4,8.0692669292673977E-4,72.540480718196363,0,true,0.2419397656633776,2.5517262544357817,0,2.2939314163302714E-2,2.2939314163302714E-2,false,0,8069.2669292674027,0]
[null,6,1,96.609405175123641,null,101,12,6,590.74233506326163,1,0.2007060846121882,0.2007060846121882,7166464200062676,0,false,0,1.7362116063443995E-14,1.7362116063443995E-14,2261507691830.7334,0,false,0,5.6320478244603082E-11,5.6320478244603082E-11,715711713.53527236,0,false,0,1.6238718261857557E-7,1.6238718261857557E-7,248067.1919468776,0,false,0,5.1334451744913768E-4,5.1334451744913768E-4,78.471535257695948,0,true,0.2007060846121882,1.6233378994993253,0,2.4814878290452706E-2,2.4814878290452706E-2,false,0,5133.4451744913795,0]
[null,6,2,123.59626806389061,null,102,10,7,594.07772137844802,1,0.55211475124843867,0.55211475124843867,2.1047626724402184E+16,0,false,0,4.4734447876571317E-14,4.4734447876571317E-14,6641960163786.4199,0,false,0,1.4511281281672179E-10,1.4511281281672179E-10,2102017475.876184,0,false,0,4.1839951594200612E-7,4.1839951594200612E-7,728563.69792831584,0,false,0,1.322660410438283E-3,1.322660410438283E-3,230.46784808892477,0,true,0.55211475124843867,4.1826194679181263,0,7.2880332739868561E-2,7.2880332739868561E-2,false,0,13226.604104382861,0]
[null,6,3,164.0053243285719,null,103,7,8,595.02323476440813,1,0.33189367079933763,0.33189367079933763,1.2888514523420012E+16,0,false,0,2.6398642155272784E-14,2.6398642155272784E-14,4067204400565.0181,0,false,0,8.5633810173837778E-11,8.5633810173837778E-11,1287170431.1870425,0,false,0,2.4690545258919178E-7,2.4690545258919178E-7,446135.99076702219,0,false,0,7.8052687638944694E-4,7.8052687638944694E-4,141.12699004831899,0,true,0.33189367079933763,2.4682427043673574,0,4.4628272787660406E-2,4.4628272787660406E-2,false,0,7805.2687638944954,0]
[null,6,4,217.83657396916749,null,104,15,4,608.52607625549058,1,0.61572434781321805,0.61572434781321805,3.1038162800706904E+16,0,false,0,3.7727945955293446E-14,3.7727945955293446E-14,9794654930876.416,0,false,0,1.2238461899598503E-10,1.2238461899598503E-10,3099768039.4310155,0,false,0,3.528679814878925E-7,3.528679814878925E-7,1074386.1511363022,0,false,0,1.1154996395598058E-3,1.1154996395598058E-3,339.86247870023357,0,true,0.61572434781321805,3.5275195901058538,0,0.10747395239231997,0.10747395239231997,false,0,11154.996395598086,0]
[null,6,5,285.09001698567744,null,105,1,9,609.26539128515628,1,0.46717973399951385,0.46717973399951385,2.3884966973693912E+16,0,false,0,2.8224734038073897E-14,2.8224734038073897E-14,7537334314690.2773,0,false,0,9.1557418090185396E-11,9.1557418090185396E-11,2385381432.6354146,0,false,0,2.6398481751033228E-7,2.6398481751033228E-7,826778.24398486107,0,false,0,8.3451881222082556E-4,8.3451881222082556E-4,261.53622981731252,0,true,0.46717973399951385,2.6389801968761701,0,8.2705017687594973E-2,8.2705017687594973E-2,false,0,8345.1881222082902,0]
[null,6,6,365.76565337810172,null,106,14,5,616.59935834875478,1,0.65486311832066002,0.65486311832066002,3.8477803189759104E+16,0,false,0,3.4425266255320302E-14,3.4425266255320302E-14,12142368321274.527,0,false,0,1.116711495368747E-10,1.116711495368747E-10,3842761742.0839844,0,false,0,3.2197814930324069E-7,3.2197814930324069E-7,1331909.3381481911,0,false,0,1.0178495310893564E-3,1.0178495310893564E-3,421.3252456654231,0,true,0.65486311832066002,3.2187228335767322,0,0.13323474120327214,0.13323474120327214,false,0,10178.495310893552,0]
[null,6,7,459.86348314644027,null,107,2,9,617.19234947791449,1,0.50396121417260775,0.50396121417260775,2.9944055437520408E+16,0,false,0,2.6198119710480698E-14,2.6198119710480698E-14,9449389518469.3809,0,false,0,8.4983341075013995E-11,8.4983341075013995E-11,2990500005.17625,0,false,0,2.4502997411971416E-7,2.4502997411971416E-7,1036513.6196204455,0,false,0,7.7459804275630472E-4,7.7459804275630472E-4,327.88219356530527,0,true,0.50396121417260775,2.4494940862184142,0,0.1036854535878568,0.1036854535878568,false,0,7745.9804275630722,0]
[null,6,8,567.38350629069316,null,108,17,1,617.48689147651214,1,0.86672176805386825,0.86672176805386825,5.1784807821780688E+16,0,false,0,4.4806761210738205E-14,4.4806761210738205E-14,16341634861988.08,0,false,0,1.4534738800035068E-10,1.4534738800035068E-10,5171726601.3688145,0,false,0,4.1907585968710294E-7,4.1907585968710294E-7,1792531.36599016,0,false,0,1.3247984939240515E-3,1.3247984939240515E-3,567.03462954079134,0,true,0.86672176805386825,4.1893806815607428,0,0.17931209415386973,0.17931209415386973,false,0,13247.984939240523,0]
[null,6,9,688.32572281086061,null,109,16,3,617.81754159433206,1,5.9392457641219719E-2,5.9392457641219719E-2,3570730666642963.5,0,false,0,3.051349912436117E-15,3.051349912436117E-15,1126808791983.9553,0,false,0,9.8981878552159104E-12,9.8981878552159104E-12,356607343.96379471,0,false,0,2.8539154654496199E-8,2.8539154654496199E-8,123600.85879797932,0,false,0,9.0219057552900594E-5,9.0219057552900594E-5,39.09887910983462,0,true,5.9392457641219719E-2,0.28529771022098338,0,1.2364151194665406E-2,1.2364151194665406E-2,false,0,902.19057552900904,0]
[null,6,10,822.69013270694199,null,110,8,8,626.60551729431427,1,0.49471780591410064,0.49471780591410064,3.5051093808705808E+16,0,false,0,2.1567510676183955E-14,2.1567510676183955E-14,11061008056773.152,0,false,0,6.9962239129699351E-11,6.9962239129699351E-11,3500537742.2935109,0,false,0,2.0172007156291592E-7,2.0172007156291592E-7,1213293.7768273905,0,false,0,6.3768513700677412E-4,6.3768513700677412E-4,383.80337455765732,0,true,0.49471780591410064,2.016537462977936,0,0.12136928372609161,0.12136928372609161,false,0,6376.8513700677568,0]
[null,6,11,970.47673597893788,null,111,3,9,629.06186172686398,1,7.6458799324779045E-2,7.6458799324779045E-2,5669268111719254,0,false,0,3.1850368737316666E-15,3.1850368737316666E-15,1789040325017.1282,0,false,0,1.0331851215587374E-11,1.0331851215587374E-11,566187380.75800037,0,false,0,2.9789523498840451E-8,2.9789523498840451E-8,196241.74231636783,0,false,0,9.4171770942485283E-5,9.4171770942485283E-5,62.077498762948842,0,true,7.6458799324779045E-2,0.29779728746991485,0,1.9630628753720323E-2,1.9630628753720323E-2,false,0,941.71770942485352,0]
[null,6,12,1131.6855326268483,null,112,11,7,637.48766607692846,1,0.99767282343718733,0.99767282343718733,8.6351925055153616E+16,0,false,0,3.5603342641610682E-14,3.5603342641610682E-14,27249915336898.449,0,false,0,1.1549267827462199E-10,1.1549267827462199E-10,8623929810.1500454,0,false,0,3.329966509985484E-7,3.329966509985484E-7,2989072.2913891044,0,false,0,1.0526816363367042E-3,1.0526816363367042E-3,945.5385448623548,0,true,0.99767282343718733,3.3288716218570564,0,0.29900554172463373,0.29900554172463373,false,0,10526.816363367052,0]
[null,6,13,1306.3165226506728,null,113,13,6,642.03738787412453,1,0.16555054862334287,0.16555054862334287,1.5564103018953636E+16,0,false,0,5.4390576887902125E-15,5.4390576887902125E-15,4911534853338.3447,0,false,0,1.7643605716795661E-11,1.7643605716795661E-11,1554380309.5028911,0,false,0,5.0871290743309772E-8,5.0871290743309772E-8,538751.49910746433,0,false,0,1.608162527209941E-4,1.608162527209941E-4,170.42421823519976,0,true,0.16555054862334287,0.50854564337159258,0,5.3892869807683264E-2,5.3892869807683264E-2,false,0,1608.1625272099436,0]
[null,6,14,1494.3697060504117,null,114,17,2,644.47375436527909,1,0.76684285640292493,0.76684285640292493,7.5339872406761328E+16,0,false,0,2.410873289330102E-14,2.410873289330102E-14,23774862497456.531,0,false,0,7.8205638152655661E-11,7.8205638152655661E-11,7524160823.5899591,0,false,0,2.2548802212478345E-7,2.2548802212478345E-7,2607890.037240095,0,false,0,7.1282128331578304E-4,7.1282128331578304E-4,824.95848564006553,0,true,0.76684285640292493,2.2541388199220567,0,0.2608747789705913,0.2608747789705913,false,0,7128.2128331578479,0]
[null,6,15,1695.8450828260654,null,115,4,9,644.87392803200476,1,0.42148274488623333,0.42148274488623333,4.1709278714160096E+16,0,false,0,1.3155683997753558E-14,1.3155683997753558E-14,13162119003114.627,0,false,0,4.2675351995163184E-11,4.2675351995163184E-11,4165487820.1402187,0,false,0,1.2304459041795657E-7,1.2304459041795657E-7,1443766.878603942,0,false,0,3.8897322358991967E-4,3.8897322358991967E-4,456.70934003447286,0,true,0.42148274488623333,1.2300413353620845,0,0.14442417431812551,0.14442417431812551,false,0,3889.7322358992092,0]
[null,6,16,1910.7426529776324,null,116,9,8,662.13035388041192,1,0.20177371242995723,0.20177371242995723,2.7143191124000236E+16,0,false,0,4.6329197529512269E-15,4.6329197529512269E-15,8565526010333.1836,0,false,0,1.5028597620336607E-11,1.5028597620336607E-11,2710778884.5165472,0,false,0,4.333151461668477E-8,4.333151461668477E-8,939561.6882519658,0,false,0,1.3698122661251071E-4,1.3698122661251071E-4,297.2132169828937,0,true,0.20177371242995723,0.43317267277920524,0,9.3987071637178191E-2,9.3987071637178191E-2,false,0,1369.8122661251102,0]
[null,6,17,2139.0624165051149,null,117,5,9,664.62854839333704,1,0.53112525937694122,0.53112525937694122,7.4646381144256976E+16,0,false,0,1.1672709239915438E-14,1.1672709239915438E-14,23556018757979.863,0,false,0,3.7864772035847882E-11,3.7864772035847882E-11,7454902147.9094458,0,false,0,1.0917438635182716E-7,1.0917438635182716E-7,2583884.833931122,0,false,0,3.451262087059165E-4,3.451262087059165E-4,817.36487705747254,0,true,0.53112525937694122,1.0913848997293305,0,0.25847346909251173,0.25847346909251173,false,0,3451.2620870591704,0]
[null,6,18,2380.8043734085104,null,118,16,4,671.64879123492767,1,0.29448798072511351,0.29448798072511351,4.676652308140488E+16,0,false,0,5.72778329609024E-15,5.72778329609024E-15,14758024140810.041,0,false,0,1.8580194564905028E-11,1.8580194564905028E-11,4670552651.3878756,0,false,0,5.3571729891853598E-8,5.3571729891853598E-8,1618823.416130574,0,false,0,1.6935298332531896E-4,1.6935298332531896E-4,512.08528535315861,0,true,0.29448798072511351,0.53554115585252438,0,0.16193558579732445,0.16193558579732445,false,0,1693.5298332531922,0]
[null,6,19,2635.9685236878217,null,119,15,5,675.77951927200047,1,0.4205902284074069,0.4205902284074069,7.172759246235884E+16,0,false,0,7.6176079300779015E-15,7.6176079300779015E-15,22634942077671.598,0,false,0,2.4710543353940029E-11,2.4710543353940029E-11,7163403971.0329866,0,false,0,7.1247184705946701E-8,7.1247184705946701E-8,2482850.9499973259,0,false,0,2.2522930112280914E-4,2.2522930112280914E-4,785.4046491727994,0,true,0.4205902284074069,0.71223758735599574,0,0.24836675762715274,0.24836675762715274,false,0,2252.2930112280951,0]
[null,6,20,2904.5548673430462,null,120,12,7,684.84016483160008,1,0.52410574988944092,0.52410574988944092,1.0435119077808714E+17,0,false,0,8.1306815683459491E-15,8.1306815683459491E-15,32929909926051.785,0,false,0,2.6374888447381354E-11,2.6374888447381354E-11,10421508777.030781,0,false,0,7.6045942086080921E-8,7.6045942086080921E-8,3612116.95893304,0,false,0,2.4039931486365248E-4,2.4039931486365248E-4,1142.6273707267742,0,true,0.52410574988944092,0.76020938291311269,0,0.36133050083462137,0.36133050083462137,false,0,2403.993148636529,0]
[null,7,1,124.24913364883859,null,121,17,3,684.88281062996043,1,0.18824802008674818,0.18824802008674818,3.7507949829286392E+16,0,false,0,2.9182602605579662E-15,2.9182602605579662E-15,11836313511897.619,0,false,0,9.466462090004148E-12,9.466462090004148E-12,3745902901.9190388,0,false,0,2.7294372421431527E-8,2.7294372421431527E-8,1298337.8595199126,0,false,0,8.6284004770669688E-5,8.6284004770669688E-5,410.70552022669756,0,true,0.18824802008674818,0.27285398071615125,0,0.12987648915207153,0.12987648915207153,false,0,862.8400477066981,0]
[null,7,2,151.23599653760553,null,122,6,9,688.32572281086061,1,0.15145848332556863,0.15145848332556863,3.198942755068686E+16,0,false,0,2.2149669577544328E-15,2.2149669577544328E-15,10094843767238.359,0,false,0,7.1850687958123157E-12,7.1850687958123157E-12,3194770443.0190587,0,false,0,2.07164980667473E-8,2.07164980667473E-8,1107314.1849250447,0,false,0,6.548977900731106E-5,6.548977900731106E-5,350.27866209047068,0,true,0.15145848332556863,0.20709686512418418,0,0.1107678387962364,0.1107678387962364,false,0,654.89779007311154,0]
[null,7,3,191.64505280228681,null,123,18,1,688.49471456833214,1,0.66150787923888377,0.66150787923888377,1.4011590204690298E+17,0,false,0,9.6464857941310029E-15,9.6464857941310029E-15,44216112908803.797,0,false,0,3.1291962991143621E-11,3.1291962991143621E-11,13993315189.748926,0,false,0,9.0223198863256239E-8,9.0223198863256239E-8,4850112.6074940907,0,false,0,2.8521699641753548E-4,2.8521699641753548E-4,1534.2447322267008,0,true,0.66150787923888377,0.90193533607149734,0,0.48517078419515081,0.48517078419515081,false,0,2852.1699641753512,0]
[null,7,4,245.47630244288246,null,124,14,6,697.27499474117894,1,0.37929057665962801,0.37929057665962801,9.3091931400736624E+16,0,false,0,4.7732983279715278E-15,4.7732983279715278E-15,29376846521929.793,0,false,0,1.5483967717595938E-11,1.5483967717595938E-11,9297051360.2157154,0,false,0,4.4644469858675739E-8,4.4644469858675739E-8,3222377.6427000542,0,false,0,1.4113179049485416E-4,1.4113179049485416E-4,1019.3404408628865,0,true,0.37929057665962801,0.44629790822144211,0,0.3223437504246891,0.3223437504246891,false,0,1411.3179049485448,0]
[null,7,5,312.72974545939235,null,125,10,8,701.59774452270096,1,0.27705826783058068,0.27705826783058068,7.3066512345371424E+16,0,false,0,3.2449675994059731E-15,3.2449675994059731E-15,23057462518665.25,0,false,0,1.0526258805030447E-11,1.0526258805030447E-11,7297121326.901309,0,false,0,3.03500531980418E-8,3.03500531980418E-8,2529197.6680368539,0,false,0,9.5943738676097868E-5,9.5943738676097868E-5,800.06558877619659,0,true,0.27705826783058068,0.3034007414484573,0,0.25300295380564236,0.25300295380564236,false,0,959.43738676097928,0]
[null,7,6,393.40538185181663,null,126,18,2,715.48157745709909,1,0.58527731775747782,0.58527731775747782,1.9384550870356029E+17,0,false,0,5.4582592212365472E-15,5.4582592212365472E-15,61171464298406.586,0,false,0,1.7705893025926426E-11,1.7705893025926426E-11,19359268018.687347,0,false,0,5.1050881914370297E-8,5.1050881914370297E-8,6709963.1942883926,0,false,0,1.6138398313887299E-4,1.6138398313887299E-4,2122.5745704059118,0,false,0,0.51034096458904865,0.51034096458904865,0.67121701460361038,0,true,0.58527731775747782,1613.8398313887337,0]
[null,7,7,487.50321162015524,null,127,7,9,715.96545128457547,1,0.36774231358851167,0.36774231358851167,1.2275844706133378E+17,0,false,0,3.4026896140916986E-15,3.4026896140916986E-15,38738653332556.406,0,false,0,1.1037888796693901E-11,1.1037888796693901E-11,12259833586.61418,0,false,0,3.1825220943041676E-8,3.1825220943041676E-8,4249284.2216386609,0,false,0,1.0060709487208681E-4,1.0060709487208681E-4,1344.1836221925507,0,false,0,0.3181475685684409,0.3181475685684409,0.42506818396237184,0,true,0.36774231358851167,1006.0709487208695,0]
[null,7,8,595.02323476440813,null,128,13,7,736.13521764246309,1,0.43230375700117896,0.43230375700117896,1.9933321211258298E+17,0,false,0,2.8959087144022899E-15,2.8959087144022899E-15,62903208590087.453,0,false,0,9.3939565403123148E-12,9.3939565403123148E-12,19907322610.268528,0,false,0,2.7085319297139088E-8,2.7085319297139088E-8,6899920.0735682091,0,false,0,8.5623138109394462E-5,8.5623138109394462E-5,2182.6639672860742,0,false,0,0.2707641368368498,0.2707641368368498,0.69021895034032432,0,true,0.43230375700117896,856.23138109394449,0]
[null,7,9,{"$f":"3.141625/2*SQRT($H$2/$I$2)*((1+($D$8-1)/B138)*(B138/$C$2)^2+(1+($D$8-1)/C138)*(C138/$D$2)^2)","v":715.96545128457547},null,129,17,4,738.71406027055605,1,{"$f":"ABS(SIN(G138*3.1416*$J$2/$C$2)*SIN(H138*3.1416*$K$2/$D$2))*(1/F138^$N$2)+(1-1/F138^$N$2)","v":0.93339763182947821},{"$f":"$J138*$K138","v":0.93339763182947821},{"$f":"10^(LOG10($I138/22.27)/LOG10(2)*70/20)*$L138","v":4.4824525828314816E+17},{"$f":"IF($I138<22.27,M138,0)","v":0},{"$f":"AND($I138>22.27,$I138<44.45)","v":false},{"$f":"IF($O138=TRUE,$L138,0)","v":0},{"$f":"10^(LOG10(44.45/$I138)/LOG10(2)*70/20)*$L138","v":6.0034956251778809E-15},{"$f":"IF($I138>44.45,Q138,0)","v":6.0034956251778809E-15},{"$f":"10^(LOG10($I138/44.548)/LOG10(2)*70/20)*$L138","v":141451917031152.91},{"$f":"IF($I138<44.528,S138,0)","v":0},{"$f":"AND($I138>44.548,$I138<89.095)","v":false},{"$f":"IF($U138=TRUE,$L138,0)","v":0},{"$f":"10^(LOG10(89.095/$I138)/LOG10(2)*70/20)*$L138","v":1.9474570007126784E-11},{"$f":"IF($I138>89.095,W138,0)","v":1.9474570007126784E-11},{"$f":"10^(LOG10($I138/89.09)/LOG10(2)*70/20)*$L138","v":44766062165.926842},{"$f":"IF($I138<89.09,Y138,0)","v":0},{"$f":"AND($I138>89.09,$I138<176.78)","v":false},{"$f":"IF($AA138=TRUE,$L138,0)","v":0},{"$f":"10^(LOG10(176.78/$I138)/LOG10(2)*70/20)*$L138","v":5.6150456365639357E-8},{"$f":"IF($I138>176.78,AC138,0)","v":5.6150456365639357E-8},{"$f":"10^(LOG10($I138/176.78)/LOG10(2)*70/20)*$L138","v":15516011.720930878},{"$f":"IF($I138<176.78,AE138,0)","v":0},{"$f":"AND($I138>176.78,$I138<353.55)","v":false},{"$f":"IF($AG138=TRUE,$L138,0)","v":0},{"$f":"10^(LOG10(353.55/$I138)/LOG10(2)*70/20)*$L138","v":1.7750495120832704E-4},{"$f":"IF($I138>353.55,AI138,0)","v":1.7750495120832704E-4},{"$f":"10^(LOG10($I138/353.55)/LOG10(2)*70/20)*$L138","v":4908.207535475246},{"$f":"IF($I138<353.55,AK138,0)","v":0},{"$f":"AND($I138>353.55,$I138<707.1)","v":false},{"$f":"IF($AM138=TRUE,$L138,0)","v":0},{"$f":"10^(LOG10(707.1/$I138)/LOG10(2)*70/20)*$L138","v":0.5613199417753717},{"$f":"IF($I138>707.1,AO138,0)","v":0.5613199417753717},{"$f":"10^(LOG10($I138/707.1)/LOG10(2)*70/20)*$L138","v":1.5521115040903459},{"$f":"IF($I138<707.1,AQ138,0)","v":0},{"$f":"AND($I138>707.1,$I138<1414.2)","v":true},{"$f":"IF($AS138=TRUE,$L138,0)","v":0.93339763182947821},{"$f":"10^(LOG10(1414.2/$I138)/LOG10(2)*70/20)*$L138","v":1775.0495120832729},{"$f":"IF($I138>1414.2,AU138,0)","v":0}]
[null,7,10,850.32986118065696,null,130,16,5,738.90223425143745,{"$f":"IF(ABS(I139-I138)>0.0001,1,$M$2)","v":1},0.20115944337154018,0.20115944337154018,9.688923391827584E+16,0,false,0,1.2900063307853468E-15,1.2900063307853468E-15,30575154168753.133,0,false,0,4.1846151254206226E-12,4.1846151254206226E-12,9676286337.9910641,0,false,0,1.2065378024826151E-8,1.2065378024826151E-8,3353821.2871810072,0,false,0,3.8141530385091687E-5,3.8141530385091687E-5,1060.9202422922306,0,false,0,0.12061410946140895,0.12061410946140895,0.33549243814211394,0,true,0.20115944337154018,381.41530385091676,0]
[null,7,11,998.11646445265274,null,131,1,10,743.62980118123778,1,0.83498070409865333,0.83498070409865333,4.3312711775464691E+17,0,false,0,4.9719186764725958E-15,4.9719186764725958E-15,136681113726074.73,0,false,0,1.6128266659949105E-11,1.6128266659949105E-11,43256219939.542969,0,false,0,4.6502158097018862E-8,4.6502158097018862E-8,14992697.215525106,0,false,0,1.470043849749445E-4,1.470043849749445E-4,4742.6665288651948,0,false,0,0.46486868255305858,0.46486868255305858,1.499762841385871,0,true,0.83498070409865333,1470.0438497494461,0]
[null,7,12,1159.3252611005632,null,132,11,8,745.00768922118129,1,0.50064502659660381,0.50064502659660381,2.6534834904591334E+17,0,false,0,2.9176281189069618E-15,2.9176281189069618E-15,83735481770308.844,0,false,0,9.4644115035450078E-12,9.4644115035450078E-12,26500226091.654224,0,false,0,2.7288460025653042E-8,2.7288460025653042E-8,9185034.3485960755,0,false,0,8.6265314281008378E-5,8.6265314281008378E-5,2905.5182229956154,0,false,0,0.27279487619823717,0.27279487619823717,0.91880553677911636,0,true,0.50064502659660381,862.653142810085,0]
[null,7,13,1333.9562511243876,null,133,8,9,747.54773381448183,1,0.54815347964341687,0.54815347964341687,3.0225606055212934E+17,0,false,0,3.0705476846257701E-15,3.0705476846257701E-15,95382379198254.859,0,false,0,9.9604629665561341E-12,9.9604629665561341E-12,30186183449.056274,0,false,0,2.8718710656025106E-8,2.8718710656025106E-8,10462594.955743516,0,false,0,9.0786676791522667E-5,9.0786676791522667E-5,3309.6512380905083,0,false,0,0.28709267985875941,0.28709267985875941,1.0466036173162232,0,true,0.54815347964341687,907.86676791522814,0]
[null,7,14,1522.0094345241266,null,134,2,10,751.55675937399587,1,0.90071948508086219,0.90071948508086219,5.2853002103862496E+17,0,false,0,4.7412839800377348E-15,4.7412839800377348E-15,166787229319006.09,0,false,0,1.5380117277952944E-11,1.5380117277952944E-11,52784067073.003647,0,false,0,4.4345040932769163E-8,4.4345040932769163E-8,18295069.160818376,0,false,0,1.4018522442355954E-4,1.4018522442355954E-4,5787.3117094927384,0,false,0,0.44330460348031342,0.44330460348031342,1.830108653135974,0,true,0.90071948508086219,1401.8522442355963,0]
[null,7,15,1723.4848112997802,null,135,18,3,755.89063372178043,1,0.14367649818939818,0.14367649818939818,9.0136337559658464E+16,0,false,0,7.0738862896839643E-16,7.0738862896839643E-16,28444155306438.758,0,false,0,2.2946780071456019E-12,2.2946780071456019E-12,9001877467.8386345,0,false,0,6.6161777778030416E-9,6.6161777778030416E-9,3120069.7480083131,0,false,0,2.091531199652386E-5,2.091531199652386E-5,986.97720289322035,0,false,0,6.6140023882059196E-2,6.6140023882059196E-2,0.31210959598047039,0,true,0.14367649818939818,209.15311996523911,0]
[null,7,16,1938.3823814513473,null,136,15,6,756.45515566442475,1,0.24360191589219507,0.24360191589219507,1.5415745580971648E+17,0,false,0,1.1890041716193617E-15,1.1890041716193617E-15,48647179743628.484,0,false,0,3.8569770721338651E-12,3.8569770721338651E-12,15395639156.453871,0,false,0,1.1120708837877762E-8,1.1120708837877762E-8,5336161.0569486581,0,false,0,3.5155206340895608E-5,3.5155206340895608E-5,1687.9973011939489,0,false,0,0.11117052365042412,0.11117052365042412,0.53379161559901267,0,true,0.24360191589219507,351.55206340895694,0]
[null,7,17,2166.7021449788299,null,137,3,10,763.42627162294536,1,0.13665323525101386,0.13665323525101386,9.6210776029483216E+16,0,false,0,5.9951855868492409E-16,5.9951855868492409E-16,30361054482875.359,0,false,0,1.9447613308346976E-12,1.9447613308346976E-12,9608529038.911232,0,false,0,5.6072732906891058E-9,5.6072732906891058E-9,3330336.4641736555,0,false,0,1.7725924886419933E-5,1.7725924886419933E-5,1053.4912465343582,0,false,0,5.6054296274148541E-2,5.6054296274148541E-2,0.33314318340985355,0,true,0.13665323525101386,177.25924886419961,0]
[null,7,18,2408.4441018822258,null,138,19,1,763.44509171634331,1,0.15313277918235663,0.15313277918235663,1.0784411279209453E+17,0,false,0,6.7162429911589348E-16,6.7162429911589348E-16,34032164787183.328,0,false,0,2.1786631070015032E-12,2.1786631070015032E-12,10770345404.145859,0,false,0,6.2816754198089337E-9,6.2816754198089337E-9,3733024.4708545818,0,false,0,1.9857870462154627E-5,1.9857870462154627E-5,1180.8742586373005,0,false,0,6.2796100140989061E-2,6.2796100140989061E-2,0.37342522875566325,0,true,0.15313277918235663,198.57870462154639,0]
[null,7,19,2663.6082521615367,null,139,4,10,779.23833792808625,1,0.75330741784896527,0.75330741784896527,6.7311834663605299E+17,0,false,0,2.6039915659411573E-15,2.6039915659411573E-15,212414696555172.37,0,false,0,8.4470147419131975E-12,8.4470147419131975E-12,67224041289.2463,0,false,0,2.4355029790754627E-8,2.4355029790754627E-8,23299994.730521444,0,false,0,7.699204342230015E-5,7.699204342230015E-5,7370.5287009165386,0,false,0,0.24347021892505338,0.24347021892505338,2.3307658254538253,0,true,0.75330741784896527,769.92043422300185,0]
[null,7,20,2932.1945958167612,null,140,9,9,783.07257040057948,1,0.22356778196953669,0.22356778196953669,2.1150135084025344E+17,0,false,0,7.2994780016379431E-16,7.2994780016379431E-16,66743085349347.109,0,false,0,2.3678570658435031E-12,2.3678570658435031E-12,21122549418.94186,0,false,0,6.8271728108533675E-9,6.8271728108533675E-9,7321120.2527815746,0,false,0,2.158231749337896E-5,2.158231749337896E-5,2315.9029677935264,0,false,0,6.8249280463973508E-2,6.8249280463973508E-2,0.7323528218171097,0,true,0.22356778196953669,215.82317493378977,0]
[null,8,1,155.8314161787448,null,141,19,2,790.43195460511026,1,0.13548612960395651,0.13548612960395651,1.4289997927808872E+17,0,false,0,3.9677474444247958E-16,3.9677474444247958E-16,45094678948793.695,0,false,0,1.2870863943497805E-12,1.2870863943497805E-12,14271359791.678253,0,false,0,3.7110184408846163E-9,3.7110184408846163E-9,4946483.4539287165,0,false,0,1.173141217219963E-5,1.173141217219963E-5,1564.7298931803059,0,false,0,3.7097982634374298E-2,3.7097982634374298E-2,0.494811038540174,0,true,0.13548612960395651,117.31412172199647,0]
[null,8,2,182.81827906751175,null,142,14,7,791.3728245095175,1,0.99044517006197963,0.99044517006197963,1.0591919046209957E+18,0,false,0,2.8607027760108168E-15,2.8607027760108168E-15,334247206510051.94,0,false,0,9.2797529904677989E-12,9.2797529904677989E-12,105781042346.14771,0,false,0,2.6756039552323405E-8,2.6756039552323405E-8,36663932.75360211,0,false,0,8.4582206497782345E-5,8.4582206497782345E-5,11597.966942666882,0,false,0,0.26747242205568594,0.26747242205568594,3.6675991766166809,0,true,0.99044517006197963,845.82206497782408,0]
[null,8,3,223.22733533219304,null,143,12,8,792.36018797585302,1,0.2630029914905786,0.2630029914905786,2.8536515789691261E+17,0,false,0,7.4869846680843089E-16,7.4869846680843089E-16,90052148667499.219,0,false,0,2.4286818241259754E-12,2.4286818241259754E-12,28499296227.542255,0,false,0,7.0025470519606996E-9,7.0025470519606996E-9,9877916.2809946388,0,false,0,2.2136717192434573E-5,2.2136717192434573E-5,3124.6987948435803,0,false,0,7.0002446247101169E-2,7.0002446247101169E-2,0.98811651936889,0,true,0.2630029914905786,221.36717192434591,0]
[null,8,4,277.05858497278865,null,144,5,10,798.99295828941843,1,0.94926922288028825,0.94926922288028825,1.1348070848313503E+18,0,false,0,2.4526934745116389E-15,2.4526934745116389E-15,358108947375706.37,0,false,0,7.9562231335821984E-12,7.9562231335821984E-12,113332698042.29393,0,false,0,2.2939944745070765E-8,2.2939944745070765E-8,39281352.571756884,0,false,0,7.2518622932996919E-5,7.2518622932996919E-5,12425.940000823273,0,false,0,0.22932402124719048,0.22932402124719048,3.9294272471196097,0,true,0.94926922288028825,725.18622932996959,0]
[null,8,5,344.3120279892986,null,145,17,5,805.96750328706605,1,0.63758713547768087,0.63758713547768087,8.432537290363913E+17,0,false,0,1.4890433259427568E-15,1.4890433259427568E-15,266104000681961.94,0,false,0,4.8302656161022872E-12,4.8302656161022872E-12,84215389138.253601,0,false,0,1.3926963142813735E-8,1.3926963142813735E-8,29189231.791454557,0,false,0,4.4026443828836037E-5,4.4026443828836037E-5,9233.4815164057745,0,false,0,0.13922383977658598,0.13922383977658598,2.9198832324907631,0,true,0.63758713547768087,440.26443828835983,0]
[null,8,6,424.98766438172282,null,146,18,4,809.72188336237605,1,0.71239688522480837,0.71239688522480837,9.945062771030697E+17,0,false,0,1.576242410610781E-15,1.576242410610781E-15,313834484127175.12,0,false,0,5.1131282656231858E-12,5.1131282656231858E-12,99320916401.256104,0,false,0,1.4742532721683971E-8,1.4742532721683971E-8,34424839.453233264,0,false,0,4.6604653298081874E-5,4.6604653298081874E-5,10889.670583578754,0,false,0,0.14737685398441669,0.14737685398441669,3.4436162013043914,0,true,0.71239688522480837,466.0465329808186,0]
[null,8,7,519.08549415006144,null,147,16,6,819.57787064386184,1,0.1165096630767367,0.1165096630767367,1.8721404754485469E+17,0,false,0,2.2396078095304327E-16,2.2396078095304327E-16,59078786514798.703,0,false,0,7.2650005593892094E-13,7.2650005593892094E-13,18696986829.994846,0,false,0,2.0946962975667563E-9,2.0946962975667563E-9,6480415.1351310853,0,false,0,6.6218333413828034E-6,6.6218333413828034E-6,2049.9612253032042,0,false,0,2.0940075644813011E-2,2.0940075644813011E-2,0.64825465869877119,0,true,0.1165096630767367,66.218333413828205,0]
[null,8,8,626.60551729431427,null,148,10,9,822.5399610428683,1,0.30698400534562587,0.30698400534562587,5.1440931331593242E+17,0,false,0,5.6586024964442996E-16,5.6586024964442996E-16,162331184017241.37,0,false,0,1.8355780921593083E-12,1.8355780921593083E-12,51373838034.191093,0,false,0,5.2924684617835724E-9,5.2924684617835724E-9,17806280.79667091,0,false,0,1.6730751927697367E-5,1.6730751927697367E-5,5632.6924184460895,0,false,0,5.2907283058776379E-2,5.2907283058776379E-2,1.7812137401451884,0,true,0.30698400534562587,167.30751927697361,0]
[null,8,9,747.54773381448183,null,149,6,10,822.69013270694199,1,0.27069862377426895,0.27069862377426895,4.5457015294212595E+17,0,false,0,4.9791784615812295E-16,4.9791784615812295E-16,143447852198341.72,0,false,0,1.6151816471952389E-12,1.6151816471952389E-12,45397726689.45401,0,false,0,4.6570058579074291E-9,4.6570058579074291E-9,15734947.979260156,0,false,0,1.4721903455278127E-5,1.4721903455278127E-5,4977.4640307813943,0,false,0,4.6554746411781783E-2,4.6554746411781783E-2,1.5740123308831635,0,true,0.27069862377426895,147.21903455278164,0]
[null,8,10,881.91214371056321,null,150,19,3,830.84101086979149,1,3.3259742115613049E-2,3.3259742115613049E-2,6.263473760369312E+16,0,false,0,5.4551790042953844E-17,5.4551790042953844E-17,19765526891952.359,0,false,0,1.7695901197131445E-13,1.7695901197131445E-13,6255304446.6167316,0,false,0,5.1022072767541193E-10,5.1022072767541193E-10,2168101.7363544358,0,false,0,1.6129291057182313E-6,1.6129291057182313E-6,685.83947160187984,0,false,0,5.1005296784481296E-3,5.1005296784481296E-3,0.21688148395083059,0,true,3.3259742115613049E-2,16.129291057182353,0]
[null,8,11,1029.698746982559,null,151,20,1,842.33802292054577,1,0.82669693970109692,0.82669693970109692,1.8265717024248253E+18,0,false,0,1.1556929073036625E-15,1.1556929073036625E-15,576407812750668.87,0,false,0,3.7489196020457428E-12,3.7489196020457428E-12,182418934434.37314,0,false,0,1.0809149904512734E-8,1.0809149904512734E-8,63226788.059053175,0,false,0,3.4170294430200489E-5,3.4170294430200489E-5,20000.642122273603,0,false,0,0.108055958717999,0.108055958717999,6.3247583772288598,0,true,0.82669693970109692,341.70294430200511,0]
[null,8,12,1190.9075436304695,null,152,13,8,843.65524078671592,1,0.21693557330349922,0.21693557330349922,4.8810260181568685E+17,0,false,0,2.978083965944034E-16,2.978083965944034E-16,154029624315866.62,0,false,0,9.6605225193548227E-13,9.6605225193548227E-13,48746598011.816406,0,false,0,2.7853901164123392E-9,2.7853901164123392E-9,16895673.854524132,0,false,0,8.8052808242621068E-6,8.8052808242621068E-6,5344.6385077061777,0,false,0,2.7844742842073059E-2,2.7844742842073059E-2,1.6901230954594875,0,true,0.21693557330349922,88.052808242621126,0]
[null,8,13,1365.538533654294,null,153,7,10,850.32986118065696,1,0.65725825326002429,0.65725825326002429,1.6207201608047468E+18,0,false,0,8.2328570623073365E-16,8.2328570623073365E-16,511447627120365.44,0,false,0,2.6706332648293024E-12,2.6706332648293024E-12,161860629045.01645,0,false,0,7.700158542681347E-9,7.700158542681347E-9,56101235.978966139,0,false,0,2.4342033081879729E-5,2.4342033081879729E-5,17746.603581768668,0,false,0,7.6976267417908043E-2,7.6976267417908043E-2,5.6119688050491137,0,true,0.65725825326002429,243.42033081879788,0]
[null,8,14,1553.5917170540329,null,154,15,7,850.55298543276331,1,0.63612005111792336,0.63612005111792336,1.5733880778960294E+18,0,false,0,7.9438096413881655E-16,7.9438096413881655E-16,496511130323591,0,false,0,2.5768699878067924E-12,2.5768699878067924E-12,157133594175.64594,0,false,0,7.4298136368259356E-9,7.4298136368259356E-9,54462835.706756428,0,false,0,2.3487408517284871E-5,2.3487408517284871E-5,17228.325514774406,0,false,0,7.4273707249458504E-2,7.4273707249458504E-2,5.4480748897480078,0,true,0.63612005111792336,234.87408517284908,0]
[null,8,15,1755.0670938296864,null,155,11,9,865.94990574134863,1,0.55472091385113709,0.55472091385113709,1.690284893329751E+18,0,false,0,5.6230983916239655E-16,5.6230983916239655E-16,533400039536521.12,0,false,0,1.8240610158085673E-12,1.8240610158085673E-12,168808029119.47018,0,false,0,5.2592616134241297E-9,5.2592616134241297E-9,58509219.522072323,0,false,0,1.6625777179861913E-5,1.6625777179861913E-5,18508.325291196787,0,false,0,5.2575323758814733E-2,5.2575323758814733E-2,5.8528463595480869,0,true,0.55472091385113709,166.25777179861984,0]
[null,8,16,1969.9646639812536,null,156,20,2,869.32488580931272,1,0.73143039206619409,0.73143039206619409,2.331846384451138E+18,0,false,0,7.0865128718223929E-16,7.0865128718223929E-16,735856398272081.25,0,false,0,2.2987739084863615E-12,2.2987739084863615E-12,232880500749.86166,0,false,0,6.6279873699751983E-9,6.6279873699751983E-9,80716873.550727397,0,false,0,2.0952644926975229E-5,2.0952644926975229E-5,25533.311918503401,0,false,0,6.6258080974014116E-2,6.6258080974014116E-2,8.0743421869994183,0,true,0.73143039206619409,209.52644926975262,0]
[null,8,17,2198.2844275087364,null,157,18,5,876.97532637888605,1,0.4866255000919994,0.4866255000919994,1.7177684731949824E+18,0,false,0,4.2580583808309997E-16,4.2580583808309997E-16,542072981384709.19,0,false,0,1.3812595395948144E-12,1.3812595395948144E-12,171552802481.93976,0,false,0,3.9825451077614909E-9,3.9825451077614909E-9,59460563.768200643,0,false,0,1.2589772564533623E-5,1.2589772564533623E-5,18809.265705631966,0,false,0,3.9812356527425458E-2,3.9812356527425458E-2,5.9480120745091121,0,true,0.4866255000919994,125.89772564533621,0]
[null,8,18,2440.0263844121318,null,158,8,10,881.91214371056321,1,0.97970340979573267,0.97970340979573267,3.6915588217160535E+18,0,false,0,8.0309322011241328E-16,8.0309322011241328E-16,1164938306687347.7,0,false,0,2.6051314290521739E-12,2.6051314290521739E-12,368674400115.40826,0,false,0,7.5112990212476788E-9,7.5112990212476788E-9,127783325.95337853,0,false,0,2.3745003203457756E-5,2.3745003203457756E-5,40421.926370833935,0,false,0,7.5088293170921083E-2,7.5088293170921083E-2,12.782535474345902,0,true,0.97970340979573267,237.45003203457813,0]
[null,8,19,2695.1905346914427,null,159,19,4,884.6722605103871,1,0.16491309981197394,0.16491309981197394,6.4439006914122125E+17,0,false,0,1.3036109043209364E-16,1.3036109043209364E-16,203348967806113.44,0,false,0,4.2287466175174613E-13,4.2287466175174613E-13,64354960507.043243,0,false,0,1.2192621061279703E-9,1.2192621061279703E-9,22305565.270097576,0,false,0,3.8543775895443227E-6,3.8543775895443227E-6,7055.9590641479735,0,false,0,1.2188612145269676E-2,1.2188612145269676E-2,2.2312901719617684,0,true,0.16491309981197394,38.543775895443311,0]
[null,8,20,2963.7768783466672,null,160,17,6,886.64313967949022,1,0.36928448941550435,0.36928448941550435,1.4807829348800033E+18,0,false,0,2.844574066253704E-16,2.844574066253704E-16,467287898700945.31,0,false,0,9.2274335241268822E-13,9.2274335241268822E-13,147885158163.14151,0,false,0,2.6605188369946709E-9,2.6605188369946709E-9,51257308.246279821,0,false,0,8.4105330021604004E-6,8.4105330021604004E-6,16214.315321970746,0,false,0,2.6596440622840712E-2,2.6596440622840712E-2,5.1274167117593974,0,true,0.36928448941550435,84.10533002160399,0]
[null,9,1,191.35625276484248,null,161,1,11,891.41640445323355,1,0.27157982157281113,0.27157982157281113,1.1591473978395694E+18,0,false,0,1.9653633176971599E-16,1.9653633176971599E-16,365789974386091.19,0,false,0,6.3753865930065115E-13,6.3753865930065115E-13,115763554688.58055,0,false,0,1.8381965125478504E-9,1.8381965125478504E-9,40123892.620865792,0,false,0,5.8109764976156554E-6,5.8109764976156554E-6,12692.462190439615,0,false,0,1.8375921162173507E-2,1.8375921162173507E-2,4.0137089637358949,0,true,0.27157982157281113,58.109764976156647,0]
[null,9,2,218.34311565360943,null,162,14,8,898.89284765377056,1,0.49701809737566394,0.49701809737566394,2.33769100363757E+18,0,false,0,3.2639523713850563E-16,3.2639523713850563E-16,737700773807489.75,0,false,0,1.0587842970999483E-12,1.0587842970999483E-12,233464200367.43015,0,false,0,3.0527617017052918E-9,3.0527617017052918E-9,80919185.07131891,0,false,0,9.65050601518252E-6,9.65050601518252E-6,25597.309481004755,0,false,0,3.0517579581132274E-2,3.0517579581132274E-2,8.0945799932197531,0,true,0.49701809737566394,96.505060151825433,0]
[null,9,3,258.75217191829074,null,163,2,11,899.34336264599176,1,0.29296154491315435,0.29296154491315435,1.3859756653541709E+18,0,false,0,1.9127232745987617E-16,1.9127232745987617E-16,437369746138027.56,0,false,0,6.204629042988715E-13,6.204629042988715E-13,138416796718.26877,0,false,0,1.7889624891118187E-9,1.7889624891118187E-9,47975554.166321926,0,false,0,5.655336036371776E-6,5.655336036371776E-6,15176.192227290639,0,false,0,1.7883742808563662E-2,1.7883742808563662E-2,4.7991333646782257,0,true,0.29296154491315435,56.553360363717793,0]
[null,9,4,312.5834215588863,null,164,20,3,909.73394207399394,1,0.17955480968239976,0.17955480968239976,9.7083696724177216E+17,0,false,0,1.0257329204156417E-16,1.0257329204156417E-16,306365204323728.75,0,false,0,3.3273460687592457E-13,3.3273460687592457E-13,96957072552.167892,0,false,0,9.5936393039166383E-10,9.5936393039166383E-10,33605526.181207091,0,false,0,3.0327776242155345E-6,3.0327776242155345E-6,10630.495761594804,0,false,0,9.5904849293153259E-3,9.5904849293153259E-3,3.361657926340591,0,true,0.17955480968239976,30.327776242155412,0]
[null,9,5,379.83686457539631,null,165,3,11,911.21287489494125,1,4.44468489686594E-2,4.44468489686594E-2,2.4490199145700739E+17,0,false,0,2.4915875453686621E-17,2.4915875453686621E-17,77283262982021.047,0,false,0,8.0823905122325859E-14,8.0823905122325859E-14,24458257107.090889,0,false,0,2.3303719446493266E-10,2.3303719446493266E-10,8477283.5846171975,0,false,0,7.3668601309065111E-7,7.3668601309065111E-7,2681.6341672550925,0,false,0,2.3296057217550761E-3,2.3296057217550761E-3,0.84800718198550107,0,true,4.44468489686594E-2,7.3668601309065238,0]
[null,9,6,460.51250096782047,null,166,12,9,913.30240449602047,1,0.29141058441551349,0.29141058441551349,1.6490066648254341E+18,0,false,0,1.5906504257106448E-16,1.5906504257106448E-16,520373946241191.19,0,false,0,5.1598660191328164E-13,5.1598660191328164E-13,164685590099.36383,0,false,0,1.4877290315207846E-9,1.4877290315207846E-9,57080373.448506184,0,false,0,4.7030654111105106E-6,4.7030654111105106E-6,18056.33587591106,0,false,0,1.4872398683865414E-2,1.4872398683865414E-2,5.7099147564890274,0,true,0.29141058441551349,47.030654111105264,0]
[null,9,7,554.61033073615909,null,167,16,7,913.6757004122004,1,0.3042428158278716,0.3042428158278716,1.7298198005908347E+18,0,false,0,1.6528228682321284E-16,1.6528228682321284E-16,545875996210660.81,0,false,0,5.3615454505828397E-13,5.3615454505828397E-13,172756363392.88107,0,false,0,1.5458786703129955E-9,1.5458786703129955E-9,59877720.52261433,0,false,0,4.8868902535904928E-6,4.8868902535904928E-6,18941.225642393722,0,false,0,1.5453703876623837E-2,1.5453703876623837E-2,5.9897414705150025,0,true,0.3042428158278716,48.868902535905093,0]
[null,9,8,662.13035388041192,null,168,9,10,917.43698029666086,1,0.39957808615664869,0.39957808615664869,2.3830121413151739E+18,0,false,0,2.0694911954544545E-16,2.0694911954544545E-16,752002680382211.12,0,false,0,6.7131640766067581E-13,6.7131640766067581E-13,237990402996.93829,0,false,0,1.9355869034383968E-9,1.9355869034383968E-9,82487976.464907765,0,false,0,6.1188506931629901E-6,6.1188506931629901E-6,26093.568047838158,0,false,0,1.9349504852895126E-2,1.9349504852895126E-2,8.2515107311762037,0,true,0.39957808615664869,61.188506931629938,0]
[null,9,9,783.07257040057948,null,169,4,11,927.02494120008203,1,0.24501535559404436,0.24501535559404436,1.6489774724210967E+18,0,false,0,1.1244972490274556E-16,1.1244972490274556E-16,520364734048807.06,0,false,0,3.6477248866751236E-13,3.6477248866751236E-13,164682674666.43423,0,false,0,1.0517378150488285E-9,1.0517378150488285E-9,57079362.95329354,0,false,0,3.3247934500927138E-6,3.3247934500927138E-6,18056.016224166335,0,false,0,1.0513920051902362E-2,1.0513920051902362E-2,5.7098136737318947,0,true,0.24501535559404436,33.247934500927251,0]
[null,9,10,917.43698029666086,null,170,5,11,946.77956156141431,1,0.30875248363096341,0.30875248363096341,2.6552370973082721E+18,0,false,0,1.1089299822236083E-16,1.1089299822236083E-16,837908200133685.62,0,false,0,3.5972266692832921E-13,3.5972266692832921E-13,265177392882.29645,0,false,0,1.0371778121775679E-9,1.0371778121775679E-9,91911044.595280901,0,false,0,3.2787658170771175E-6,3.2787658170771175E-6,29074.383919638803,0,false,0,1.0368367896266713E-2,1.0368367896266713E-2,9.1941274752232349,0,true,0.30875248363096341,32.787658170771223,0]
[null,9,11,1065.2235835686567,null,171,19,5,951.92570352689711,1,0.11264917257800636,0.11264917257800636,1.0317923566419558E+18,0,false,0,3.7988331498287493E-17,3.7988331498287493E-17,325600782446877.31,0,false,0,1.2322927630940248E-13,1.2322927630940248E-13,103044661212.19859,0,false,0,3.5530335713950545E-10,3.5530335713950545E-10,35715497.271608815,0,false,0,1.1231984413896306E-6,1.1231984413896306E-6,11297.946662754859,0,false,0,3.5518653391423778E-3,3.5518653391423778E-3,3.5727244337403574,0,true,0.11264917257800636,11.231984413896335,0]
[null,9,12,1226.4323802165673,null,172,10,10,956.9043709389498,1,0.54866618193412942,0.54866618193412942,5.3396490452069284E+18,0,false,0,1.7413664975823266E-16,1.7413664975823266E-16,1685023053252186.5,0,false,0,5.6487696306478551E-13,5.6487696306478551E-13,533268465610.78107,0,false,0,1.6286931755061542E-9,1.6286931755061542E-9,184831976.78078422,0,false,0,5.1486866067301943E-6,5.1486866067301943E-6,58468.227373690344,0,false,0,1.6281576635671036E-2,1.6281576635671036E-2,18.489276925346594,0,true,0.54866618193412942,51.486866067301982,0]
[null,9,13,1401.0633702403918,null,173,18,6,957.65096277131022,1,0.28184892595645711,0.28184892595645711,2.7679549394351176E+18,0,false,0,8.8646229068984409E-17,8.8646229068984409E-17,873478358563298.75,0,false,0,2.8755700039684512E-13,2.8755700039684512E-13,276434475549.91064,0,false,0,8.2910466303021543E-10,8.2910466303021543E-10,95812773.229950368,0,false,0,2.6209970903786676E-6,2.6209970903786676E-6,30308.624665940228,0,false,0,8.2883205462707769E-3,8.2883205462707769E-3,9.584428669153116,0,true,0.28184892595645711,26.209970903786665,0]
[null,9,14,1589.1165536401304,null,174,15,8,958.07300857701625,1,0.31921320540071457,0.31921320540071457,3.1509994194142561E+18,0,false,0,9.9884911349855553E-17,9.9884911349855553E-17,994354988042401,0,false,0,3.2401384463085688E-13,3.2401384463085688E-13,314688963882.34491,0,false,0,9.3421961245614142E-10,9.3421961245614142E-10,109071859.70363316,0,false,0,2.9532904531897465E-6,2.9532904531897465E-6,34502.895030911532,0,false,0,9.3391244241104836E-3,9.3391244241104836E-3,10.910773416738598,0,true,0.31921320540071457,29.532904531897483,0]
[null,9,15,1790.591930415784,null,175,20,4,963.56519171458967,1,0.89029374154327479,0.89029374154327479,9.3921316576457277E+18,0,false,0,2.6066875778392078E-16,2.6066875778392078E-16,2963857404920404.5,0,false,0,8.4557602588130656E-13,8.4557602588130656E-13,937988170286.78308,0,false,0,2.4380245483060181E-9,2.4380245483060181E-9,325108681.44533312,0,false,0,7.7071756224689695E-6,7.7071756224689695E-6,102842.20641350962,0,false,0,2.4372229293928023E-2,2.4372229293928023E-2,32.52156118638657,0,true,0.89029374154327479,77.071756224689949,0]
[null,9,16,2005.4895005673513,null,176,13,9,964.59745730688348,1,0.24036731232067285,0.24036731232067285,2.5675139449490524E+18,0,false,0,6.9506355455175439E-17,6.9506355455175439E-17,810225569163394.25,0,false,0,2.2546970461262739E-13,2.2546970461262739E-13,256416519187.95639,0,false,0,6.5009018458388945E-10,6.5009018458388945E-10,88874507.264319807,0,false,0,2.0550897350531528E-6,2.0550897350531528E-6,28113.830674537214,0,false,0,6.4987643587999522E-3,6.4987643587999522E-3,8.8903738683845379,0,true,0.24036731232067285,20.550897350531574,0]
[null,9,17,2233.8092640948339,null,177,6,11,970.47673597893788,1,8.8045488457102736E-2,8.8045488457102736E-2,1.0093172340109953E+18,0,false,0,2.3723187355339127E-17,2.3723187355339127E-17,318508350072158.44,0,false,0,7.6954977864257728E-14,7.6954977864257728E-14,100800080330.87892,0,false,0,2.2188203000653879E-10,2.2188203000653879E-10,34937520.796169758,0,false,0,7.0142188433604025E-7,7.0142188433604025E-7,11051.847983026355,0,false,0,2.2180907551890695E-3,2.2180907551890695E-3,3.4949011980301212,0,true,8.8045488457102736E-2,7.014218843360406,0]
[null,9,18,2475.5512209982298,null,178,17,7,980.74096944782877,1,0.96431617716834739,0.96431617716834739,1.2492945425284198E+19,0,false,0,2.2991143672823757E-16,2.2991143672823757E-16,3942375400780610,0,false,0,7.4580322024811987E-13,7.4580322024811987E-13,1247665114597.8787,0,false,0,2.1503525449121739E-9,2.1503525449121739E-9,432443364.57701886,0,false,0,6.7977759803019851E-6,6.7977759803019851E-6,136795.57729515902,0,false,0,2.1496455121338218E-2,2.1496455121338218E-2,43.25855980903178,0,true,0.96431617716834739,67.977759803020078,0]
[null,9,19,2730.7153712775403,null,179,7,11,998.11646445265274,1,0.21377509476736994,0.21377509476736994,3.3968671670273326E+18,0,false,0,4.1554892600434509E-17,4.1554892600434509E-17,1071943012886661.6,0,false,0,1.3479874320085284E-13,1.3479874320085284E-13,339243670643.54767,0,false,0,3.88661261607964E-10,3.88661261607964E-10,117582572.94212821,0,false,0,1.2286507135230685E-6,1.2286507135230685E-6,37195.104059930178,0,false,0,3.8853347035239403E-3,3.8853347035239403E-3,11.762124663635547,0,true,0.21377509476736994,12.286507135230693,0]
[null,9,20,2999.3017149327648,null,180,11,10,1000.3143156374301,1,0.99144124951737067,0.99144124951737067,1.6161998460733417E+19,0,false,0,1.8785615119532848E-16,1.8785615119532848E-16,5100211598627002,0,false,0,6.0938126653743676E-13,6.0938126653743676E-13,1614091871467.771,0,false,0,1.7570111280622138E-9,1.7570111280622138E-9,559447652.63305318,0,false,0,5.5543301826131162E-6,5.5543301826131162E-6,176971.06922478953,0,false,0,1.7564334253676431E-2,1.7564334253676431E-2,55.96316587056635,0,true,0.99144124951737067,55.543301826131291,0]
[null,10,1,230.82364340713141,null,181,14,9,1019.8350641739379,1,0.5507022311817209,0.5507022311817209,1.1239151131983827E+19,0,false,0,8.3346367022184067E-17,8.3346367022184067E-17,3546717882775079,0,false,0,2.7036492749423938E-13,2.7036492749423938E-13,1122449214953.6929,0,false,0,7.7953526360319922E-10,7.7953526360319922E-10,389043269.22521138,0,false,0,2.4642964258387006E-6,2.4642964258387006E-6,123066.74807812965,0,false,0,7.7927895354625012E-3,7.7927895354625012E-3,38.917122815703877,0,true,0.5507022311817209,24.642964258387007,0]
[null,10,2,257.81050629589839,null,182,16,8,1021.1957235564532,1,0.15267294953189653,0.15267294953189653,3.1645445306180163E+18,0,false,0,2.2750947789291486E-17,2.2750947789291486E-17,998629393428203,0,false,0,7.3801157377859185E-14,7.3801157377859185E-14,316041708343.07581,0,false,0,2.1278871192343115E-10,2.1278871192343115E-10,109540723.79157232,0,false,0,6.7267574250322283E-7,6.7267574250322283E-7,34651.211640290938,0,false,0,2.1271874730551229E-3,2.1271874730551229E-3,10.957675246785842,0,true,0.15267294953189653,6.7267574250322468,0]
[null,10,3,298.21956256057967,null,183,8,11,1029.698746982559,1,0.31865128849152874,0.31865128849152874,7.2733586521077565E+18,0,false,0,4.3120408628802257E-17,4.3120408628802257E-17,2295240173953767.5,0,false,0,1.3987707645787383E-13,1.3987707645787383E-13,726387216726.91992,0,false,0,4.0330347090214643E-10,4.0330347090214643E-10,251767343.90651402,0,false,0,1.2749382205990831E-6,1.2749382205990831E-6,79642.010896496053,0,false,0,4.0317086530953072E-3,4.0317086530953072E-3,25.185015186887561,0,true,0.31865128849152874,12.749382205990839,0]
[null,10,4,352.05081220117523,null,184,20,5,1030.8186347310996,1,0.6081436432313394,0.6081436432313394,1.4057698119125991E+19,0,false,0,8.1261464221719712E-17,8.1261464221719712E-17,4436161479123745.5,0,false,0,2.636017701471415E-13,2.636017701471415E-13,1403936296662.6096,0,false,0,7.6003525043869041E-10,7.6003525043869041E-10,486607286.42417133,0,false,0,2.4026522450187111E-6,2.4026522450187111E-6,153929.34685802038,0,false,0,7.5978535195760765E-3,7.5978535195760765E-3,48.676733481342744,0,true,0.6081436432313394,24.026522450187137,0]
[null,10,5,419.30425521768518,null,185,19,6,1032.6013399193214,1,6.5245344304793187E-2,6.5245344304793187E-2,1.5388013247406838E+18,0,false,0,8.5448219226951036E-18,8.5448219226951036E-18,485596653377535.75,0,false,0,2.7718306653554984E-14,2.7718306653554984E-14,153679429935.73679,0,false,0,7.9919380387361221E-11,7.9919380387361221E-11,53265615.083825417,0,false,0,2.5264417485552744E-7,2.5264417485552744E-7,16849.606589525818,0,false,0,7.9893103011731068E-4,7.9893103011731068E-4,5.3283134500683307,0,true,6.5245344304793187E-2,2.5264417485552806,0]
[null,10,6,499.97989161010952,null,186,12,10,1047.666814392102,1,0.5208321278707666,0.5208321278707666,1.4536802459141878E+19,0,false,0,5.7638564576424981E-17,5.7638564576424981E-17,4587351538808496,0,false,0,1.8697211275482976E-13,1.8697211275482976E-13,1451784242118.3433,0,false,0,5.3909120740480971E-10,5.3909120740480971E-10,503191485.40423846,0,false,0,1.7041955606577542E-6,1.7041955606577542E-6,159175.45596568286,0,false,0,5.3891395500261403E-3,5.3891395500261403E-3,50.335698844739433,0,true,0.5208321278707666,17.041955606577552,0]
[null,10,7,594.07772137844802,null,187,18,7,1051.748792539649,1,0.73599484031273865,0.73599484031273865,2.149223333219321E+19,0,false,0,7.784926306875987E-17,7.784926306875987E-17,6782263838693387,0,false,0,2.5253302713798149E-13,2.5253302713798149E-13,2146420147574.2356,0,false,0,7.2812106845003194E-10,7.2812106845003194E-10,743953757.74536812,0,false,0,2.301763923116895E-6,2.301763923116895E-6,235336.21303502549,0,false,0,7.2788166330540749E-3,7.2788166330540749E-3,74.419844910928802,0,true,0.73599484031273865,23.017639231168957,0]
[null,10,8,701.59774452270096,null,188,1,12,1052.6252011011441,1,0.59469708161168677,0.59469708161168677,1.7535108550884739E+19,0,false,0,6.2297363771087007E-17,6.2297363771087007E-17,5533521379282949,0,false,0,2.0208465996567375E-13,2.0208465996567375E-13,1751223788694.9771,0,false,0,5.8266477141293211E-10,5.8266477141293211E-10,606977864.85329938,0,false,0,1.8419419629820501E-6,1.8419419629820501E-6,192006.3856435979,0,false,0,5.8247319208648302E-3,5.8247319208648302E-3,60.717750393042408,0,true,0.59469708161168677,18.419419629820521,0]
[null,10,9,822.5399610428683,null,189,2,12,1060.5521592939022,1,0.64151811712415585,0.64151811712415585,2.0639760484820759E+19,0,false,0,6.1588512021986779E-17,6.1588512021986779E-17,6513250578096557,0,false,0,1.9978523578442903E-13,1.9978523578442903E-13,2061284049032.0984,0,false,0,5.7603490913059211E-10,5.7603490913059211E-10,714445406.12941003,0,false,0,1.8209833910110271E-6,1.8209833910110271E-6,226001.7837779554,0,false,0,5.7584550969318332E-3,5.7584550969318332E-3,71.468039199923254,0,true,0.64151811712415585,18.209833910110287,0]
[null,10,10,956.9043709389498,null,190,9,11,1065.2235835686567,1,0.12996389594412308,0.12996389594412308,4.4005898604127713E+18,0,false,0,1.1855532435357467E-17,1.1855532435357467E-17,1388685904246734.2,0,false,0,3.8457827039274097E-14,3.8457827039274097E-14,439485026595.74384,0,false,0,1.1088432444443314E-10,1.1088432444443314E-10,152326438.68826702,0,false,0,3.5053172982440756E-7,3.5053172982440756E-7,48185.692797156844,0,false,0,1.1084786584039021E-3,1.1084786584039021E-3,15.237653987218543,0,true,0.12996389594412308,3.5053172982440772,0]
[null,10,11,1104.6909742109456,null,191,3,12,1072.4216715428515,1,9.7328333214957097E-2,9.7328333214957097E-2,3.563965345168022E+18,0,false,0,8.2097817658158292E-18,8.2097817658158292E-18,1124673872150951,0,false,0,2.6631479345315131E-14,2.6631479345315131E-14,355931694202.59094,0,false,0,7.6785763094348548E-11,7.6785763094348548E-11,123366677.16334674,0,false,0,2.4273806508004015E-7,2.4273806508004015E-7,39024.800017575333,0,false,0,7.6760516047510942E-4,7.6760516047510942E-4,12.340725328811658,0,true,9.7328333214957097E-2,2.4273806508004032,0]
[null,10,12,1265.8997708588561,null,192,15,9,1079.0152250971837,1,0.35369220027409404,0.35369220027409404,1.3908169322672126E+19,0,false,0,2.7782256039219989E-17,2.7782256039219989E-17,4388974956748151,0,false,0,9.0122076198844512E-14,9.0122076198844512E-14,1389002919735.6931,0,false,0,2.5984633834442703E-10,2.5984633834442703E-10,481431346.43256688,0,false,0,8.2143609500055549E-7,8.2143609500055549E-7,152292.03257089067,0,false,0,2.5976090124762109E-3,2.5976090124762109E-3,48.158969242056216,0,true,0.35369220027409404,8.2143609500055668,0]
[null,10,13,{"$f":"3.141625/2*SQRT($H$2/$I$2)*((1+($D$8-1)/B202)*(B202/$C$2)^2+(1+($D$8-1)/C202)*(C202/$D$2)^2)","v":1440.5307608826804},null,193,4,12,1088.2337378479924,1,{"$f":"ABS(SIN(G202*3.1416*$J$2/$C$2)*SIN(H202*3.1416*$K$2/$D$2))*(1/F202^$N$2)+(1-1/F202^$N$2)","v":0.53652703679519398},{"$f":"$J202*$K202","v":0.53652703679519398},{"$f":"10^(LOG10($I202/22.27)/LOG10(2)*70/20)*$L202","v":2.3291230688841585E+19},{"$f":"IF($I202<22.27,M202,0)","v":0},{"$f":"AND($I202>22.27,$I202<44.45)","v":false},{"$f":"IF($O202=TRUE,$L202,0)","v":0},{"$f":"10^(LOG10(44.45/$I202)/LOG10(2)*70/20)*$L202","v":3.8174846566649737E-17},{"$f":"IF($I202>44.45,Q202,0)","v":3.8174846566649737E-17},{"$f":"10^(LOG10($I202/44.548)/LOG10(2)*70/20)*$L202","v":7349970066767128},{"$f":"IF($I202<44.528,S202,0)","v":0},{"$f":"AND($I202>44.548,$I202<89.095)","v":false},{"$f":"IF($U202=TRUE,$L202,0)","v":0},{"$f":"10^(LOG10(89.095/$I202)/LOG10(2)*70/20)*$L202","v":1.2383430727519078E-13},{"$f":"IF($I202>89.095,W202,0)","v":1.2383430727519078E-13},{"$f":"10^(LOG10($I202/89.09)/LOG10(2)*70/20)*$L202","v":2326085243893.3779},{"$f":"IF($I202<89.09,Y202,0)","v":0},{"$f":"AND($I202>89.09,$I202<176.78)","v":false},{"$f":"IF($AA202=TRUE,$L202,0)","v":0},{"$f":"10^(LOG10(176.78/$I202)/LOG10(2)*70/20)*$L202","v":3.5704782517304226E-10},{"$f":"IF($I202>176.78,AC202,0)","v":3.5704782517304226E-10},{"$f":"10^(LOG10($I202/176.78)/LOG10(2)*70/20)*$L202","v":806226059.69583845},{"$f":"IF($I202<176.78,AE202,0)","v":0},{"$f":"AND($I202>176.78,$I202<353.55)","v":false},{"$f":"IF($AG202=TRUE,$L202,0)","v":0},{"$f":"10^(LOG10(353.55/$I202)/LOG10(2)*70/20)*$L202","v":1.1287131198663499E-6},{"$f":"IF($I202>353.55,AI202,0)","v":1.1287131198663499E-6},{"$f":"10^(LOG10($I202/353.55)/LOG10(2)*70/20)*$L202","v":255034.92087193677},{"$f":"IF($I202<353.55,AK202,0)","v":0},{"$f":"AND($I202>353.55,$I202<707.1)","v":false},{"$f":"IF($AM202=TRUE,$L202,0)","v":0},{"$f":"10^(LOG10(707.1/$I202)/LOG10(2)*70/20)*$L202","v":3.5693042836923202E-3},{"$f":"IF($I202>707.1,AO202,0)","v":3.5693042836923202E-3},{"$f":"10^(LOG10($I202/707.1)/LOG10(2)*70/20)*$L202","v":80.64912328361342},{"$f":"IF($I202<707.1,AQ202,0)","v":0},{"$f":"AND($I202>707.1,$I202<1414.2)","v":true},{"$f":"IF($AS202=TRUE,$L202,0)","v":0.53652703679519398},{"$f":"10^(LOG10(1414.2/$I202)/LOG10(2)*70/20)*$L202","v":11.28713119866352},{"$f":"IF($I202>1414.2,AU202,0)","v":0}]
[null,10,14,1628.5839442824192,null,194,17,8,1088.2609925920817,{"$f":"IF(ABS(I203-I202)>0.0001,1,$M$2)","v":1},0.48390623341097555,0.48390623341097555,2.1013021389212897E+19,0,false,0,3.4420759084230294E-17,3.4420759084230294E-17,6631039822942683,0,false,0,1.1165652885179357E-13,1.1165652885179357E-13,2098561455856.4746,0,false,0,3.2193599391088181E-10,3.2193599391088181E-10,727365834.08818555,0,false,0,1.0177162678650058E-6,1.0177162678650058E-6,230088.92569363728,0,false,0,3.218301418259452E-3,3.218301418259452E-3,72.760506957313126,0,true,0.48390623341097555,10.177162678650081,0]
[null,10,15,1830.059321058073,null,195,13,10,1098.9618672029649,1,0.42960354030259623,0.42960354030259623,2.0902763535599972E+19,0,false,0,2.7272095498834464E-17,2.7272095498834464E-17,6596245958483295,0,false,0,8.8467180821400613E-14,8.8467180821400613E-14,2087550051189.2776,0,false,0,2.550748270531948E-10,2.550748270531948E-10,723549257.96748805,0,false,0,8.0635221262879448E-7,8.0635221262879448E-7,228881.62139326398,0,false,0,2.5499095882233801E-3,2.5499095882233801E-3,72.378723815503605,0,true,0.42960354030259623,8.0635221262879533,0]
[null,10,16,2044.9568912096399,null,196,10,11,1104.6909742109456,1,0.17845521825987154,0.17845521825987154,9.2240240705801196E+18,0,false,0,1.0664109339411922E-17,1.0664109339411922E-17,2910808008371294.5,0,false,0,3.4593003286793667E-14,3.4593003286793667E-14,921199337490.26929,0,false,0,9.9740991503314012E-11,9.9740991503314012E-11,319289636.52943295,0,false,0,3.1530500331071272E-7,3.1530500331071272E-7,101001.45760388063,0,false,0,9.9708196810878468E-4,9.9708196810878468E-4,31.939465302519501,0,true,0.17845521825987154,3.1530500331071316,0]
[null,10,17,2273.2766547371225,null,197,5,12,1107.9883582093246,1,0.67609662563412021,0.67609662563412021,3.6178412749455585E+19,0,false,0,3.9026044987544774E-17,3.9026044987544774E-17,1.1416753984538972E+16,0,false,0,1.2659548580727146E-13,1.2659548580727146E-13,3613122602590.1074,0,false,0,3.6500905022841566E-10,3.6500905022841566E-10,1252315927.2565849,0,false,0,1.1538804463046344E-6,1.1538804463046344E-6,396147.32068452408,0,false,0,3.6488903578542585E-3,3.6488903578542585E-3,125.27278223362302,0,true,0.67609662563412021,11.538804463046349,0]
[null,10,18,2515.0186116405189,null,198,20,6,1111.4942711235237,1,0.35223109483492915,0.35223109483492915,1.9553328517313434E+19,0,false,0,1.9598426370726645E-17,1.9598426370726645E-17,6170407275935392,0,false,0,6.3574782129524698E-14,6.3574782129524698E-14,1952782553259.9685,0,false,0,1.8330330418656443E-10,1.8330330418656443E-10,676838558.47104013,0,false,0,5.7946535383587818E-7,5.7946535383587818E-7,214105.54288937259,0,false,0,1.8324303432767615E-3,1.8324303432767615E-3,67.706117519728551,0,true,0.35223109483492915,5.7946535383587827,0]
[null,10,19,2770.1827619198293,null,199,19,7,1126.6991696876601,1,0.17037580185838483,0.17037580185838483,1.1076623701822722E+19,0,false,0,8.0945915050257145E-18,8.0945915050257145E-18,3495429405894138.5,0,false,0,2.6257816909635351E-14,2.6257816909635351E-14,1106217670039.793,0,false,0,7.5708393155888402E-11,7.5708393155888402E-11,383417381.4667719,0,false,0,2.3933224238975945E-7,2.3933224238975945E-7,121287.10101506011,0,false,0,7.5683500346714083E-4,7.5683500346714083E-4,38.354349000651041,0,true,0.17037580185838483,2.3933224238975992,0]
[null,10,20,3038.7691055750538,null,200,6,12,1131.6855326268483,1,0.1927992835818125,0.1927992835818125,1.3194792435759835E+19,0,false,0,8.7015131731823902E-18,8.7015131731823902E-18,4163855948002904,0,false,0,2.822659297832926E-14,2.822659297832926E-14,1317758275253.4128,0,false,0,8.1384907435713681E-11,8.1384907435713681E-11,456737802.14128947,0,false,0,2.5727705451581685E-7,2.5727705451581685E-7,144480.67986325195,0,false,0,8.1358148196929029E-4,8.1358148196929029E-4,45.688802625750043,0,true,0.1927992835818125,2.5727705451581704,0]
[null,11,1,274.23358810561177,null,201,16,9,1142.1379400766207,1,0.16916352622218717,0.16916352622218717,1.2883299188570976E+19,0,false,0,6.8607703055296224E-18,6.8607703055296224E-18,4065558607109918.5,0,false,0,2.2255459145753009E-14,2.2255459145753009E-14,1286649577927.0166,0,false,0,6.4168512434603851E-11,6.4168512434603851E-11,445955461.92672735,0,false,0,2.0285193400111784E-7,2.0285193400111784E-7,141069.88303974914,0,false,0,6.4147413921368567E-4,6.4147413921368567E-4,44.610213965916472,0,true,0.16916352622218717,2.0285193400111785,0]
[null,11,2,301.22045099437872,null,202,11,11,1148.1009189094259,1,0.32246905386215946,0.32246905386215946,2.6091699586286412E+19,0,false,0,1.231006172227782E-17,1.231006172227782E-17,8233708794192738,0,false,0,3.9932261763820116E-14,3.9932261763820116E-14,2605766874518.8477,0,false,0,1.1513551882943366E-10,1.1513551882943366E-10,903164303.73502493,0,false,0,3.6397076666807614E-7,3.6397076666807614E-7,285699.56771716999,0,false,0,1.1509766243888143E-3,1.1509766243888143E-3,90.346136051177041,0,true,0.32246905386215946,3.6397076666807573,0]
[null,11,3,341.62950725906001,null,203,14,10,1154.1994740700193,1,0.98425874085816234,0.98425874085816234,8.4698265490196234E+19,0,false,0,3.5328935935275591E-17,3.5328935935275591E-17,2.6728073083672856E+16,0,false,0,1.1460253810519494E-13,1.1460253810519494E-13,8458779536905.1875,0,false,0,3.3043013596256216E-10,3.3043013596256216E-10,2931830857.7806492,0,false,0,1.04456827171377E-6,1.04456827171377E-6,927431.26054009655,0,false,0,3.3032149101611553E-3,3.3032149101611553E-3,293.27951565477514,0,true,0.98425874085816234,10.445682717137716,0]
[null,11,4,395.46075689965562,null,204,18,8,1159.2688156839017,1,0.36933165637796173,0.36933165637796173,3.3443424718452892E+19,0,false,0,1.2598209801951416E-17,1.2598209801951416E-17,1.055367893155489E+16,0,false,0,4.0866977186362572E-14,4.0866977186362572E-14,3339980518080.6899,0,false,0,1.1783055638500287E-10,1.1783055638500287E-10,1157644303.7168763,0,false,0,3.7249042155192615E-7,3.7249042155192615E-7,366199.67792614357,0,false,0,1.1779181387003576E-3,1.1779181387003576E-3,115.80250606666991,0,true,0.36933165637796173,3.7249042155192607,0]
[null,11,5,462.71419991616551,null,205,7,12,1159.3252611005632,1,0.46811808124460558,0.46811808124460558,4.2412657002589807E+19,0,false,0,1.5958860020259175E-17,1.5958860020259175E-17,1.3384082772854234E+16,0,false,0,5.1768495573654497E-14,5.1768495573654497E-14,4235733908869.8335,0,false,0,1.4926258452738772E-10,1.4926258452738772E-10,1468114321.3617799,0,false,0,4.7185454043746587E-7,4.7185454043746587E-7,464411.20982955268,0,false,0,1.4921350720744175E-3,1.4921350720744175E-3,146.85971939757621,0,true,0.46811808124460558,4.718545404374674,0]
[null,11,6,543.38983630858979,null,206,8,12,1190.9075436304695,1,0.69777272192113204,0.69777272192113204,8.6411221817920635E+19,0,false,0,1.7403810361608799E-17,1.7403810361608799E-17,2.7268627505319864E+16,0,false,0,5.6455729201579399E-14,5.6455729201579399E-14,8629851752477.8262,0,false,0,1.6277714773489638E-10,1.6277714773489638E-10,2991124849.1107826,0,false,0,5.1457728995760442E-7,5.1457728995760442E-7,946187.83409065322,0,false,0,1.6272362684629225E-3,1.6272362684629225E-3,299.21086500679814,0,true,0.69777272192113204,5.1457728995760563,0]
[null,11,7,637.48766607692846,null,207,12,11,1195.4534176640977,1,0.16940211391977061,0.16940211391977061,2.1928692509248434E+19,0,false,0,4.0421406990573565E-18,4.0421406990573565E-18,6919996444135255,0,false,0,1.3112186122417145E-14,1.3112186122417145E-14,2190009138850.4968,0,false,0,3.7805981567525784E-11,3.7805981567525784E-11,759061794.20922315,0,false,0,1.1951370207621515E-7,1.1951370207621515E-7,240115.36503309352,0,false,0,3.7793551015963549E-4,3.7793551015963549E-4,75.931145470732787,0,true,0.16940211391977061,1.1951370207621563,0]
[null,11,8,745.00768922118129,null,208,20,7,1205.5921008918624,1,0.91978448211743358,0.91978448211743358,1.3134811124150513E+20,0,false,0,1.9894582864426984E-17,1.9894582864426984E-17,4.1449277577847208E+16,0,false,0,6.4535475820287605E-14,6.4535475820287605E-14,13117679673255.98,0,false,0,1.8607324412075487E-10,1.8607324412075487E-10,4546615487.5819197,0,false,0,5.8822179295841757E-7,5.8822179295841757E-7,1438238.9494430732,0,false,0,1.8601206350965975E-3,1.8601206350965975E-3,454.81108998078599,0,true,0.91978448211743358,5.882217929584189,0]
[null,11,9,865.94990574134863,null,209,17,9,1209.2032091122492,1,0.5361741228926431,0.5361741228926431,7.927669854697164E+19,0,false,0,1.1200893231088592E-17,1.1200893231088592E-17,2.5017199352695392E+16,0,false,0,3.633426140203524E-14,3.633426140203524E-14,7917329965867.4736,0,false,0,1.0476150994276644E-10,1.0476150994276644E-10,2744163292.5752349,0,false,0,3.3117605651876439E-7,3.3117605651876439E-7,868066.04644561594,0,false,0,1.0472706451119551E-3,1.0472706451119551E-3,274.50658662256569,0,true,0.5361741228926431,3.3117605651876603,0]
[null,11,10,1000.3143156374301,null,210,15,10,1213.379634993265,1,0.63214677548357068,0.63214677548357068,9.7289875575379067E+19,0,false,0,1.2686876704371988E-17,1.2686876704371988E-17,3.070158390647518E+16,0,false,0,4.115460124846156E-14,4.115460124846156E-14,9716298248874.0762,0,false,0,1.1865985440507106E-10,1.1865985440507106E-10,3367689500.0235076,0,false,0,3.7511202988990221E-7,3.7511202988990221E-7,1065307.1986829212,0,false,0,1.1862083921812536E-3,1.1862083921812536E-3,336.87971556115542,0,true,0.63214677548357068,3.7511202988990338,0]
[null,11,11,1148.1009189094259,null,211,9,12,1226.4323802165673,1,0.28459091395394243,0.28459091395394243,4.960199739559243E+19,0,false,0,5.0434696161683946E-18,5.0434696161683946E-18,1.5652809462066388E+16,0,false,0,1.6360368733670394E-14,1.6360368733670394E-14,4953730258006.6035,0,false,0,4.717137119687656E-11,4.717137119687656E-11,1716973372.8347318,0,false,0,1.4911992679467035E-7,1.4911992679467035E-7,543133.23541703203,0,false,0,4.7155861318873017E-4,4.7155861318873017E-4,171.75380968542561,0,true,0.28459091395394243,1.491199267946705,0]
[null,11,12,1309.3097155573364,null,212,1,13,1227.2561911249686,1,0.79774545576655898,0.79774545576655898,1.4013064018959634E+20,0,false,0,1.4027558389403153E-17,1.4027558389403153E-17,4.422076379690356E+16,0,false,0,4.5503600725184877E-14,4.5503600725184877E-14,13994787081754.193,0,false,0,1.3119919700737769E-10,1.3119919700737769E-10,4850622768.3726311,0,false,0,4.1475187506432173E-7,4.1475187506432173E-7,1534406.1123231794,0,false,0,1.311560589028852E-3,1.311560589028852E-3,485.22181706253923,0,true,0.79774545576655898,4.1475187506432221,0]
[null,11,13,1483.940705581161,null,213,19,8,1234.2191928319128,1,8.5496763917995058E-2,8.5496763917995058E-2,1.6039325788337906E+19,0,false,0,1.407666444422305E-18,1.407666444422305E-18,5061500013045203,0,false,0,4.566289447037494E-15,4.566289447037494E-15,1601840604160.3286,0,false,0,1.3165848398959674E-11,1.3165848398959674E-11,555201337.50187886,0,false,0,4.1620379048311335E-8,4.1620379048311335E-8,175627.82482025374,0,false,0,1.3161519487221504E-4,1.3161519487221504E-4,55.538394693305428,0,true,8.5496763917995058E-2,0.41620379048311357,0]
[null,11,14,1671.9938889808998,null,214,2,13,1235.1831493177267,1,0.86055267219535214,0.86055267219535214,1.6291312902571111E+20,0,false,0,1.4040589530470468E-17,1.4040589530470468E-17,5.1410191149581624E+16,0,false,0,4.5545872075883904E-14,4.5545872075883904E-14,16270064494477.488,0,false,0,1.3132107675270953E-10,1.3132107675270953E-10,5639238726.4467163,0,false,0,4.1513716593546778E-7,4.1513716593546778E-7,1783870.3984833732,0,false,0,1.3127789857433475E-3,1.3127789857433475E-3,564.10935097596189,0,true,0.86055267219535214,4.1513716593546892,0]
[null,11,15,1873.4692657565536,null,215,13,11,1246.7484704749606,1,0.13972975932224926,0.13972975932224926,2.9479942872192848E+19,0,false,0,2.0456799927126004E-18,2.0456799927126004E-18,9302930385058246,0,false,0,6.6359235881144821E-15,6.6359235881144821E-15,2944149281844.5537,0,false,0,1.9133163799959772E-11,1.9133163799959772E-11,1020448360.9916493,0,false,0,6.0484482702282722E-8,6.0484482702282722E-8,322800.24178030778,0,false,0,1.9126872843626931E-4,1.9126872843626931E-4,102.07839932788194,0,true,0.13972975932224926,0.60484482702282794,0]
[null,11,16,2088.3668359081207,null,216,3,13,1247.0526615666761,1,0.13055930143316791,0.13055930143316791,2.7623416562515419E+19,0,false,0,1.9060081616577821E-18,1.9060081616577821E-18,8717069852972632,0,false,0,6.1828460776565157E-15,6.1828460776565157E-15,2758738793599.7549,0,false,0,1.7826818706234334E-11,1.7826818706234334E-11,956184694.06185329,0,false,0,5.6354815071213019E-8,5.6354815071213019E-8,302471.6019239318,0,false,0,1.7820957274261763E-4,1.7820957274261763E-4,95.649918959939313,0,true,0.13055930143316791,0.5635481507121316,0]
[null,11,17,2316.6865994356031,null,217,4,13,1262.864727871817,1,0.71971431966558386,0.71971431966558386,1.7629977126744267E+20,0,false,0,9.0751759032969916E-18,9.0751759032969916E-18,5.5634588781708216E+16,0,false,0,2.9438706961748038E-14,2.9438706961748038E-14,17606982727771.789,0,false,0,8.4879760123666447E-11,8.4879760123666447E-11,6102617410.5228996,0,false,0,2.6832511531546152E-7,2.6832511531546152E-7,1930451.8003195864,0,false,0,8.4851851782418992E-4,8.4851851782418992E-4,610.46246021824561,0,true,0.71971431966558386,2.6832511531546208,0]
[null,11,18,2558.4285563389985,null,218,10,12,1265.8997708588561,1,0.39077570963448544,0.39077570963448544,9.8432815785054241E+19,0,false,0,4.7918335654763727E-18,4.7918335654763727E-18,3.1062259408832452E+16,0,false,0,1.5544093651372579E-14,1.5544093651372579E-14,9830443198614.8184,0,false,0,4.481782919958683E-11,4.481782919958683E-11,3407252380.7499237,0,false,0,1.4167982061502897E-7,1.4167982061502897E-7,1077822.1949847466,0,false,0,4.4803093162757124E-4,4.4803093162757124E-4,340.83730488338983,0,true,0.39077570963448544,1.4167982061502939,0]
[null,11,19,2813.5927066183099,null,219,16,10,1276.5023499727022,1,0.30234248181869938,0.30234248181869938,8.3912577701558518E+19,0,false,0,3.3647887116035044E-18,3.3647887116035044E-18,2.6480135059037756E+16,0,false,0,1.0914943128882616E-14,1.0914943128882616E-14,8380313233605.3359,0,false,0,3.1470735305964531E-11,3.1470735305964531E-11,2904634271.2864985,0,false,0,9.9486481438355822E-8,9.9486481438355822E-8,918828.11604841484,0,false,0,3.1460387774126975E-4,3.1460387774126975E-4,290.5589624914503,0,true,0.30234248181869938,0.99486481438356245,0]
[null,11,20,3082.1790502735344,null,220,18,9,1280.2110322040694,1,0.40922406706581854,0.40922406706581854,1.1747302160331596E+20,0,false,0,4.4032232778404625E-18,4.4032232778404625E-18,3.7070741515205432E+16,0,false,0,1.4283491708011961E-14,1.4283491708011961E-14,11731980407456.803,0,false,0,4.1183172599250758E-11,4.1183172599250758E-11,4066329194.5831347,0,false,0,1.3018980638788846E-7,1.3018980638788846E-7,1286309.1336578617,0,false,0,4.1169631632206682E-4,4.1169631632206682E-4,406.76666374368,0,true,0.40922406706581854,1.3018980638788864,0]
[null,12,1,321.5860868602835,null,221,5,13,1282.6193482331494,1,0.90693737607896929,0.90693737607896929,2.660996325490939E+20,0,false,0,9.5476576609557729E-18,9.5476576609557729E-18,8.397256289898784E+16,0,false,0,3.0971377199405171E-14,3.0971377199405171E-14,26575256453685.113,0,false,0,8.9298863255134141E-11,8.9298863255134141E-11,9211040030.5875664,0,false,0,2.8229495165352926E-7,2.8229495165352926E-7,2913744.6465515723,0,false,0,8.9269501919226615E-4,8.9269501919226615E-4,921.40696032252686,0,true,0.90693737607896929,2.8229495165352891,0]
[null,12,2,348.57294974905051,null,222,14,11,1301.9860773420153,1,0.32013292272698712,0.32013292272698712,1.1180741968588389E+20,0,false,0,2.8312392323375693E-18,2.8312392323375693E-18,3.5282858124256052E+16,0,false,0,9.1841770327680362E-15,9.1841770327680362E-15,11166159167953.543,0,false,0,2.6480468197450737E-11,2.6480468197450737E-11,3870214357.5992093,0,false,0,8.3711059884430845E-8,8.3711059884430845E-8,1224271.7790840443,0,false,0,2.6471761458155311E-4,2.6471761458155311E-4,387.14872969720625,0,true,0.32013292272698712,0.83711059884431005,0]
[null,12,3,388.98200601373179,null,223,6,13,1306.3165226506728,1,0.25862705082663812,0.25862705082663812,9.3881697044243366E+19,0,false,0,2.2006626711224809E-18,2.2006626711224809E-18,2.9626071387591752E+16,0,false,0,7.138667524151906E-15,7.138667524151906E-15,9375924917136.5527,0,false,0,2.0582710641467953E-11,2.0582710641467953E-11,3249715384.159626,0,false,0,6.506684512691942E-8,6.506684512691942E-8,1027988.2371553867,0,false,0,2.0575943076249237E-4,2.0575943076249237E-4,325.07842372723638,0,true,0.25862705082663812,0.65066845126919248,0]
[null,12,4,442.81325565432735,null,224,11,12,1309.3097155573364,1,0.70613274628171785,0.70613274628171785,2.6323884793757109E+20,0,false,0,5.8507189404916713E-18,5.8507189404916713E-18,8.306979045458248E+16,0,false,0,1.8978982031864495E-14,1.8978982031864495E-14,26289551118500.285,0,false,0,5.4721542095895932E-11,5.4721542095895932E-11,9112013957.8222389,0,false,0,1.7298781325168993E-7,1.7298781325168993E-7,2882419.5531386067,0,false,0,5.4703549732720022E-4,5.4703549732720022E-4,911.50109601227132,0,true,0.70613274628171785,1.7298781325169064,0]
[null,12,5,510.06669867083724,null,225,20,8,1313.1121240361153,1,0.4615596573297035,0.4615596573297035,1.7796493457228684E+20,0,false,0,3.6974963886406999E-18,3.6974963886406999E-18,5.616006124859492E+16,0,false,0,1.1994204171598439E-14,1.1994204171598439E-14,17773281874597.246,0,false,0,3.4582537007566799E-11,3.4582537007566799E-11,6160257046.1415215,0,false,0,1.0932362693929442E-7,1.0932362693929442E-7,1948685.0485907188,0,false,0,3.4571166319871384E-4,3.4571166319871384E-4,616.22831958625659,0,true,0.4615596573297035,1.093236269392948,0]
[null,12,6,590.74233506326163,null,226,7,13,1333.9562511243876,1,0.62794838518963114,0.62794838518963114,2.9077354510148157E+20,0,false,0,4.1887025175418139E-18,4.1887025175418139E-18,9.1758863293022544E+16,0,false,0,1.3587613868624915E-14,1.3587613868624915E-14,29039429543719.352,0,false,0,3.917676844028819E-11,3.917676844028819E-11,10065127629.484612,0,false,0,1.238470855020287E-7,1.238470855020287E-7,3183919.6930944826,0,false,0,3.9163887176002938E-4,3.9163887176002938E-4,1006.8438117242824,0,true,0.62794838518963114,1.2384708550202896,0]
[null,12,7,684.84016483160008,null,227,17,10,1343.5676190083307,1,0.95829295252101598,0.95829295252101598,4.8237052630187036E+20,0,false,0,5.8803386514477436E-18,5.8803386514477436E-18,1.5222076397654762E+17,0,false,0,1.9075064576204848E-14,1.9075064576204848E-14,48174138082683.383,0,false,0,5.4998574077167707E-11,5.4998574077167707E-11,16697258033.689331,0,false,0,1.738635772525848E-7,1.738635772525848E-7,5281873.2788255317,0,false,0,5.4980490626280838E-4,5.4980490626280838E-4,1670.2749873470327,0,true,0.95829295252101598,1.7386357725258486,0]
[null,12,8,792.36018797585302,null,228,19,9,1355.1614093520802,1,9.4731477378920334E-2,9.4731477378920334E-2,5.2694096300040577E+19,0,false,0,5.2603322200849488E-19,5.2603322200849488E-19,1.6628577324864024E+16,0,false,0,1.7063843213470162E-15,1.7063843213470162E-15,5262536852659.5205,0,false,0,4.9199678526274625E-12,4.9199678526274625E-12,1824006390.9361494,0,false,0,1.5553188881321232E-8,1.5553188881321232E-8,576991.18006406899,0,false,0,4.9183501743781424E-5,4.9183501743781424E-5,182.46063188307937,0,true,9.4731477378920334E-2,0.15553188881321273,0]
[null,12,9,913.30240449602047,null,229,12,12,1356.6622143120082,1,0.3709515021532212,0.3709515021532212,2.0901324199085978E+20,0,false,0,2.0335131247789567E-18,2.0335131247789567E-18,6.5957917497539512E+16,0,false,0,6.5964558286399745E-15,6.5964558286399745E-15,20874063052674.215,0,false,0,1.9019367566953694E-11,1.9019367566953694E-11,7234994353.2728777,0,false,0,6.0124745736728815E-8,6.0124745736728815E-8,2288658.6090903259,0,false,0,1.9013114026656181E-4,1.9013114026656181E-4,723.7373991278364,0,true,0.3709515021532212,0.60124745736728913,0]
[null,12,10,1047.666814392102,null,230,15,11,1361.1662382652607,1,0.20560751601916319,0.20560751601916319,1.2040143201938086E+20,0,false,0,1.084508183774325E-18,1.084508183774325E-18,3.7994854508152512E+16,0,false,0,3.5180054866100037E-15,3.5180054866100037E-15,12024439502807.861,0,false,0,1.0143362009928126E-11,1.0143362009928126E-11,4167696134.8902893,0,false,0,3.2065580499226187E-8,3.2065580499226187E-8,1318374.7178564449,0,false,0,1.0140026887303385E-4,1.0140026887303385E-4,416.90669180082244,0,true,0.20560751601916319,0.32065580499226187,0]
[null,12,11,1195.4534176640977,null,231,8,13,1365.538533654294,1,0.93601437653247588,0.93601437653247588,5.6894308007884004E+20,0,false,0,4.7564477701723194E-18,4.7564477701723194E-18,1.7954030270616752E+17,0,false,0,1.542930666876578E-14,1.542930666876578E-14,56820101988885.883,0,false,0,4.4486867260204254E-11,4.4486867260204254E-11,19693967389.32021,0,false,0,1.4063357118618453E-7,1.4063357118618453E-7,6229827.6697786618,0,false,0,4.4472240043177101E-4,4.4472240043177101E-4,1970.0444866839887,0,true,0.93601437653247588,1.4063357118618474,0]
[null,12,12,1356.6622143120082,null,232,9,13,1401.0633702403918,1,0.38175924412464424,0.38175924412464424,3.1279406894896067E+20,0,false,0,1.4391535319508977E-18,1.4391535319508977E-18,9.8707838780652912E+16,0,false,0,4.6684295215341492E-15,4.6684295215341492E-15,31238609839029.414,0,false,0,1.3460345879217855E-11,1.3460345879217855E-11,10827368165.898075,0,false,0,4.2551355646680915E-8,4.2551355646680915E-8,3425040.5952927074,0,false,0,1.3455920137137872E-4,1.3455920137137872E-4,1083.0929359663933,0,true,0.38175924412464424,0.42551355646680983,0]
[null,12,13,1531.2932043358328,null,233,13,12,1407.9572671228711,1,0.30597589910031869,0.30597589910031869,2.6542440129965176E+20,0,false,0,1.0894821170866675E-18,1.0894821170866675E-18,8.3759481437650144E+16,0,false,0,3.5341402884903993E-15,3.5341402884903993E-15,26507821397696.621,0,false,0,1.0189883010834569E-11,1.0189883010834569E-11,9187666897.7164898,0,false,0,3.2212644450804518E-8,3.2212644450804518E-8,2906350.9819328166,0,false,0,1.018653259217259E-4,1.018653259217259E-4,919.06887827745925,0,true,0.30597589910031869,0.32212644450804506,0]
[null,12,14,1719.3463877355716,null,234,18,10,1414.5754421001504,1,0.73139773578681666,0.73139773578681666,6.7001842290149648E+20,0,false,0,2.4660790403574696E-18,2.4660790403574696E-18,2.114364594253857E+17,0,false,0,7.9996441928158469E-15,7.9996441928158469E-15,66914453232158.539,0,false,0,2.3065139411292149E-11,2.3065139411292149E-11,23192690855.889072,0,false,0,7.291439305772148E-8,7.291439305772148E-8,7336585.075742228,0,false,0,2.3057555627116946E-4,2.3057555627116946E-4,2320.0319086944296,0,false,0,0.72914393057721749,0.72914393057721749]
[null,12,15,1920.8217645112252,null,235,1,14,1415.3093745247074,1,0.11111812521770814,0.11111812521770814,1.0240877832552861E+20,0,false,0,3.7240811737380282E-19,3.7240811737380282E-19,3.2316946464637932E+16,0,false,0,1.2080441805607999E-15,1.2080441805607999E-15,10227520876442.34,0,false,0,3.4831183447706951E-12,3.4831183447706951E-12,3544880342.76401,0,false,0,1.1010965749152732E-8,1.1010965749152732E-8,1121358.2925592477,0,false,0,3.4819731005424941E-5,3.4819731005424941E-5,354.60462776046592,0,false,0,0.1101096574915274,0.1101096574915274]
[null,12,16,2135.7193346627923,null,236,2,14,1423.2363327174655,1,0.11986655504486916,0.11986655504486916,1.1788338403045034E+20,0,false,0,3.7646964684286781E-19,3.7646964684286781E-19,3.7200238818128744E+16,0,false,0,1.2212192613669878E-15,1.2212192613669878E-15,11772963127483.951,0,false,0,3.5211056687347495E-12,3.5211056687347495E-12,4080533891.9259257,0,false,0,1.1131052717687162E-8,1.1131052717687162E-8,1290802.5307879474,0,false,0,3.519947934329871E-5,3.519947934329871E-5,408.18760067995242,0,false,0,0.11131052717687194,0.11131052717687194]
[null,12,17,2364.0390981902751,null,237,16,11,1424.288953244698,1,9.8337742253384985E-2,9.8337742253384985E-2,9.7545663175962231E+19,0,false,0,3.0620974913205802E-19,3.0620974913205802E-19,3.0782302320751472E+16,0,false,0,9.9330516230039674E-16,9.9330516230039674E-16,9741843647107.3984,0,false,0,2.8639676333342237E-12,2.8639676333342237E-12,3376543589.0192056,0,false,0,9.053683049463342E-9,9.053683049463342E-9,1068108.0283748559,0,false,0,2.8630259649563117E-5,2.8630259649563117E-5,337.76541567763053,0,false,0,9.0536830494633735E-2,9.0536830494633735E-2]
[null,12,18,2605.7810550936706,null,238,20,9,1434.0543405562828,1,0.51141383876575131,0.51141383876575131,5.4924057386205715E+20,0,false,0,1.4708515841249272E-18,1.4708515841249272E-18,1.7332281970287453E+17,0,false,0,4.7712539382896127E-15,4.7712539382896127E-15,54852421122604.625,0,false,0,1.3756816503433658E-11,1.3756816503433658E-11,19011965044.081329,0,false,0,4.3488569822527726E-8,4.3488569822527726E-8,6014088.6570530105,0,false,0,1.3752293282245172E-4,1.3752293282245172E-4,1901.8218206470847,0,false,0,0.43488569822527645,0.43488569822527645]
[null,12,19,2860.945205372981,null,239,3,14,1435.1058449664149,1,1.8185631394223228E-2,1.8185631394223228E-2,1.9697885298549154E+19,0,false,0,5.1858944981715606E-20,5.1858944981715606E-20,6216024788776428,0,false,0,1.6822376788393731E-16,1.6822376788393731E-16,1967219377154.2898,0,false,0,4.8503465466882161E-13,4.8503465466882161E-13,681842392.1325146,0,false,0,1.533309936978927E-9,1.533309936978927E-9,215688.41447552861,0,false,0,4.8487517598226647E-6,4.8487517598226647E-6,68.206665465309953,0,false,0,1.5333099369789327E-2,1.5333099369789327E-2]
[null,12,20,3129.531549028206,null,240,10,13,1440.5307608826804,1,0.52419888414454407,0.52419888414454407,5.9325163068123015E+20,0,false,0,1.4306709435854572E-18,1.4306709435854572E-18,1.8721130651360867E+17,0,false,0,4.6409130925604013E-15,4.6409130925604013E-15,59247786537292.531,0,false,0,1.3381008566821993E-11,1.3381008566821993E-11,20535407982.602226,0,false,0,4.2300551527225383E-8,4.2300551527225383E-8,6496002.066581307,0,false,0,1.3376608910734629E-4,1.3376608910734629E-4,2054.2162215557687,0,false,0,0.42300551527225416,0.42300551527225416]
[null,13,1,372.88113967114646,null,241,4,14,1450.9179112715558,1,0.10024915255296701,0.10024915255296701,1.2333960821007922E+20,0,false,0,2.516780664577519E-19,2.516780664577519E-19,3.8922049268318912E+16,0,false,0,8.1641137605469198E-16,8.1641137605469198E-16,12317873901893.377,0,false,0,2.3539349690799203E-12,2.3539349690799203E-12,4269401117.5322652,0,false,0,7.4413484569610322E-9,7.4413484569610322E-9,1350547.2355869655,0,false,0,2.3531609986976239E-5,2.3531609986976239E-5,427.08053520988358,0,false,0,7.4413484569610208E-2,7.4413484569610208E-2]
[null,13,2,399.86800255991346,null,242,14,12,1463.1948739899256,1,0.70101715867913639,0.70101715867913639,9.5125422800159231E+20,0,false,0,1.5956851731996789E-18,1.5956851731996789E-18,3.0018551596103379E+17,0,false,0,5.176198094404479E-15,5.176198094404479E-15,95001352762598.812,0,false,0,1.4924380108695827E-11,1.4924380108695827E-11,32927669570.425648,0,false,0,4.7179516151353737E-8,4.7179516151353737E-8,10416068.176410682,0,false,0,1.4919472994297971E-4,1.4919472994297971E-4,3293.8499701054166,0,false,0,0.47179516151353929,0.47179516151353929]
[null,13,3,440.27705882459475,null,243,5,14,1470.6725316328882,1,0.12632748979174702,0.12632748979174702,1.8188849518694367E+20,0,false,0,2.7100482074473021E-19,2.7100482074473021E-19,5.73982119267676E+16,0,false,0,8.7910488877981286E-16,8.7910488877981286E-16,18165126194513.133,0,false,0,2.5346973350470409E-12,2.5346973350470409E-12,6296071115.2472858,0,false,0,8.0127813005760057E-9,8.0127813005760057E-9,1991647.3542010621,0,false,0,2.5338639302626354E-5,2.5338639302626354E-5,629.81419351234877,0,false,0,8.0127813005759885E-2,8.0127813005759885E-2]
[null,13,4,494.10830846519031,null,244,11,13,1483.940705581161,1,0.9472287773593322,0.9472287773593322,1.5139556676323579E+21,0,false,0,1.8305564351752493E-18,1.8305564351752493E-18,4.777561558755001E+17,0,false,0,5.9380903517791055E-15,5.9380903517791055E-15,151198104790383.91,0,false,0,1.7121121702342045E-11,1.7121121702342045E-11,52405582546.318741,0,false,0,5.4123938951025031E-8,5.4123938951025031E-8,16577550.96999759,0,false,0,1.7115492302514367E-4,1.7115492302514367E-4,5242.2819092726013,0,false,0,0.54123938951025174,0.54123938951025174]
[null,13,5,561.36175148170025,null,245,19,10,1489.525819248162,1,0.16931161590635024,0.16931161590635024,2.8269226461151733E+20,0,false,0,3.1321755678818496E-19,3.1321755678818496E-19,8.9208668737145616E+16,0,false,0,1.0160375917575419E-15,1.0160375917575419E-15,28232355518709.898,0,false,0,2.9295113802745617E-12,2.9295113802745617E-12,9785394067.3658619,0,false,0,9.2608824269161907E-9,9.2608824269161907E-9,3095431.0787384864,0,false,0,2.9285481612083058E-5,2.9285481612083058E-5,978.86125488856021,0,false,0,9.2608824269162143E-2,9.2608824269162143E-2]
[null,13,6,642.03738787412453,null,246,17,11,1491.3542222803264,1,0.31168747706700406,0.31168747706700406,5.2788696186683517E+20,0,false,0,5.6843954723065428E-19,5.6843954723065428E-19,1.6658430033998688E+17,0,false,0,1.8439450027973907E-15,1.8439450027973907E-15,52719845028645.492,0,false,0,5.3165925297618259E-12,5.3165925297618259E-12,18272809664.566479,0,false,0,1.6807013845882657E-8,1.6807013845882657E-8,5780270.3235229105,0,false,0,5.3148444418975477E-5,5.3148444418975477E-5,1827.8819713810744,0,false,0,0.16807013845882707,0.16807013845882707]
[null,13,7,736.13521764246309,null,247,6,14,1494.3697060504117,1,3.6024214002982009E-2,3.6024214002982009E-2,6.2461962301606609E+19,0,false,0,6.4174119281888831E-20,6.4174119281888831E-20,1.9711004513312048E+16,0,false,0,2.0817261419488734E-16,2.0817261419488734E-16,6238049451118.0713,0,false,0,6.0021799123644398E-13,6.0021799123644398E-13,2162121118.4611502,0,false,0,1.8974318668936448E-9,1.8974318668936448E-9,683947.61212545109,0,false,0,6.0002064043693679E-6,6.0002064043693679E-6,216.2832254549821,0,false,0,1.897431866893649E-2,1.897431866893649E-2]
[null,13,8,843.65524078671592,null,248,7,14,1522.0094345241266,1,8.7467057056076103E-2,8.7467057056076103E-2,1.8767493807623091E+20,0,false,0,1.259126199644976E-19,1.259126199644976E-19,5.9224228876988016E+16,0,false,0,4.0844439396201E-16,4.0844439396201E-16,18743015770174.512,0,false,0,1.1776557383583245E-12,1.1776557383583245E-12,6496368863.0395508,0,false,0,3.7228499625413657E-9,3.7228499625413657E-9,2055007.8963774007,0,false,0,1.1772685268703295E-5,1.1772685268703295E-5,649.8505562183891,0,false,0,3.7228499625413754E-2,3.7228499625413754E-2]
[null,13,9,964.59745730688348,null,249,15,12,1522.3750349131712,1,0.45023297027700016,0.45023297027700016,9.6875026745036059E+20,0,false,0,6.463224891754128E-19,6.463224891754128E-19,3.0570670837690227E+17,0,false,0,2.0965872798906348E-15,2.0965872798906348E-15,96748674736781.562,0,false,0,6.0450285954027868E-12,6.0450285954027868E-12,33533295058.125916,0,false,0,1.9109773550060321E-8,1.9109773550060321E-8,10607646.762188358,0,false,0,6.0430409988232467E-5,6.0430409988232467E-5,3354.4324383025614,0,false,0,0.19109773550060374,0.19109773550060374]
[null,13,10,1098.9618672029649,null,250,12,13,1531.2932043358328,1,0.49760606584872763,0.49760606584872763,1.1459186800595683E+21,0,false,0,6.674274213741827E-19,6.674274213741827E-19,3.6161541268071245E+17,0,false,0,2.1650489737539379E-15,2.1650489737539379E-15,114442408303712.08,0,false,0,6.2424221888213601E-12,6.2424221888213601E-12,39665980492.774094,0,false,0,1.9733781660349691E-8,1.9733781660349691E-8,12547610.033963524,0,false,0,6.2403696895164194E-5,6.2403696895164194E-5,3967.9026898907437,0,false,0,0.19733781660349653,0.19733781660349653]
[null,13,11,1246.7484704749606,null,251,8,14,1553.5917170540329,1,0.13037763104168174,0.13037763104168174,3.5519778272150009E+20,0,false,0,1.478163378670433E-19,1.478163378670433E-19,1.1208909935514208E+17,0,false,0,4.7949724622369948E-16,4.7949724622369948E-16,35473450591340.664,0,false,0,1.3825203427688225E-12,1.3825203427688225E-12,12295172917.309658,0,false,0,4.3704757159885044E-9,4.3704757159885044E-9,3889353.8783103037,0,false,0,1.382065772097888E-5,1.382065772097888E-5,1229.9216881869893,0,false,0,4.3704757159885164E-2,4.3704757159885164E-2]
[null,13,12,1407.9572671228711,null,252,18,11,1562.3620453721462,1,0.23788916990382711,0.23788916990382711,6.9193724317836666E+20,0,false,0,2.5262082441190777E-19,2.5262082441190777E-19,2.1835334050762883E+17,0,false,0,8.1946956197240713E-16,8.1946956197240713E-16,69103476435384.227,0,false,0,2.3627525468168188E-12,2.3627525468168188E-12,23951410922.727901,0,false,0,7.4692229179586491E-9,7.4692229179586491E-9,7576592.3415495548,0,false,0,2.3619756772278359E-5,2.3619756772278359E-5,2395.9288701884939,0,false,0,7.4692229179586636E-2,7.4692229179586636E-2]
[null,13,13,1582.5882571466957,null,253,20,10,1568.4187504523643,1,0.91403940732340616,0.91403940732340616,2.7809546808187604E+21,0,false,0,9.2794543965473211E-19,9.2794543965473211E-19,8.7758066261593126E+17,0,false,0,3.010136020014995E-15,3.010136020014995E-15,277732754160040.44,0,false,0,8.6790368765337075E-12,8.6790368765337075E-12,96262759339.006104,0,false,0,2.7436500378064959E-8,2.7436500378064959E-8,30450969.57074248,0,false,0,8.6761832218756288E-5,8.6761832218756288E-5,9629.4420804026195,0,false,0,0.27436500378064993,0.27436500378064993]
[null,13,14,1770.6414405464345,null,254,13,13,1582.5882571466957,1,0.4104457388959375,0.4104457388959375,1.3864295730866907E+21,0,false,0,3.7531869918749866E-19,3.7531869918749866E-19,4.3751298495145018E+17,0,false,0,1.217485734753773E-15,1.217485734753773E-15,138462128289313.09,0,false,0,3.5103409009833161E-12,3.5103409009833161E-12,47991266184.61515,0,false,0,1.1097022725801708E-8,1.1097022725801708E-8,15181162.43793321,0,false,0,3.5091867060183695E-5,3.5091867060183695E-5,4800.7050832863333,0,false,0,0.1109702272580175,0.1109702272580175]
[null,13,15,1972.1168173220883,null,255,16,12,1585.4977498926085,1,0.21533694216192487,0.21533694216192487,7.4307928995405601E+20,0,false,0,1.9274736034987828E-19,1.9274736034987828E-19,2.3449214046956333E+17,0,false,0,6.2524772185727239E-16,6.2524772185727239E-16,74211010766080.984,0,false,0,1.802758413203196E-12,1.802758413203196E-12,25721693112.088467,0,false,0,5.6989482345837972E-9,5.6989482345837972E-9,8136588.8495449107,0,false,0,1.8021656688680338E-5,1.8021656688680338E-5,2573.0153148891045,0,false,0,5.6989482345837998E-2,5.6989482345837998E-2]
[null,13,16,2187.014387473655,null,256,9,14,1589.1165536401304,1,5.3175322009070929E-2,5.3175322009070929E-2,1.8842505015057891E+20,0,false,0,4.6351962950095899E-20,4.6351962950095899E-20,5.9460940340063672E+16,0,false,0,1.5035982430863242E-16,1.5035982430863242E-16,18817929142109.086,0,false,0,4.3352807024223768E-13,4.3352807024223768E-13,6522333996.0165176,0,false,0,1.3704853697837392E-9,1.3704853697837392E-9,2063221.4929916232,0,false,0,4.3338552684546975E-6,4.3338552684546975E-6,652.44792352666695,0,false,0,1.3704853697837372E-2,1.3704853697837372E-2]
[null,13,17,{"$f":"3.141625/2*SQRT($H$2/$I$2)*((1+($D$8-1)/B266)*(B266/$C$2)^2+(1+($D$8-1)/C266)*(C266/$D$2)^2)","v":2415.3341510011378},null,257,1,15,1616.7847513003612,1,{"$f":"ABS(SIN(G266*3.1416*$J$2/$C$2)*SIN(H266*3.1416*$K$2/$D$2))*(1/F266^$N$2)+(1-1/F266^$N$2)","v":0.69943231344013757},{"$f":"$J266*$K266","v":0.69943231344013757},{"$f":"10^(LOG10($I266/22.27)/LOG10(2)*70/20)*$L266","v":3.0292392393112698E+21},{"$f":"IF($I266<22.27,M266,0)","v":0},{"$f":"AND($I266>22.27,$I266<44.45)","v":false},{"$f":"IF($O266=TRUE,$L266,0)","v":0},{"$f":"10^(LOG10(44.45/$I266)/LOG10(2)*70/20)*$L266","v":4.9882053599739655E-19},{"$f":"IF($I266>44.45,Q266,0)","v":4.9882053599739655E-19},{"$f":"10^(LOG10($I266/44.548)/LOG10(2)*70/20)*$L266","v":9.559313559450912E+17},{"$f":"IF($I266<44.528,S266,0)","v":0},{"$f":"AND($I266>44.548,$I266<89.095)","v":false},{"$f":"IF($U266=TRUE,$L266,0)","v":0},{"$f":"10^(LOG10(89.095/$I266)/LOG10(2)*70/20)*$L266","v":1.6181098572860168E-15},{"$f":"IF($I266>89.095,W266,0)","v":1.6181098572860168E-15},{"$f":"10^(LOG10($I266/89.09)/LOG10(2)*70/20)*$L266","v":302528826789757.81},{"$f":"IF($I266<89.09,Y266,0)","v":0},{"$f":"AND($I266>89.09,$I266<176.78)","v":false},{"$f":"IF($AA266=TRUE,$L266,0)","v":0},{"$f":"10^(LOG10(176.78/$I266)/LOG10(2)*70/20)*$L266","v":4.6654486801557325E-12},{"$f":"IF($I266>176.78,AC266,0)","v":4.6654486801557325E-12},{"$f":"10^(LOG10($I266/176.78)/LOG10(2)*70/20)*$L266","v":104857130497.44514},{"$f":"IF($I266<176.78,AE266,0)","v":0},{"$f":"AND($I266>176.78,$I266<353.55)","v":false},{"$f":"IF($AG266=TRUE,$L266,0)","v":0},{"$f":"10^(LOG10(353.55/$I266)/LOG10(2)*70/20)*$L266","v":1.4748593225019033E-8},{"$f":"IF($I266>353.55,AI266,0)","v":1.4748593225019033E-8},{"$f":"10^(LOG10($I266/353.55)/LOG10(2)*70/20)*$L266","v":33169642.258107062},{"$f":"IF($I266<353.55,AK266,0)","v":0},{"$f":"AND($I266>353.55,$I266<707.1)","v":false},{"$f":"IF($AM266=TRUE,$L266,0)","v":0},{"$f":"10^(LOG10(707.1/$I266)/LOG10(2)*70/20)*$L266","v":4.6639146874388416E-5},{"$f":"IF($I266>707.1,AO266,0)","v":4.6639146874388416E-5},{"$f":"10^(LOG10($I266/707.1)/LOG10(2)*70/20)*$L266","v":10489.161870858896},{"$f":"IF($I266<707.1,AQ266,0)","v":0},{"$f":"AND($I266>707.1,$I266<1414.2)","v":false},{"$f":"IF($AS266=TRUE,$L266,0)","v":0},{"$f":"10^(LOG10(1414.2/$I266)/LOG10(2)*70/20)*$L266","v":0.14748593225019055},{"$f":"IF($I266>1414.2,AU266,0)","v":0.14748593225019055}]
[null,13,18,2657.0761079045337,null,258,2,15,1624.7117094931193,{"$f":"IF(ABS(I267-I266)>0.0001,1,$M$2)","v":1},0.75449924784882583,0.75449924784882583,3.4589408742791814E+21,0,false,0,5.0834785710228021E-19,5.0834785710228021E-19,1.0915314964807361E+18,0,false,0,1.6490152653051763E-15,1.6490152653051763E-15,345442945228960.12,0,false,0,4.7545573364088373E-12,4.7545573364088373E-12,119731254610.21748,0,false,0,1.50302868870874E-8,1.50302868870874E-8,37874800.346858718,0,false,0,4.7529940448958318E-5,4.7529940448958318E-5,11977.063502020908,0,false,0,0.15030286887087446,0.15030286887087446]
[null,13,19,2912.2402581838442,null,259,10,14,1628.5839442824192,1,7.3015768158009045E-2,7.3015768158009045E-2,3.4412891464362747E+20,0,false,0,4.7851842604965052E-20,4.7851842604965052E-20,1.0859611737697917E+17,0,false,0,1.5522524158627985E-16,1.5522524158627985E-16,34368007472146.328,0,false,0,4.4755638513952592E-13,4.4755638513952592E-13,11912023996.802305,0,false,0,1.4148322106208415E-9,1.4148322106208415E-9,3768151.7000271734,0,false,0,4.4740922925329392E-6,4.4740922925329392E-6,1191.5941941121448,0,false,0,1.4148322106208444E-2,1.4148322106208444E-2]
[null,13,20,3180.8266018390686,null,260,3,15,1636.5812217420687,1,0.11446933803562867,0.11446933803562867,5.7112161168221595E+20,0,false,0,7.0865729380981504E-20,7.0865729380981504E-20,1.8022777784598314E+17,0,false,0,2.2987933932160469E-16,2.2987933932160469E-16,57037671008044.492,0,false,0,6.6280435497246897E-13,6.6280435497246897E-13,19769377271.003742,0,false,0,2.0952822524528979E-9,2.0952822524528979E-9,6253682.211537553,0,false,0,6.6258642586790605E-6,6.6258642586790605E-6,1977.5879551337619,0,false,0,2.0952822524528951E-2,2.0952822524528951E-2]
[null,14,1,428.11874653820092,null,261,19,11,1637.3124225201577,1,5.5069079096489136E-2,5.5069079096489136E-2,2.7618669091793063E+20,0,false,0,3.3915591407534123E-20,3.3915591407534123E-20,8.71557170252384E+16,0,false,0,1.100178296839461E-16,1.100178296839461E-16,27582646657298.48,0,false,0,3.1721118067562272E-13,3.1721118067562272E-13,9560203603.4047909,0,false,0,1.0027800091580108E-9,1.0027800091580108E-9,3024196.1794608543,0,false,0,3.1710688210238159E-6,3.1710688210238159E-6,956.33480182756364,0,false,0,1.0027800091580101E-2,1.0027800091580101E-2]
[null,14,2,455.10560942696793,null,262,14,13,1637.8258640137501,1,0.94036656651330708,0.94036656651330708,4.7334228811038421E+21,0,false,0,5.7703953255828729E-19,5.7703953255828729E-19,1.4937173975152748E+18,0,false,0,1.8718422524632387E-15,1.8718422524632387E-15,472724917971721.56,0,false,0,5.3970278512867647E-12,5.3970278512867647E-12,163847455262.84302,0,false,0,1.7061289033420415E-8,1.7061289033420415E-8,51830156.425099798,0,false,0,5.3952533164061343E-5,5.3952533164061343E-5,16390.134578612618,0,false,0,0.17061289033420501,0.17061289033420501]
[null,14,3,495.51466569164916,null,263,4,15,1652.3932880472096,1,0.63101763599014393,0.63101763599014393,3.5207288261106608E+21,0,false,0,3.4933084286245204E-19,3.4933084286245204E-19,1.1110298047717449E+18,0,false,0,1.133184461139989E-15,1.133184461139989E-15,351613681542795.06,0,false,0,3.2672775119643997E-12,3.2672775119643997E-12,121870044853.08881,0,false,0,1.0328641526415137E-8,1.0328641526415137E-8,38551367.661686204,0,false,0,3.2662032358870087E-5,3.2662032358870087E-5,12191.012872548772,0,false,0,0.10328641526415158,0.10328641526415158]
[null,14,4,549.34591533224477,null,264,17,12,1652.5630189282367,1,0.68252358335452235,0.68252358335452235,3.8126538983589014E+21,0,false,0,3.7739353368477902E-19,3.7739353368477902E-19,1.2031520533308012E+18,0,false,0,1.224216231816321E-15,1.224216231816321E-15,380768113609987.81,0,false,0,3.5297467457075826E-12,3.5297467457075826E-12,131975032600.16872,0,false,0,1.1158369217778786E-8,1.1158369217778786E-8,41747896.376548678,0,false,0,3.528586170129231E-5,3.528586170129231E-5,13201.844007058406,0,false,0,0.11158369217778764,0.11158369217778764]
[null,14,5,616.59935834875478,null,265,11,14,1671.9938889808998,1,0.13193968719168861,0.13193968719168861,8.4432601652687366E+20,0,false,0,6.3683546630348264E-20,6.3683546630348264E-20,2.6644238043798893E+17,0,false,0,2.0658125941719197E-16,2.0658125941719197E-16,84322478031156.281,0,false,0,5.9562968469234178E-13,5.9562968469234178E-13,29226349027.974258,0,false,0,1.8829271383134138E-9,1.8829271383134138E-9,9245222.8777336031,0,false,0,5.9543384252132768E-6,5.9543384252132768E-6,2923.5961769534633,0,false,0,1.8829271383134137E-2,1.8829271383134137E-2]
[null,14,6,697.27499474117894,null,266,5,15,1672.1479084085418,1,0.79516755941492467,0.79516755941492467,5.0939947553578707E+21,0,false,0,3.8339401348536408E-19,3.8339401348536408E-19,1.6075023888748823E+18,0,false,0,1.2436810188752003E-15,1.2436810188752003E-15,508735076785142.31,0,false,0,3.5858689951855352E-12,3.5858689951855352E-12,176328652383.79202,0,false,0,1.1335785000304415E-8,1.1335785000304415E-8,55778355.670022674,0,false,0,3.5846899666934343E-5,3.5846899666934343E-5,17638.664805623921,0,false,0,0.11335785000304409,0.11335785000304409]
[null,14,7,791.3728245095175,null,267,6,15,1695.8450828260654,1,0.22675417975782144,0.22675417975782144,1.7108496955058831E+21,0,false,0,9.2829339147973797E-20,9.2829339147973797E-20,5.3988963566147616E+17,0,false,0,3.0112647311189699E-16,3.0112647311189699E-16,170861827114284.59,0,false,0,8.6822912561462875E-13,8.6822912561462875E-13,59221070245.994598,0,false,0,2.7446788246263002E-9,2.7446788246263002E-9,18733506.294545449,0,false,0,8.6794365314529576E-6,8.6794365314529576E-6,5924.054845186477,0,false,0,2.7446788246263044E-2,2.7446788246263044E-2]
[null,14,8,898.89284765377056,null,268,15,13,1697.0060249369958,1,0.60395673222637658,0.60395673222637658,4.5932273455159748E+21,0,false,0,2.4529021554669265E-19,2.4529021554669265E-19,1.4494761547990034E+18,0,false,0,7.9569000678429689E-16,7.9569000678429689E-16,458723649814303.87,0,false,0,2.2941896529765017E-12,2.2941896529765017E-12,158994586139.9538,0,false,0,7.2524792988760939E-9,7.2524792988760939E-9,50295039.719463944,0,false,0,2.2934353267669509E-5,2.2934353267669509E-5,15904.688052214236,0,false,0,7.2524792988760953E-2,7.2524792988760953E-2]
[null,14,9,1019.8350641739379,null,269,20,11,1716.2053537243601,1,0.29729388707176602,0.29729388707176602,2.5769432500746736E+21,0,false,0,1.0593845074099959E-19,1.0593845074099959E-19,8.1320115733002547E+17,0,false,0,3.4365075019789319E-16,3.4365075019789319E-16,257358219856590.84,0,false,0,9.9083812617914957E-13,9.9083812617914957E-13,89200902705.534027,0,false,0,3.1322750450592381E-9,3.1322750450592381E-9,28217079.923952986,0,false,0,9.9051234004937376E-6,9.9051234004937376E-6,8923.0241478702155,0,false,0,3.1322750450592428E-2,3.1322750450592428E-2]
[null,14,10,1154.1994740700193,null,270,12,14,1719.3463877355716,1,6.931164914118948E-2,6.931164914118948E-2,6.1370298424777913E+20,0,false,0,2.4179134022592606E-20,2.4179134022592606E-20,1.9366510187320682E+17,0,false,0,7.8434010388860002E-17,7.8434010388860002E-17,61290254468005.5,0,false,0,2.2614648109355542E-13,2.2614648109355542E-13,21243331682.370613,0,false,0,7.1490282876865178E-10,7.1490282876865178E-10,6719940.8274071869,0,false,0,2.2607212446062967E-6,2.2607212446062967E-6,2125.0318756163078,0,false,0,7.1490282876865447E-3,7.1490282876865447E-3]
[null,14,11,1301.9860773420153,null,271,7,15,1723.4848112997802,1,0.55056081936830958,0.55056081936830958,5.0129867704480154E+21,0,false,0,1.8676717852710955E-19,1.8676717852710955E-19,1.5819388507256709E+18,0,false,0,6.0584877883574681E-16,6.0584877883574681E-16,500644843990933.31,0,false,0,1.7468260099064181E-12,1.7468260099064181E-12,173524560605.63422,0,false,0,5.5221326010026867E-9,5.5221326010026867E-9,54891332.33933311,0,false,0,1.7462516560638336E-5,1.7462516560638336E-5,17358.163399355115,0,false,0,5.5221326010026953E-2,5.5221326010026953E-2]
[null,14,12,1463.1948739899256,null,272,18,12,1723.5708420200567,1,0.52092233609080463,0.52092233609080463,4.745874846278895E+21,0,false,0,1.7661036619105634E-19,1.7661036619105634E-19,1.4976468408551951E+18,0,false,0,5.7290138197945154E-16,5.7290138197945154E-16,473968490406258.62,0,false,0,1.6518297471461335E-12,1.6518297471461335E-12,164278480095.86343,0,false,0,5.2218268140570508E-9,5.2218268140570508E-9,51966503.275789507,0,false,0,1.6512866279360867E-5,1.6512866279360867E-5,16433.25123860957,0,false,0,5.2218268140570699E-2,5.2218268140570699E-2]
[null,14,13,1637.8258640137501,null,273,8,15,1755.0670938296864,1,0.82066114706006366,0.82066114706006366,9.2288317222284354E+21,0,false,0,2.2540706902343859E-19,2.2540706902343859E-19,2.9123251500019415E+18,0,false,0,7.3119162898833919E-16,7.3119162898833919E-16,921679475603477.37,0,false,0,2.1082233725009561E-12,2.1082233725009561E-12,319456053413.82489,0,false,0,6.6645956434476515E-9,6.6645956434476515E-9,101054100.55238402,0,false,0,2.1075301917330059E-5,2.1075301917330059E-5,31956.11246452124,0,false,0,6.6645956434476614E-2,6.6645956434476614E-2]
[null,14,14,1825.8790474134889,null,274,16,13,1760.128739916433,1,0.28885977816267472,0.28885977816267472,3.3590125460217853E+21,0,false,0,7.6727144217685002E-20,7.6727144217685002E-20,1.0599973010006401E+18,0,false,0,2.4889301746929259E-16,2.4889301746929259E-16,335463145839577.69,0,false,0,7.1762593536121772E-13,7.1762593536121772E-13,116272235058.21324,0,false,0,2.2685863105481956E-9,2.2685863105481956E-9,36780602.550681308,0,false,0,7.1738998100103533E-6,7.1738998100103533E-6,11631.047777355197,0,false,0,2.2685863105481919E-2,2.2685863105481919E-2]
[null,14,15,2027.3544241891427,null,275,13,14,1770.6414405464345,1,5.7171069643873466E-2,5.7171069643873466E-2,7.1247536290285473E+20,0,false,0,1.4169981965321042E-20,1.4169981965321042E-20,2.2483451650126096E+17,0,false,0,4.5965604543135509E-17,4.5965604543135509E-17,71154609665168.219,0,false,0,1.3253127906162043E-13,1.3253127906162043E-13,24662338033.460964,0,false,0,4.1896290335061099E-10,4.1896290335061099E-10,7801481.1766982265,0,false,0,1.3248770297049214E-6,1.3248770297049214E-6,2467.0449641296914,0,false,0,4.1896290335061166E-3,4.1896290335061166E-3]
[null,14,16,2242.2519943407096,null,276,9,15,1790.591930415784,1,0.3347117170835926,0.3347117170835926,4.7516034651749561E+21,0,false,0,7.2826284665233549E-20,7.2826284665233549E-20,1.4994546103961208E+18,0,false,0,2.3623912927062426E-16,2.3623912927062426E-16,474540605124456.06,0,false,0,6.8114135075190469E-13,6.8114135075190469E-13,164476776265.86035,0,false,0,2.1532498586276585E-9,2.1532498586276585E-9,52029230.655307598,0,false,0,6.809173924698968E-6,6.809173924698968E-6,16453.087377702697,0,false,0,2.1532498586276601E-2,2.1532498586276601E-2]
[null,14,17,2470.5717578681924,null,277,19,12,1798.521219168068,1,0.12058856374550288,0.12058856374550288,1.8021314492659125E+21,0,false,0,2.492368723787342E-20,2.492368723787342E-20,5.6869524781401741E+17,0,false,0,8.0849245548557108E-17,8.0849245548557108E-17,179978096807995.5,0,false,0,2.3311025777245954E-13,2.3311025777245954E-13,62380788581.158722,0,false,0,7.369169835880823E-10,7.369169835880823E-10,19733025.605407398,0,false,0,2.3303361145992532E-6,2.3303361145992532E-6,6240.1306039510737,0,false,0,7.3691698358808178E-3,7.3691698358808178E-3]
[null,14,18,2712.3137147715879,null,278,14,14,1825.8790474134889,1,0.13098384846074124,0.13098384846074124,2.333072071199651E+21,0,false,0,2.2714012013330444E-20,2.2714012013330444E-20,7.3624318594479642E+17,0,false,0,7.3681342456748446E-17,7.3681342456748446E-17,233002909561034.47,0,false,0,2.1244325307646798E-13,2.1244325307646798E-13,80759300703.284393,0,false,0,6.7158366490058846E-10,6.7158366490058846E-10,25546732.974998828,0,false,0,2.1237340204491386E-6,2.1237340204491386E-6,8078.5862977125644,0,false,0,6.7158366490058961E-3,6.7158366490058961E-3]
[null,14,19,2967.4778650508993,null,279,17,13,1827.1940089520613,1,0.91555870023606745,0.91555870023606745,1.6444921089761433E+22,0,false,0,1.5744435977133133E-19,1.5744435977133133E-19,5.1894929630318131E+18,0,false,0,5.1072931472373997E-16,5.1072931472373997E-16,1642347233382190.7,0,false,0,1.4725708496030237E-12,1.4725708496030237E-12,569241020765.78003,0,false,0,4.6551467918174159E-9,4.6551467918174159E-9,180069022.75378022,0,false,0,1.4720866704568746E-5,1.4720866704568746E-5,56942.824794262953,0,false,0,4.6551467918174314E-2,4.6551467918174314E-2]
[null,14,20,3236.0642087061233,null,280,10,15,1830.059321058073,1,0.45959727578472848,0.45959727578472848,8.4068849778726892E+21,0,false,0,7.7607965647980578E-20,7.7607965647980578E-20,2.6529449545884918E+18,0,false,0,2.5175028924544384E-16,2.5175028924544384E-16,839592005909218.25,0,false,0,7.2586422324808237E-13,7.2586422324808237E-13,291004362997.16992,0,false,0,2.2946294985122385E-9,2.2946294985122385E-9,92053926.808531865,0,false,0,7.2562556015086506E-6,7.2562556015086506E-6,29110.007627739426,0,false,0,2.2946294985122448E-2,2.2946294985122448E-2]
[null,15,1,487.29890746144667,null,281,1,16,1831.6823214519281,1,0.72994955748145607,0.72994955748145607,1.3490456565358159E+22,0,false,0,1.2199599247629683E-19,1.2199599247629683E-19,4.2571581238902497E+18,0,false,0,3.9573935660162342E-16,3.9573935660162342E-16,1347286125378422.2,0,false,0,1.1410236768716278E-12,1.1410236768716278E-12,466972217376.099,0,false,0,3.607047301125499E-9,3.607047301125499E-9,147718150.60509932,0,false,0,1.1406485099519794E-5,1.1406485099519794E-5,46712.580765989282,0,false,0,3.6070473011254996E-2,3.6070473011254996E-2]
[null,15,2,514.28577035021374,null,282,2,16,1839.6092796446862,1,0.78741914193027718,0.78741914193027718,1.5301887688262105E+22,0,false,0,1.2515650862352634E-19,1.2515650862352634E-19,4.8287880523050824E+18,0,false,0,4.0599166572461909E-16,4.0599166572461909E-16,1528192976613863.7,0,false,0,1.1705838589884677E-12,1.1705838589884677E-12,529674914203.92322,0,false,0,3.7004940693973431E-9,3.7004940693973431E-9,167553006.01770478,0,false,0,1.1701989727240798E-5,1.1701989727240798E-5,52984.91278238457,0,false,0,3.7004940693973469E-2,3.7004940693973469E-2]
[null,15,3,554.69482661489496,null,283,3,16,1851.4787918936356,1,0.11946380091210033,0.11946380091210033,2.5017886797086516E+21,0,false,0,1.7620107222138952E-20,1.7620107222138952E-20,7.894847702506752E+17,0,false,0,5.7157368482376146E-17,5.7157368482376146E-17,249852565068525.62,0,false,0,1.6480016368884957E-13,1.6480016368884957E-13,86599426899.304504,0,false,0,5.2097252467950472E-10,5.2097252467950472E-10,27394150.463396493,0,false,0,1.6474597763555206E-6,1.6474597763555206E-6,8662.791002969012,0,false,0,5.2097252467950637E-3,5.2097252467950637E-3]
[null,15,4,608.52607625549058,null,284,4,16,1867.2908581987765,1,0.65854984864582256,0.65854984864582256,1.5224505544233447E+22,0,false,0,8.7987428464487667E-20,8.7987428464487667E-20,4.8043687139750492E+18,0,false,0,2.8541993571086625E-16,2.8541993571086625E-16,1520464854997135.5,0,false,0,8.2294292711734871E-13,8.2294292711734871E-13,526996330924.89465,0,false,0,2.6015183772325028E-9,2.6015183772325028E-9,166705685.01337796,0,false,0,8.2267234468398697E-6,8.2267234468398697E-6,52716.966354086973,0,false,0,2.6015183772325114E-2,2.6015183772325114E-2]
[null,15,5,675.77951927200047,null,285,11,15,1873.4692657565536,1,0.83049349929406791,0.83049349929406791,1.9951269484944322E+22,0,false,0,1.0677964021538864E-19,1.0677964021538864E-19,6.2959847621362258E+18,0,false,0,3.4637946099090684E-16,3.4637946099090684E-16,1992524747440803.2,0,false,0,9.9870573795499685E-13,9.9870573795499685E-13,690613286934.7605,0,false,0,3.1571464376495897E-9,3.1571464376495897E-9,218462927.20054618,0,false,0,9.9837736496595342E-6,9.9837736496595342E-6,69084.04342612742,0,false,0,3.1571464376496126E-2,3.1571464376496126E-2]
[null,15,6,756.45515566442475,null,286,20,12,1877.4141503722703,1,0.65100494579702495,0.65100494579702495,1.6026540402907606E+22,0,false,0,8.1679920523235713E-20,8.1679920523235713E-20,5.0574653528994939E+18,0,false,0,2.6495918873250836E-16,2.6495918873250836E-16,1600563733187548.5,0,false,0,7.6394905562256134E-13,7.6394905562256134E-13,554758771325.15857,0,false,0,2.4150247143300737E-9,2.4150247143300737E-9,175487827.07581991,0,false,0,7.6369787028805042E-6,7.6369787028805042E-6,55494.123519335772,0,false,0,2.4150247143300715E-2,2.4150247143300715E-2]
[null,15,7,850.55298543276331,null,287,15,14,1885.0592083367346,1,8.4125254882362652E-2,8.4125254882362652E-2,2.1712110348172701E+21,0,false,0,1.0067862180058273E-20,1.0067862180058273E-20,6.851650017011191E+17,0,false,0,3.2658853955913558E-17,3.2658853955913558E-17,216837917108715.19,0,false,0,9.416431548076373E-14,9.416431548076373E-14,75156480168.628326,0,false,0,2.9767580366821205E-10,2.9767580366821205E-10,23774382.80778284,0,false,0,9.4133354391265747E-7,9.4133354391265747E-7,7518.1199637343116,0,false,0,2.9767580366821221E-3,2.9767580366821221E-3]
[null,15,8,958.07300857701625,null,288,5,16,1887.0454785601089,1,0.82986187078445761,0.82986187078445761,2.168199283881014E+22,0,false,0,9.8106761094128787E-20,9.8106761094128787E-20,6.8421458909623542E+18,0,false,0,3.1824575320540023E-16,3.1824575320540023E-16,2165371348312677.7,0,false,0,9.1758864367071522E-13,9.1758864367071522E-13,750522283958.23022,0,false,0,2.9007160042203332E-9,2.9007160042203332E-9,237414046.59398347,0,false,0,9.172869418638865E-6,9.172869418638865E-6,75076.913575432583,0,false,0,2.9007160042203418E-2,2.9007160042203418E-2]
[null,15,9,1079.0152250971837,null,289,18,13,1898.2018320438813,1,0.69878168108295136,0.69878168108295136,1.9552379586518224E+22,0,false,0,7.7138273748641149E-20,7.7138273748641149E-20,6.1701078236208118E+18,0,false,0,2.5022666895044185E-16,2.5022666895044185E-16,1952687783947431,0,false,0,7.2147121355077166E-13,7.2147121355077166E-13,676805711227.10913,0,false,0,2.2807421497273919E-9,2.2807421497273919E-9,214095152.26238072,0,false,0,7.2123399486873385E-6,7.2123399486873385E-6,67702.831714967411,0,false,0,2.2807421497273973E-2,2.2807421497273973E-2]
[null,15,10,1213.379634993265,null,290,6,16,1910.7426529776324,1,0.23664779277524561,0.23664779277524561,7.1484331402068345E+21,0,false,0,2.4198061155753469E-20,2.4198061155753469E-20,2.2558176640265772E+18,0,false,0,7.8495407581893593E-17,7.8495407581893593E-17,713910959301938.12,0,false,0,2.2632350581898682E-13,2.2632350581898682E-13,247443046725.27496,0,false,0,7.1546244604132181E-10,7.1546244604132181E-10,78274098.291612029,0,false,0,2.2624909098058971E-6,2.2624909098058971E-6,24752.443239738855,0,false,0,7.1546244604132354E-3,7.1546244604132354E-3]
[null,15,11,1361.1662382652607,null,291,12,15,1920.8217645112252,1,0.43628172282596744,0.43628172282596744,1.4010093226814578E+22,0,false,0,4.196425592187917E-20,4.196425592187917E-20,4.4211388923745306E+18,0,false,0,1.361266653248217E-16,1.361266653248217E-16,1399182016434916.7,0,false,0,3.9249002051004106E-13,3.9249002051004106E-13,484959442853.20953,0,false,0,1.2407543313044753E-9,1.2407543313044753E-9,153408081.57556638,0,false,0,3.9236097036413057E-6,3.9236097036413057E-6,48511.894925570181,0,false,0,1.2407543313044792E-2,1.2407543313044792E-2]
[null,15,12,1522.3750349131712,null,292,7,16,1938.3823814513473,1,0.5745825846791125,0.5745825846791125,2.0510670527617644E+22,0,false,0,4.9717762115782477E-20,4.9717762115782477E-20,6.4725139019612426E+18,0,false,0,1.6127804522099234E-16,1.6127804522099234E-16,2048391890236498.3,0,false,0,4.6500825628514655E-13,4.6500825628514655E-13,709976956654.46863,0,false,0,1.4700017272499766E-9,1.4700017272499766E-9,224588271.22207025,0,false,0,4.6485536224915336E-6,4.6485536224915336E-6,71021.047282138941,0,false,0,1.4700017272499808E-2,1.4700017272499808E-2]
[null,15,13,1697.0060249369958,null,293,16,14,1948.1819233161718,1,4.0235336683173861E-2,4.0235336683173861E-2,1.522994254563864E+21,0,false,0,3.2832467863644325E-21,3.2832467863644325E-21,4.8060844583303283E+17,0,false,0,1.0650431579157463E-17,1.0650431579157463E-17,152100784600130.75,0,false,0,3.0708076914758917E-14,3.0708076914758917E-14,52718453275.408096,0,false,0,9.7075536821307524E-11,9.7075536821307524E-11,16676521.923214549,0,false,0,3.0697980143887544E-7,3.0697980143887544E-7,5273.5792727089283,0,false,0,9.7075536821308026E-4,9.7075536821308026E-4]
[null,15,14,1885.0592083367346,null,294,8,16,1969.9646639812536,1,0.85646778055241779,0.85646778055241779,3.6893203868360011E+22,0,false,0,6.1413267021707968E-20,6.1413267021707968E-20,1.1642319279826424E+19,0,false,0,1.9921676347439567E-16,1.9921676347439567E-16,3684508485816346.5,0,false,0,5.7439584959664604E-13,5.7439584959664604E-13,1277058425194.9089,0,false,0,1.815801933879036E-9,1.815801933879036E-9,403974158.98624986,0,false,0,5.7420698907962189E-6,5.7420698907962189E-6,127747.84582475176,0,false,0,1.8158019338790379E-2,1.8158019338790379E-2]
[null,15,15,2086.5345851123884,null,295,13,15,1972.1168173220883,1,0.35986292447354157,0.35986292447354157,1.5699501265386853E+22,0,false,0,2.5478559308376079E-20,2.5478559308376079E-20,4.9542622244967301E+18,0,false,0,8.2649179396544158E-17,8.2649179396544158E-17,1567902474444902.5,0,false,0,2.3829995423073644E-13,2.3829995423073644E-13,543438310043.7312,0,false,0,7.5332284876242719E-10,7.5332284876242719E-10,171906805.45983315,0,false,0,2.3822160155358186E-6,2.3822160155358186E-6,54361.705053654368,0,false,0,7.5332284876242599E-3,7.5332284876242599E-3]
[null,15,16,2301.4321552639553,null,296,19,13,1973.1522091918926,1,0.1617613096144383,0.1617613096144383,7.1002516287037018E+21,0,false,0,1.1383140117678155E-20,1.1383140117678155E-20,2.2406131146384125E+18,0,false,0,3.6925446933441931E-17,3.6925446933441931E-17,709099092362266,0,false,0,1.0646605784154498E-13,1.0646605784154498E-13,245775243478.27817,0,false,0,3.3656453795219449E-10,3.3656453795219449E-10,77746519.129400611,0,false,0,1.0643105195711194E-6,1.0643105195711194E-6,24585.608059875663,0,false,0,3.3656453795219547E-3,3.3656453795219547E-3]
[null,15,17,2529.7519187914381,null,297,9,16,2005.4895005673513,1,0.34931567368875588,0.34931567368875588,1.8522505379263E+22,0,false,0,2.0348056232404771E-20,2.0348056232404771E-20,5.8451123479850854E+18,0,false,0,6.6006485279178063E-17,6.6006485279178063E-17,1849834687493818,0,false,0,1.903145625377813E-13,1.903145625377813E-13,641156610705.52954,0,false,0,6.016296095177493E-10,6.016296095177493E-10,202818209.00144628,0,false,0,1.9025198738738079E-6,1.9025198738738079E-6,64136.749140063352,0,false,0,6.0162960951775177E-3,6.0162960951775177E-3]
[null,15,18,2771.4938756948341,null,298,17,14,2015.2471923518001,1,0.12752835577011898,0.12752835577011898,7.1547887177232275E+21,0,false,0,7.0210686659390271E-21,7.0210686659390271E-21,2.2578232817256404E+18,0,false,0,2.2775446472591135E-17,2.2775446472591135E-17,714545688109308,0,false,0,6.5667776638929013E-14,6.5667776638929013E-14,247663045070.8569,0,false,0,2.0759146483777126E-10,2.0759146483777126E-10,78343690.758864477,0,false,0,6.5646185169811617E-7,6.5646185169811617E-7,24774.450310189608,0,false,0,2.0759146483777247E-3,2.0759146483777247E-3]
[null,15,19,3026.6580259741445,null,299,14,15,2027.3544241891427,1,0.82447697864496272,0.82447697864496272,4.9592257618430728E+22,0,false,0,4.2337937853512675E-20,4.2337937853512675E-20,1.5649735898820553E+19,0,false,0,1.3733884159550556E-16,1.3733884159550556E-16,4952757550628582,0,false,0,3.9598505278903955E-13,3.9598505278903955E-13,1716636230402.5366,0,false,0,1.2518029598341456E-9,1.2518029598341456E-9,543026586.5528785,0,false,0,3.9585485348161827E-6,3.9585485348161827E-6,171720.08435336585,0,false,0,1.2518029598341453E-2,1.2518029598341453E-2]
[null,15,20,3295.2443696293694,null,300,10,16,2044.9568912096399,1,0.47965017004816762,0.47965017004816762,3.1901589399712578E+22,0,false,0,2.2275291590858363E-20,2.2275291590858363E-20,1.0067124846370589E+19,0,false,0,7.2258189661374216E-17,7.2258189661374216E-17,3185998084462260,0,false,0,2.0833991837336183E-13,2.0833991837336183E-13,1104273666916.4978,0,false,0,6.5861204768837522E-10,6.5861204768837522E-10,349316849.63056117,0,false,0,2.082714165122697E-6,2.082714165122697E-6,110463.68699071222,0,false,0,6.5861204768837547E-3,6.5861204768837547E-3]
[null,16,1,550.42162244088377,null,301,20,13,2052.0451403960951,1,0.87327860393005485,0.87327860393005485,6.0466198607179459E+22,0,false,0,3.8956460097302871E-20,3.8956460097302871E-20,1.908120510037631E+19,0,false,0,1.2636976134588219E-16,1.2636976134588219E-16,6038733384830118,0,false,0,3.6435822551109034E-13,3.6435822551109034E-13,2093037748804.2002,0,false,0,1.1518230345368258E-9,1.1518230345368258E-9,662094347.14829302,0,false,0,3.6423842505831575E-6,3.6423842505831575E-6,209372.61629108177,0,false,0,1.1518230345368278E-2,1.1518230345368278E-2]
[null,16,2,577.40848532965072,null,302,1,17,2060.0020849794109,1,5.3600370224955791E-2,5.3600370224955791E-2,3.8821230041990132E+21,0,false,0,2.2858766970688073E-21,2.2858766970688073E-21,1.2250742890130284E+18,0,false,0,7.415090897714546E-18,7.415090897714546E-18,387705963488338.5,0,false,0,2.1379714044880295E-14,2.1379714044880295E-14,134379706025.1286,0,false,0,6.7586362498503074E-11,6.7586362498503074E-11,42508570.990426645,0,false,0,2.1372684426105829E-7,2.1372684426105829E-7,13442.390440870779,0,false,0,6.7586362498503114E-4,6.7586362498503114E-4]
[null,16,3,617.81754159433206,null,303,2,17,2067.9290431721688,1,5.7820375527458397E-2,5.7820375527458397E-2,4.3790056986657161E+21,0,false,0,2.3581575587036596E-21,2.3581575587036596E-21,1.3818746307302551E+18,0,false,0,7.6495607446118351E-18,7.6495607446118351E-18,437329425596709.87,0,false,0,2.2055754075671476E-14,2.2055754075671476E-14,151579302828.00943,0,false,0,6.9723485871090624E-11,6.9723485871090624E-11,47949349.983984314,0,false,0,2.204850217592144E-7,2.204850217592144E-7,15162.915827394887,0,false,0,6.9723485871090482E-4,6.9723485871090482E-4]
[null,16,4,671.64879123492767,null,304,3,17,2079.7985554211182,1,8.7722554137333823E-3,8.7722554137333823E-3,7.1007753883837281E+20,0,false,0,3.3473665679651044E-22,3.3473665679651044E-22,2.2407783965001488E+17,0,false,0,1.0858427928882034E-18,1.0858427928882034E-18,70915140001742.797,0,false,0,3.1307786687819272E-15,3.1307786687819272E-15,24579337342.206329,0,false,0,9.8971362089637062E-12,9.8971362089637062E-12,7775225.4206706583,0,false,0,3.1297492733249672E-8,3.1297492733249672E-8,2458.7421650559972,0,false,0,9.897136208963746E-5,9.897136208963746E-5]
[null,16,5,738.90223425143745,null,305,18,14,2086.2550154436203,1,9.7333441108485103E-2,9.7333441108485103E-2,8.1678471325205702E+21,0,false,0,3.5826391503840729E-21,3.5826391503840729E-21,2.5775122292149944E+18,0,false,0,1.1621622018315469E-17,1.1621622018315469E-17,815719398564685.75,0,false,0,3.3508281815648426E-14,3.3508281815648426E-14,282730066857.52112,0,false,0,1.0592765070385604E-10,1.0592765070385604E-10,89436504.020135894,0,false,0,3.3497264341492337E-7,3.3497264341492337E-7,28282.305866643408,0,false,0,1.0592765070385618E-3,1.0592765070385618E-3]
[null,16,6,819.57787064386184,null,306,15,15,2086.5345851123884,1,0.52952586741208996,0.52952586741208996,4.4505051729242375E+22,0,false,0,1.9460391080603503E-20,1.9460391080603503E-20,1.404437585973374E+19,0,false,0,6.3127013348002939E-17,6.3127013348002939E-17,4444700475003183,0,false,0,1.8201226559523704E-13,1.8201226559523704E-13,1540542574653.0779,0,false,0,5.7538407370042532E-10,5.7538407370042532E-10,487322567.7854194,0,false,0,1.8195242022795317E-6,1.8195242022795317E-6,154104.92694037221,0,false,0,5.753840737004262E-3,5.753840737004262E-3]
[null,16,7,913.6757004122004,null,307,11,16,2088.3668359081207,1,0.86672913254359574,0.86672913254359574,7.3593192306992558E+22,0,false,0,3.1529396632246118E-20,3.1529396632246118E-20,2.3223665928197235E+19,0,false,0,1.0227731980381796E-16,1.0227731980381796E-16,7349720629331772,0,false,0,2.9489319562574179E-13,2.9489319562574179E-13,2547428697382.2554,0,false,0,9.3222754879062662E-10,9.3222754879062662E-10,805832642.65717781,0,false,0,2.9479623517341327E-6,2.9479623517341327E-6,254826.65637092415,0,false,0,9.3222754879062897E-3,9.3222754879062897E-3]
[null,16,8,1021.1957235564532,null,308,4,17,2095.6106217262591,1,4.8357472563987994E-2,4.8357472563987994E-2,4.2746659635317435E+21,0,false,0,1.6897074474034754E-21,1.6897074474034754E-21,1.348948335840361E+18,0,false,0,5.4811942958728678E-18,5.4811942958728678E-18,426909060889949.31,0,false,0,1.5803766708552268E-14,1.5803766708552268E-14,147967582406.25009,0,false,0,4.9959466406509882E-11,4.9959466406509882E-11,46806848.05056607,0,false,0,1.5798570453123832E-7,1.5798570453123832E-7,14801.624993320036,0,false,0,4.9959466406509785E-4,4.9959466406509785E-4]
[null,16,9,1142.1379400766207,null,309,5,17,2115.3652420875915,1,6.0936955237145089E-2,6.0936955237145089E-2,6.0075265775660968E+21,0,false,0,1.9092039031541944E-21,1.9092039031541944E-21,1.8957839158569388E+18,0,false,0,6.1932126532955837E-18,6.1932126532955837E-18,599969109020447.25,0,false,0,1.7856708349644602E-14,1.7856708349644602E-14,207950560700.49603,0,false,0,5.6449303345014663E-11,5.6449303345014663E-11,65781370.070739172,0,false,0,1.7850837090000839E-7,1.7850837090000839E-7,20801.895702996655,0,false,0,5.6449303345014793E-4,5.6449303345014793E-4]
[null,16,10,1276.5023499727022,null,310,12,16,2135.7193346627923,1,0.45531732577196493,0.45531732577196493,5.0174450480753169E+22,0,false,0,1.2762396744326209E-20,1.2762396744326209E-20,1.5833457410505329E+19,0,false,0,4.1399578574481808E-17,4.1399578574481808E-17,5010900902701269,0,false,0,1.1936619034215398E-13,1.1936619034215398E-13,1736788839066.4426,0,false,0,3.7734492582991179E-10,3.7734492582991179E-10,549401497.03134036,0,false,0,1.1932694291298267E-6,1.1932694291298267E-6,173736.00805252651,0,false,0,3.7734492582991311E-3,3.7734492582991311E-3]
[null,16,11,1424.288953244698,null,311,6,17,2139.0624165051149,1,1.7377103904873622E-2,1.7377103904873622E-2,1.950040534535173E+21,0,false,0,4.7829701470912686E-22,4.7829701470912686E-22,6.1537064096328563E+17,0,false,0,1.551534185864698E-18,1.551534185864698E-18,194749713871897.34,0,false,0,4.4734929999128043E-15,4.4734929999128043E-15,67500662262.500443,0,false,0,1.4141775652000568E-11,1.4141775652000568E-11,21352604.337069705,0,false,0,4.4720221219434367E-8,4.4720221219434367E-8,6752.2863681530198,0,false,0,1.4141775652000538E-4,1.4141775652000538E-4]
[null,16,12,1585.4977498926085,null,312,16,15,2149.6573000918256,1,0.25326106396430043,0.25326106396430043,3.0101145787593401E+22,0,false,0,6.5817342095696061E-21,6.5817342095696061E-21,9.4989622261652255E+18,0,false,0,2.1350301829988872E-17,2.1350301829988872E-17,3006188551228000,0,false,0,6.155869890114671E-14,6.155869890114671E-14,1041951302826.101,0,false,0,1.9460169252663097E-10,1.9460169252663097E-10,329602305.54804575,0,false,0,6.1538458490792112E-7,6.1538458490792112E-7,104229.40075745771,0,false,0,1.9460169252663092E-3,1.9460169252663092E-3]
[null,16,13,1760.128739916433,null,313,19,14,2161.2053925916312,1,2.2531765398582787E-2,2.2531765398582787E-2,2.850119604830121E+21,0,false,0,5.501914905521223E-22,5.501914905521223E-22,8.9940690820789466E+17,0,false,0,1.7847506467976177E-18,1.7847506467976177E-18,284640225529291.19,0,false,0,5.1459191797242276E-15,5.1459191797242276E-15,98656903508.534973,0,false,0,1.6267474781877386E-11,1.6267474781877386E-11,31208313.446555868,0,false,0,5.1442272090083442E-8,5.1442272090083442E-8,9868.9352423575856,0,false,0,1.626747478187741E-4,1.626747478187741E-4]
[null,16,14,1948.1819233161718,null,314,7,17,2166.7021449788299,1,4.2191736330211893E-2,4.2191736330211893E-2,5.4969470291350798E+21,0,false,0,1.000275791311854E-21,1.000275791311854E-21,1.7346612835750106E+18,0,false,0,3.2447664061984526E-18,3.2447664061984526E-18,548977747966768.69,0,false,0,9.3555397855390742E-15,9.3555397855390742E-15,190276847233.30466,0,false,0,2.9575087018810007E-11,2.9575087018810007E-11,60190612.910992824,0,false,0,9.3524636977118919E-8,9.3524636977118919E-8,19033.943056027463,0,false,0,2.9575087018810078E-4,2.9575087018810078E-4]
[null,16,15,2149.6573000918256,null,315,13,16,2187.014387473655,1,0.37556426465550552,0.37556426465550552,5.4537466893109553E+22,0,false,0,7.9884050002232116E-21,7.9884050002232116E-21,1.7210286332087489E+19,0,false,0,2.5913361503869057E-17,2.5913361503869057E-17,5446633485115248,0,false,0,7.4715234989914964E-14,7.4715234989914964E-14,1887814672673.7761,0,false,0,2.3619263314695686E-10,2.3619263314695686E-10,597175767.11408925,0,false,0,7.4690668729696457E-7,7.4690668729696457E-7,188843.5587538805,0,false,0,2.361926331469563E-3,2.361926331469563E-3]
[null,16,16,2364.5548702433925,null,316,8,17,2198.2844275087364,1,6.2890633541512933E-2,6.2890633541512933E-2,9.6950577706433637E+21,0,false,0,1.2601088200017675E-21,1.2601088200017675E-21,3.0594512313145349E+18,0,false,0,4.0876314340605619E-18,4.0876314340605619E-18,968241271586887.75,0,false,0,1.1785747792790319E-14,1.1785747792790319E-14,335594470269.62518,0,false,0,3.7257552695388076E-11,3.7257552695388076E-11,106159194.60921732,0,false,0,1.1781872656117213E-7,1.1781872656117213E-7,33570.484953419465,0,false,0,3.7257552695388167E-4,3.7257552695388167E-4]
[null,16,17,2592.8746337708749,null,317,17,15,2216.7225691274539,1,0.80272640247260429,0.80272640247260429,1.3636645127444368E+23,0,false,0,1.4595335068150308E-20,1.4595335068150308E-20,4.3032905747595608E+19,0,false,0,4.7345395467619074E-17,4.7345395467619074E-17,1.3618859145281488E+16,0,false,0,1.3650958975451578E-13,1.3650958975451578E-13,4720325351393.8096,0,false,0,4.3153928992235357E-10,4.3153928992235357E-10,1493188899.0746365,0,false,0,1.3646470560063869E-6,1.3646470560063869E-6,472187.78979551303,0,false,0,4.3153928992235389E-3,4.3153928992235389E-3]
[null,16,18,2834.6165906742708,null,318,9,17,2233.8092640948339,1,2.5650333291109398E-2,2.5650333291109398E-2,4.764367369352803E+21,0,false,0,4.2654739776802318E-22,4.2654739776802318E-22,1.5034824917432067E+18,0,false,0,1.3836650641258585E-18,1.3836650641258585E-18,475815330773744.37,0,false,0,3.989480886069716E-15,3.989480886069716E-15,164918598868.93002,0,false,0,1.2611698209842254E-11,1.2611698209842254E-11,52168993.183767639,0,false,0,3.9881691505769722E-8,3.9881691505769722E-8,16497.284169850423,0,false,0,1.2611698209842272E-4,1.2611698209842272E-4]
[null,16,19,3089.7807409535812,null,319,20,14,2240.0983237958339,1,0.12163915263948648,0.12163915263948648,2.3344350626030853E+22,0,false,0,1.9577241034558626E-21,1.9577241034558626E-21,7.3667330259042724E+18,0,false,0,6.3506059615494089E-18,6.3506059615494089E-18,2331390309293500.5,0,false,0,1.8310515857801121E-14,1.8310515857801121E-14,808064806571.16382,0,false,0,5.7883896842683481E-11,5.7883896842683481E-11,255616574.93559909,0,false,0,1.8304495386910969E-7,1.8304495386910969E-7,80833.058448759824,0,false,0,5.7883896842683778E-4,5.7883896842683778E-4]
[null,16,20,3358.3670846088062,null,320,14,16,2242.2519943407096,1,0.86045010239156916,0.86045010239156916,1.6698843119407156E+23,0,false,0,1.3694668053041508E-20,1.3694668053041508E-20,5.2696226625794056E+19,0,false,0,4.4423747159042748E-17,4.4423747159042748E-17,1.6677063178440358E+16,0,false,0,1.2808568690036123E-13,1.2808568690036123E-13,5780305330146.7187,0,false,0,4.0490932888742575E-10,4.0490932888742575E-10,1828494247.6874945,0,false,0,1.2804357251344825E-6,1.2804357251344825E-6,578220.65112085501,0,false,0,4.0490932888742701E-3,4.0490932888742701E-3]
[null,17,1,{"$f":"3.141625/2*SQRT($H$2/$I$2)*((1+($D$8-1)/B330)*(B330/$C$2)^2+(1+($D$8-1)/C330)*(C330/$D$2)^2)","v":617.48689147651214},null,321,10,17,2273.2766547371225,1,{"$f":"ABS(SIN(G330*3.1416*$J$2/$C$2)*SIN(H330*3.1416*$K$2/$D$2))*(1/F330^$N$2)+(1-1/F330^$N$2)","v":3.5220826466077992E-2},{"$f":"$J330*$K330","v":3.5220826466077992E-2},{"$f":"10^(LOG10($I330/22.27)/LOG10(2)*70/20)*$L330","v":8.0194982050165812E+21},{"$f":"IF($I330<22.27,M330,0)","v":0},{"$f":"AND($I330>22.27,$I330<44.45)","v":false},{"$f":"IF($O330=TRUE,$L330,0)","v":0},{"$f":"10^(LOG10(44.45/$I330)/LOG10(2)*70/20)*$L330","v":4.7779148306406288E-22},{"$f":"IF($I330>44.45,Q330,0)","v":4.7779148306406288E-22},{"$f":"10^(LOG10($I330/44.548)/LOG10(2)*70/20)*$L330","v":2.5306980358751073E+18},{"$f":"IF($I330<44.528,S330,0)","v":0},{"$f":"AND($I330>44.548,$I330<89.095)","v":false},{"$f":"IF($U330=TRUE,$L330,0)","v":0},{"$f":"10^(LOG10(89.095/$I330)/LOG10(2)*70/20)*$L330","v":1.549894306030146E-18},{"$f":"IF($I330>89.095,W330,0)","v":1.549894306030146E-18},{"$f":"10^(LOG10($I330/89.09)/LOG10(2)*70/20)*$L330","v":800903854644978.25},{"$f":"IF($I330<89.09,Y330,0)","v":0},{"$f":"AND($I330>89.09,$I330<176.78)","v":false},{"$f":"IF($AA330=TRUE,$L330,0)","v":0},{"$f":"10^(LOG10(176.78/$I330)/LOG10(2)*70/20)*$L330","v":4.468764782495875E-15},{"$f":"IF($I330>176.78,AC330,0)","v":4.468764782495875E-15},{"$f":"10^(LOG10($I330/176.78)/LOG10(2)*70/20)*$L330","v":277594968035.15649},{"$f":"IF($I330<176.78,AE330,0)","v":0},{"$f":"AND($I330>176.78,$I330<353.55)","v":false},{"$f":"IF($AG330=TRUE,$L330,0)","v":0},{"$f":"10^(LOG10(353.55/$I330)/LOG10(2)*70/20)*$L330","v":1.412682863186538E-11},{"$f":"IF($I330>353.55,AI330,0)","v":1.412682863186538E-11},{"$f":"10^(LOG10($I330/353.55)/LOG10(2)*70/20)*$L330","v":87812109.092582434},{"$f":"IF($I330<353.55,AK330,0)","v":0},{"$f":"AND($I330>353.55,$I330<707.1)","v":false},{"$f":"IF($AM330=TRUE,$L330,0)","v":0},{"$f":"10^(LOG10(707.1/$I330)/LOG10(2)*70/20)*$L330","v":4.4672954591575021E-8},{"$f":"IF($I330>707.1,AO330,0)","v":4.4672954591575021E-8},{"$f":"10^(LOG10($I330/707.1)/LOG10(2)*70/20)*$L330","v":27768.627087574147},{"$f":"IF($I330<707.1,AQ330,0)","v":0},{"$f":"AND($I330>707.1,$I330<1414.2)","v":false},{"$f":"IF($AS330=TRUE,$L330,0)","v":0},{"$f":"10^(LOG10(1414.2/$I330)/LOG10(2)*70/20)*$L330","v":1.4126828631865404E-4},{"$f":"IF($I330>1414.2,AU330,0)","v":1.4126828631865404E-4}]
[null,17,2,644.47375436527909,null,322,18,15,2287.7303922192741,{"$f":"IF(ABS(I331-I330)>0.0001,1,$M$2)","v":1},0.6126647093461578,0.6126647093461578,1.5016672877465674E+23,0,false,0,7.7207328028593035E-21,7.7207328028593035E-21,4.7387833483906277E+19,0,false,0,2.5045067218009121E-17,2.5045067218009121E-17,1.4997086954869108E+16,0,false,0,7.2211707549111401E-14,7.2211707549111401E-14,5198022021885.1602,0,false,0,2.2827838729764491E-10,2.2827838729764491E-10,1644299534.9743497,0,false,0,7.2187964445060923E-7,7.2187964445060923E-7,519973.16860746295,0,false,0,2.282783872976455E-3,2.282783872976455E-3]
[null,17,3,684.88281062996043,null,323,15,16,2301.4321552639553,1,0.55262984732763709,0.55262984732763709,1.4519018051575262E+23,0,false,0,6.497075934891676E-21,6.497075934891676E-21,4.5817393466054787E+19,0,false,0,2.107568124227919E-17,2.107568124227919E-17,1.4500081209436182E+16,0,false,0,6.0766893417294924E-14,6.0766893417294924E-14,5025758780527.8096,0,false,0,1.9209860701540362E-10,1.9209860701540362E-10,1589807197.9922202,0,false,0,6.0746913351427791E-7,6.0746913351427791E-7,502741.1786185666,0,false,0,1.9209860701540444E-3,1.9209860701540444E-3]
[null,17,4,738.71406027055605,null,324,1,18,2301.7440418828064,1,0.77737315121425188,0.77737315121425188,2.045581041664229E+23,0,false,0,9.1249164609523427E-21,9.1249164609523427E-21,6.4552017994401178E+19,0,false,0,2.9600058952775893E-17,2.9600058952775893E-17,2.0429130344249304E+16,0,false,0,8.5344981585728059E-14,8.5344981585728059E-14,7080779736553.75,0,false,0,2.6979579103689561E-10,2.6979579103689561E-10,2239875625.5843024,0,false,0,8.5316920280342856E-7,8.5316920280342856E-7,708310.86523409095,0,false,0,2.6979579103689482E-3,2.6979579103689482E-3]
[null,17,5,805.96750328706605,null,325,2,18,2309.6710000755647,1,0.83857643780311819,0.83857643780311819,2.2966226007436975E+23,0,false,0,9.4576271754679831E-21,9.4576271754679831E-21,7.2474089478724919E+19,0,false,0,3.0679329848682732E-17,3.0679329848682732E-17,2.2936271654126668E+16,0,false,0,8.8456811696746598E-14,8.8456811696746598E-14,7949760211224.4199,0,false,0,2.7963302634675501E-10,2.7963302634675501E-10,2514761761.9621248,0,false,0,8.8427727226162103E-7,8.8427727226162103E-7,795237.49404984829,0,false,0,2.7963302634675564E-3,2.7963302634675564E-3]
[null,17,6,886.64313967949022,null,326,11,17,2316.6865994356031,1,6.364412706733058E-2,6.364412706733058E-2,1.8055921599364702E+22,0,false,0,6.9292067731822575E-22,6.9292067731822575E-22,5.697873378018007E+18,0,false,0,2.2477458271521049E-18,2.2477458271521049E-18,1803237165020228.5,0,false,0,6.4808596001022902E-15,6.4808596001022902E-15,625005810972.75879,0,false,0,2.0487539043549821E-11,2.0487539043549821E-11,197709197.84715581,0,false,0,6.4787287029245181E-8,6.4787287029245181E-8,62521.137956186976,0,false,0,2.0487539043549885E-4,2.0487539043549885E-4]
[null,17,7,980.74096944782877,null,327,3,18,2321.5405123245141,1,0.12722516291604261,0.12722516291604261,3.6983058639946051E+22,0,false,0,1.3518537761131532E-21,1.3518537761131532E-21,1.1670674581885665E+19,0,false,0,4.3852403076472736E-18,4.3852403076472736E-18,3693482243410865.5,0,false,0,1.2643834726891595E-14,1.2643834726891595E-14,1280168748535.4268,0,false,0,3.9970169639733433E-11,3.9970169639733433E-11,404958053.09075314,0,false,0,1.2639677452486901E-7,1.2639677452486901E-7,128058.98045941735,0,false,0,3.9970169639733468E-4,3.9970169639733468E-4]
[null,17,8,1088.2609925920817,null,328,4,18,2337.352578629655,1,0.70133472351132597,0.70133472351132597,2.2061262510791224E+23,0,false,0,6.8866313310546561E-21,6.8866313310546561E-21,6.9618313113480708E+19,0,false,0,2.233934899651433E-17,2.233934899651433E-17,2.2032488481853716E+16,0,false,0,6.4410389580182179E-14,6.4410389580182179E-14,7636507054353.3408,0,false,0,2.0361656520277313E-10,2.0361656520277313E-10,2415669834.6859703,0,false,0,6.4389211538094563E-7,6.4389211538094563E-7,763901.87525701104,0,false,0,2.0361656520277269E-3,2.0361656520277269E-3]
[null,17,9,1209.2032091122492,null,329,5,18,2357.1071989909874,1,0.88377659929009122,0.88377659929009122,3.0658048896135279E+23,0,false,0,7.8691350169291484E-21,7.8691350169291484E-21,9.6747030975925731E+19,0,false,0,2.5526464971510292E-17,2.5526464971510292E-17,3.0618062264107136E+16,0,false,0,7.3599707568756879E-14,7.3599707568756879E-14,10612285065441.201,0,false,0,2.3266618557590054E-10,2.3266618557590054E-10,3357002976.2574162,0,false,0,7.3575508092326232E-7,7.3575508092326232E-7,1061577.5516937566,0,false,0,2.326661855759013E-3,2.326661855759013E-3]
[null,17,10,1343.5676190083307,null,330,19,15,2362.6807693672849,1,0.14182605014028554,0.14182605014028554,5.0568924793391221E+22,0,false,0,1.2286121603091912E-21,1.2286121603091912E-21,1.5957940930879687E+19,0,false,0,3.9854603086912959E-18,3.9854603086912959E-18,5050296883531204,0,false,0,1.1491160784462235E-14,1.1491160784462235E-14,1750443569251.3125,0,false,0,3.6326293077489845E-11,3.6326293077489845E-11,553720922.07391047,0,false,0,1.1487382507567563E-7,1.1487382507567563E-7,175101.93018421595,0,false,0,3.632629307748991E-4,3.632629307748991E-4]
[null,17,11,1491.3542222803264,null,331,12,17,2364.0390981902751,1,3.3434059903288765E-2,3.3434059903288765E-2,1.2001042208220487E+22,0,false,0,2.8770392219456034E-22,2.8770392219456034E-22,3.7871464234257603E+18,0,false,0,9.3327463263319544E-19,9.3327463263319544E-19,1198538950767314.7,0,false,0,2.6908833682926595E-15,2.6908833682926595E-15,415416132407.83386,0,false,0,8.5065225095548414E-12,8.5065225095548414E-12,131409322.71220188,0,false,0,2.6899986097684883E-8,2.6899986097684883E-8,41555.276555065095,0,false,0,8.5065225095548767E-5,8.5065225095548767E-5]
[null,17,12,1652.5630189282367,null,332,16,16,2364.5548702433925,1,0.26431121069994168,0.26431121069994168,9.5114551879238741E+22,0,false,0,2.268666797990596E-21,2.268666797990596E-21,3.0015121079939539E+19,0,false,0,7.3592641918520519E-18,7.3592641918520519E-18,9499049602038672,0,false,0,2.1218750541685068E-14,2.1218750541685068E-14,3292390660063.8643,0,false,0,6.7077518570414992E-11,6.7077518570414992E-11,1041487782.9497019,0,false,0,2.1211773847475336E-7,2.1211773847475336E-7,329347.354936013,0,false,0,6.7077518570415082E-4,6.7077518570415082E-4]
[null,17,13,1827.1940089520613,null,333,6,18,2380.8043734085104,1,0.2520224014277363,0.2520224014277363,9.8209192967507305E+22,0,false,0,1.9976190086737164E-21,1.9976190086737164E-21,3.0991691174926352E+19,0,false,0,6.480019918533851E-18,6.480019918533851E-18,9808110083502038,0,false,0,1.8683651323287405E-14,1.8683651323287405E-14,3399511675870.1899,0,false,0,5.9063466820957162E-11,5.9063466820957162E-11,1075373564.0669551,0,false,0,1.8677508166000853E-7,1.8677508166000853E-7,340062.97979845927,0,false,0,5.906346682095704E-4,5.906346682095704E-4]
[null,17,14,2015.2471923518001,null,334,7,18,2408.4441018822258,1,0.61191224778046216,0.61191224778046216,2.7270016354460082E+23,0,false,0,4.2411087305385773E-21,4.2411087305385773E-21,8.6055480108896043E+19,0,false,0,1.375761290377593E-17,1.375761290377593E-17,2.7234448660211848E+16,0,false,0,3.9666921670986199E-14,3.9666921670986199E-14,9439517442000.3945,0,false,0,1.2539657647558552E-10,1.2539657647558552E-10,2986019311.7524209,0,false,0,3.9653879245033993E-7,3.9653879245033993E-7,944262.21623860381,0,false,0,1.2539657647558562E-3,1.2539657647558562E-3]
[null,17,15,2216.7225691274539,null,335,13,17,2415.3341510011378,1,2.7577773590622082E-2,2.7577773590622082E-2,1.270516149404468E+22,0,false,0,1.8489481274497453E-22,1.8489481274497453E-22,4.0093440283260759E+18,0,false,0,5.9977506432345258E-19,5.9977506432345258E-19,1268859042589739.7,0,false,0,1.7293138470409417E-15,1.7293138470409417E-15,439789224793.96942,0,false,0,5.4667724879032158E-12,5.4667724879032158E-12,139119306.29974249,0,false,0,1.7287452511719427E-8,1.7287452511719427E-8,43993.387440979917,0,false,0,5.4667724879032142E-5,5.4667724879032142E-5]
[null,17,16,2431.6201392790208,null,336,17,16,2431.6201392790208,1,0.83775051710376625,0.83775051710376625,4.1731929959070665E+23,0,false,0,5.194544278872988E-21,5.194544278872988E-21,1.3169267014067413E+20,0,false,0,1.6850435567866984E-17,1.6850435567866984E-17,4.1677499902782352E+16,0,false,0,4.8584366522561592E-14,4.8584366522561592E-14,14445509515529.17,0,false,0,1.5358674118189692E-10,1.5358674118189692E-10,4569573672.2249765,0,false,0,4.8568392053757473E-7,4.8568392053757473E-7,1445026.0740170649,0,false,0,1.5358674118189674E-3,1.5358674118189674E-3]
[null,17,17,2659.9399028065036,null,337,8,18,2440.0263844121318,1,0.91211105021927974,0.91211105021927974,4.7296341253032894E+23,0,false,0,5.4331838588925512E-21,5.4331838588925512E-21,1.492521786939931E+20,0,false,0,1.7624551765782279E-17,1.7624551765782279E-17,4.7234653655091824E+16,0,false,0,5.0816353045348513E-14,5.0816353045348513E-14,16371630746301.064,0,false,0,1.606425815876278E-10,1.606425815876278E-10,5178867020.8733397,0,false,0,5.0799644702633084E-7,5.0799644702633084E-7,1637701.5485090497,0,false,0,1.6064258158762733E-3,1.6064258158762733E-3]
[null,17,18,2901.6818597098991,null,338,20,15,2441.5737005714873,1,0.76565685183082699,0.76565685183082699,3.9995859115676721E+23,0,false,0,4.5273057983410189E-21,4.5273057983410189E-21,1.2621418387981189E+20,0,false,0,1.4685999493978178E-17,1.4685999493978178E-17,3.9943693379150448E+16,0,false,0,4.2343711489940714E-14,4.2343711489940714E-14,13844568511542.959,0,false,0,1.3385854592271589E-10,1.3385854592271589E-10,4379476937.4975653,0,false,0,4.2329788939402835E-7,4.2329788939402835E-7,1384912.2082671153,0,false,0,1.3385854592271595E-3,1.3385854592271595E-3]
[null,17,19,3156.8460099892104,null,339,14,17,2470.5717578681924,1,6.318305638463366E-2,6.318305638463366E-2,3.7861620628610521E+22,0,false,0,3.2567811410216736E-22,3.2567811410216736E-22,1.1947920743960601E+19,0,false,0,1.0564580419234859E-18,1.0564580419234859E-18,3781223853331767,0,false,0,3.0460544784015941E-15,3.0460544784015941E-15,1310580175899.7546,0,false,0,9.629302886618195E-12,9.629302886618195E-12,414578153.90266728,0,false,0,3.045052940134772E-8,3.045052940134772E-8,131101.12344802479,0,false,0,9.6293028866182171E-5,9.6293028866182171E-5]
[null,17,20,3425.4323536444344,null,340,9,18,2475.5512209982298,1,0.37201012486517748,0.37201012486517748,2.2820243332994195E+23,0,false,0,1.8731638268025919E-21,1.8731638268025919E-21,7.201341468581349E+19,0,false,0,6.0763032668661244E-18,6.0763032668661244E-18,2.2790479381737856E+16,0,false,0,1.7519626945585878E-14,1.7519626945585878E-14,7899228301609.0762,0,false,0,5.5383708832459965E-11,5.5383708832459965E-11,2498776913.2769732,0,false,0,1.7513866517815927E-7,1.7513866517815927E-7,790182.64106002287,0,false,0,5.5383708832460192E-4,5.5383708832460192E-4]
[null,18,1,688.49471456833214,null,341,18,16,2502.6279623708406,1,0.63939615725233234,0.63939615725233234,4.4510724617417982E+23,0,false,0,2.8370167013213242E-21,2.8370167013213242E-21,1.404616604243554E+20,0,false,0,9.2029184013328556E-18,9.2029184013328556E-18,4.4452670239182032E+16,0,false,0,2.6534504635608094E-14,2.6534504635608094E-14,15407389417039.334,0,false,0,8.3881881921141175E-11,8.3881881921141175E-11,4873846849.2325335,0,false,0,2.6525780129210667E-7,2.6525780129210667E-7,1541245.7010410079,0,false,0,8.3881881921141221E-4,8.3881881921141221E-4]
[null,18,2,715.48157745709909,null,342,10,18,2515.0186116405189,1,0.51081223400874298,0.51081223400874298,3.7661209894971568E+23,0,false,0,2.1400051847112496E-21,2.1400051847112496E-21,1.1884677503919581E+20,0,false,0,6.9419024160675366E-18,6.9419024160675366E-18,3.7612089191076976E+16,0,false,0,2.0015383577931699E-14,2.0015383577931699E-14,13036429574134.898,0,false,0,6.3273389307497236E-11,6.3273389307497236E-11,4123836912.6226878,0,false,0,2.0008802549023572E-7,2.0008802549023572E-7,1304071.7342964441,0,false,0,6.3273389307497152E-4,6.3273389307497152E-4]
[null,18,3,755.89063372178043,null,343,15,17,2529.7519187914381,1,4.0579741586972133E-2,4.0579741586972133E-2,3.2021095407848281E+22,0,false,0,1.5884329335597009E-22,1.5884329335597009E-22,1.0104837133640024E+19,0,false,0,5.1526727589341085E-19,5.1526727589341085E-19,3197933098364929,0,false,0,1.4856550199109393E-15,1.4856550199109393E-15,1108410367949.4526,0,false,0,4.696508966988074E-12,4.696508966988074E-12,350625419.61279237,0,false,0,1.4851665387086816E-8,1.4851665387086816E-8,110877.49315287007,0,false,0,4.6965089669880694E-5,4.6965089669880694E-5]
[null,18,4,809.72188336237605,null,344,1,19,2556.9081921621173,1,0.63419018695306018,0.63419018695306018,5.6658097820399453E+23,0,false,0,2.1926209474639168E-21,2.1926209474639168E-21,1.7879489863942812E+20,0,false,0,7.1125812037572392E-18,7.1125812037572392E-18,5.6584199885255368E+16,0,false,0,2.0507496719181953E-14,2.0507496719181953E-14,19612203221827.512,0,false,0,6.4829076024588338E-11,6.4829076024588338E-11,6203963065.5080175,0,false,0,2.0500753884191252E-7,2.0500753884191252E-7,1961865.3806565802,0,false,0,6.4829076024588387E-4,6.4829076024588387E-4]
[null,18,5,876.97532637888605,null,345,11,18,2558.4285563389985,1,0.92303906497227639,0.92303906497227639,8.3035557647456233E+23,0,false,0,3.1692943030835038E-21,3.1692943030835038E-21,2.6203375482366077E+20,0,false,0,1.0280784335002926E-17,1.0280784335002926E-17,8.2927256160296016E+16,0,false,0,2.9642283860227889E-14,2.9642283860227889E-14,28742762179943.047,0,false,0,9.3706311415359893E-11,9.3706311415359893E-11,9092248991.5150108,0,false,0,2.9632537520557274E-7,2.9632537520557274E-7,2875221.5866556382,0,false,0,9.3706311415359524E-4,9.3706311415359524E-4]
[null,18,6,957.65096277131022,null,346,2,19,2564.8351503548752,1,0.68412055012974926,0.68412055012974926,6.3358546517644917E+23,0,false,0,2.2816371532317771E-21,2.2816371532317771E-21,1.9993937915941329E+20,0,false,0,7.4013383611247583E-18,7.4013383611247583E-18,6.3275909331761056E+16,0,false,0,2.1340061759596351E-14,2.1340061759596351E-14,21931563853106.832,0,false,0,6.7461012191128813E-11,6.7461012191128813E-11,6937650531.8930616,0,false,0,2.1333045178435334E-7,2.1333045178435334E-7,2193877.7291060779,0,false,0,6.7461012191128789E-4,6.7461012191128789E-4]
[null,18,7,1051.748792539649,null,347,3,19,2576.704662603825,1,0.10379178870382805,0.10379178870382805,1.0142601521364482E+23,0,false,0,3.280674498494159E-22,3.280674498494159E-22,3.2006817749175988E+19,0,false,0,1.0642087407139075E-18,1.0642087407139075E-18,1.012937274492744E+16,0,false,0,3.0684018408376078E-15,3.0684018408376078E-15,3510861993030.0137,0,false,0,9.6999482158922223E-12,9.6999482158922223E-12,1110597207.5902665,0,false,0,3.0673929547906168E-8,3.0673929547906168E-8,351201.67390080821,0,false,0,9.6999482158922459E-5,9.6999482158922459E-5]
[null,18,8,1159.2688156839017,null,348,19,16,2577.5783395188523,1,0.1480141259560275,0.1480141259560275,1.4521160994264296E+23,0,false,0,4.6600599386069647E-22,4.6600599386069647E-22,4.5824155910182199E+19,0,false,0,1.5116636902541362E-18,1.5116636902541362E-18,1.4502221357131072E+16,0,false,0,4.3585355696209618E-15,4.3585355696209618E-15,5026500560240.2393,0,false,0,1.3778367865568437E-11,1.3778367865568437E-11,1590041846.4856236,0,false,0,4.3571024894869035E-8,4.3571024894869035E-8,502815.38098743925,0,false,0,1.3778367865568457E-4,1.3778367865568457E-4]
[null,18,9,1280.2110322040694,null,349,4,19,2592.5167289089659,1,0.57215714065449474,0.57215714065449474,6.0033418986680892E+23,0,false,0,1.6843179628863362E-21,1.6843179628863362E-21,1.8944633645709079E+20,0,false,0,5.4637114991683259E-18,5.4637114991683259E-18,5.995511869292908E+16,0,false,0,1.5753359073716417E-14,1.5753359073716417E-14,20780570802078.488,0,false,0,4.9800115880419243E-11,4.9800115880419243E-11,6573554856.5388479,0,false,0,1.5748179392244691E-7,1.5748179392244691E-7,2078740.5670724073,0,false,0,4.9800115880419362E-4,4.9800115880419362E-4]
[null,18,10,1414.5754421001504,null,350,16,17,2592.8746337708749,1,1.9408435285589002E-2,1.9408435285589002E-2,2.0396954197789256E+22,0,false,0,5.7042984558716232E-23,5.7042984558716232E-23,6.4366286526367488E+18,0,false,0,1.8504012754589935E-19,1.8504012754589935E-19,2037035089029327.5,0,false,0,5.3352077113158715E-16,5.3352077113158715E-16,706040665363.31787,0,false,0,1.6865860863473601E-12,1.6865860863473601E-12,223343097.20927921,0,false,0,5.3334535028070849E-9,5.3334535028070849E-9,70627.288685771695,0,false,0,1.6865860863473655E-5,1.6865860863473655E-5]
[null,18,11,1562.3620453721462,null,351,12,18,2605.7810550936706,1,0.48489852580914872,0.48489852580914872,5.3988047186104142E+23,0,false,0,1.3452116568401747E-21,1.3452116568401747E-21,1.7036906983673663E+20,0,false,0,4.3636941244144897E-18,4.3636941244144897E-18,5.3917631740421808E+16,0,false,0,1.2581711248888446E-14,1.2581711248888446E-14,18687965069350.832,0,false,0,3.9773782546099976E-11,3.9773782546099976E-11,5911597169.8030281,0,false,0,1.2577574400592677E-7,1.2577574400592677E-7,1869411.166598276,0,false,0,3.9773782546099963E-4,3.9773782546099963E-4]
[null,18,12,1723.5708420200567,null,352,5,19,2612.2713492702983,1,0.72099537506929923,0.72099537506929923,8.2630497014605561E+23,0,false,0,1.943171383023371E-21,1.943171383023371E-21,2.6075551256740056E+20,0,false,0,6.3033988024956296E-18,6.3033988024956296E-18,8.252272383929296E+16,0,false,0,1.8174404841042983E-14,1.8174404841042983E-14,28602550422855.414,0,false,0,5.745361753682655E-11,5.745361753682655E-11,9047895557.4575729,0,false,0,1.8168429123256486E-7,1.8168429123256486E-7,2861195.7992884801,0,false,0,5.7453617536826684E-4,5.7453617536826684E-4]
[null,18,13,1898.2018320438813,null,353,6,19,2635.9685236878217,1,0.20560284803785875,0.20560284803785875,2.6171965427251312E+23,0,false,0,4.9889416884019466E-22,4.9889416884019466E-22,8.2590381353665626E+19,0,false,0,1.6183487127864374E-18,1.6183487127864374E-18,2.6137829897147956E+16,0,false,0,4.6661373652126463E-15,4.6661373652126463E-15,9059427061970.4277,0,false,0,1.475077032232765E-11,1.475077032232765E-11,2865784647.0087466,0,false,0,4.6646031460571465E-8,4.6646031460571465E-8,906240.67680893291,0,false,0,1.4750770322327633E-4,1.4750770322327633E-4]
[null,18,14,2086.2550154436203,null,354,20,16,2656.4712707230547,1,0.79906356832109793,0.79906356832109793,1.1130416796735158E+24,0,false,0,1.7718940363045673E-21,1.7718940363045673E-21,3.5124047921537666E+20,0,false,0,5.7477970518552819E-18,5.7477970518552819E-18,1.111589963413681E+17,0,false,0,1.6572454613408444E-14,1.6572454613408444E-14,38527942969983.828,0,false,0,5.2389471750676634E-11,5.2389471750676634E-11,12187612603.858702,0,false,0,1.6567005614518718E-7,1.6567005614518718E-7,3854061.5067968932,0,false,0,5.2389471750676723E-4,5.2389471750676723E-4]
[null,18,15,2287.7303922192741,null,355,13,18,2657.0761079045337,1,0.39996404259225887,0.39996404259225887,5.5859956462706474E+23,0,false,0,8.845610640523511E-22,8.845610640523511E-22,1.7627621889834438E+20,0,false,0,2.8694026685420724E-18,2.8694026685420724E-18,5.5787099526123528E+16,0,false,0,8.2732645330017039E-15,8.2732645330017039E-15,19335926553372.465,0,false,0,2.6153757463718811E-11,2.6153757463718811E-11,6116567976.4622211,0,false,0,8.2705442956979876E-8,8.2705442956979876E-8,1934228.626886782,0,false,0,2.6153757463718853E-4,2.6153757463718853E-4]
[null,18,16,2502.6279623708406,null,356,17,17,2659.9399028065036,1,6.1516220419177085E-2,6.1516220419177085E-2,8.6997872539109725E+22,0,false,0,1.3435603214181339E-22,1.3435603214181339E-22,2.7453755775182283E+19,0,false,0,4.3583374040486228E-19,4.3583374040486228E-19,8688440309008324,0,false,0,1.2566266374210523E-15,1.2566266374210523E-15,3011431766580.3306,0,false,0,3.9724957622785525E-12,3.9724957622785525E-12,952611557.34756637,0,false,0,1.2562134604167052E-8,1.2562134604167052E-8,301242.22466184117,0,false,0,3.9724957622785554E-5,3.9724957622785554E-5]
[null,18,17,2730.9477258983238,null,357,7,19,2663.6082521615367,1,0.49920523009136303,0.49920523009136303,7.1739284302525345E+23,0,false,0,1.0729703648430041E-21,1.0729703648430041E-21,2.263863164978523E+20,0,false,0,3.4805782814388773E-18,3.4805782814388773E-18,7.1645716301081872E+16,0,false,0,1.0035449247280146E-14,1.0035449247280146E-14,24832556630996.027,0,false,0,3.1724442583198308E-11,3.1724442583198308E-11,7855326727.8698692,0,false,0,1.0032149606214283E-7,1.0032149606214283E-7,2484072.4224866363,0,false,0,3.1724442583198415E-4,3.1724442583198415E-4]
[null,18,18,2972.6896828017193,null,358,8,19,2695.1905346914427,1,0.74411095438140473,0.74411095438140473,1.2264062161062893E+24,0,false,0,1.3945290517359095E-21,1.3945290517359095E-21,3.8701471375649112E+20,0,false,0,4.5236734297109494E-18,4.5236734297109494E-18,1.2248066409263051E+17,0,false,0,1.3042974886451105E-14,1.3042974886451105E-14,42452056931090.422,0,false,0,4.1231946642693695E-11,4.1231946642693695E-11,13428934540.215818,0,false,0,1.3038686375344422E-7,1.3038686375344422E-7,4246601.9696388151,0,false,0,4.1231946642693421E-4,4.1231946642693421E-4]
[null,18,19,3227.8538330810302,null,359,14,18,2712.3137147715879,1,0.91635209680328167,0.91635209680328167,1.6256901729026818E+24,0,false,0,1.5954143303521428E-21,1.5954143303521428E-21,5.1301600453412487E+20,0,false,0,5.1753195149360199E-18,5.1753195149360199E-18,1.6235698202684822E+17,0,false,0,1.4921846926289727E-14,1.4921846926289727E-14,56273272971079.875,0,false,0,4.7171508159104128E-11,4.7171508159104128E-11,17801024348.925869,0,false,0,1.4916940644798601E-7,1.4916940644798601E-7,5629178.162672163,0,false,0,4.7171508159104327E-4,4.7171508159104327E-4]
[null,18,20,3496.4401767362551,null,360,9,19,2730.7153712775403,1,0.303490248239426,0.303490248239426,5.824548480936645E+23,0,false,0,4.8844282061247522E-22,4.8844282061247522E-22,1.8380418604426913E+20,0,false,0,1.5844458792645955E-18,1.5844458792645955E-18,5.8169516479604544E+16,0,false,0,4.5683863199447686E-15,4.5683863199447686E-15,20161677302619.621,0,false,0,1.4441756012490907E-11,1.4441756012490907E-11,6377779177.0449638,0,false,0,4.5668842411902467E-8,4.5668842411902467E-8,2016830.8613056247,0,false,0,1.4441756012490941E-4,1.4441756012490941E-4]
[null,19,1,763.44509171634331,null,361,18,17,2730.9477258983238,1,4.6951012433499174E-2,4.6951012433499174E-2,9.0197005546214998E+22,0,false,0,7.5489112049024489E-23,7.5489112049024489E-23,2.8463300189384962E+19,0,false,0,2.4487699986139607E-19,2.4487699986139607E-19,9007936353699728,0,false,0,7.0604666961242555E-16,7.0604666961242555E-16,3122169770647.9541,0,false,0,2.2319814967176007E-12,2.2319814967176007E-12,987641506.78329003,0,false,0,7.0581452249792541E-9,7.0581452249792541E-9,312319.66731558339,0,false,0,2.2319814967176044E-5,2.2319814967176044E-5]
[null,19,2,790.43195460511026,null,362,10,19,2770.1827619198293,1,0.41672664624177441,0.41672664624177441,9.4498854551071083E+23,0,false,0,5.6762630155232501E-22,5.6762630155232501E-22,2.9820826626688778E+20,0,false,0,1.8413069380956997E-18,1.8413069380956997E-18,9.4375601732967232E+16,0,false,0,5.3089862752017608E-15,5.3089862752017608E-15,32710782941573.387,0,false,0,1.6782968665630265E-11,1.6782968665630265E-11,10347460044.035944,0,false,0,5.3072406882628518E-8,5.3072406882628518E-8,3272154.1736739883,0,false,0,1.678296866563029E-4,1.678296866563029E-4]
[null,19,3,830.84101086979149,null,363,15,18,2771.4938756948341,1,0.58853327804510647,0.58853327804510647,1.3419477426812018E+24,0,false,0,7.9724711877998163E-22,7.9724711877998163E-22,4.2347593700138261E+20,0,false,0,2.5861674259487704E-18,2.5861674259487704E-18,1.3401974691797998E+17,0,false,0,7.4566206674566903E-15,7.4566206674566903E-15,46451527416193.375,0,false,0,2.3572151918712968E-11,2.3572151918712968E-11,14694094139.599947,0,false,0,7.4541689414640975E-8,7.4541689414640975E-8,4646680.5634067999,0,false,0,2.3572151918712877E-4,2.3572151918712877E-4]
[null,19,4,884.6722605103871,null,364,19,17,2805.8981030463347,1,1.0868712595894493E-2,1.0868712595894493E-2,2.860477122242147E+22,0,false,0,1.275569845815483E-23,1.275569845815483E-23,9.0267541058810092E+18,0,false,0,4.1377850193032051E-20,4.1377850193032051E-20,2856746263618400.5,0,false,0,1.1930354153737667E-16,1.1930354153737667E-16,990154290224.04114,0,false,0,3.7714687805336848E-13,3.7714687805336848E-13,313217264.5889957,0,false,0,1.1926431470704132E-9,1.1926431470704132E-9,99047.995858883092,0,false,0,3.7714687805336897E-6,3.7714687805336897E-6]
[null,19,5,951.92570352689711,null,365,11,19,2813.5927066183099,1,0.75302615772796155,0.75302615772796155,2.0459665281315564E+24,0,false,0,8.5606770520503397E-22,8.5606770520503397E-22,6.4564182718686246E+20,0,false,0,2.7769738660152608E-18,2.7769738660152608E-18,2.0432980181105862E+17,0,false,0,8.0067672783094918E-15,8.0067672783094918E-15,70821140981414.969,0,false,0,2.5311296239837616E-11,2.5311296239837616E-11,22402977265.544292,0,false,0,8.0041346649141983E-8,8.0041346649141983E-8,7084443.4528090917,0,false,0,2.5311296239837589E-4,2.5311296239837589E-4]
[null,19,6,1032.6013399193214,null,366,1,20,2825.4945358173418,1,0.2162655012266689,0.2162655012266689,6.171494609934855E+23,0,false,0,2.3408341865004207E-22,2.3408341865004207E-22,1.947527000879684E+20,0,false,0,7.5933659464817888E-19,7.5933659464817888E-19,6.16344526260466E+16,0,false,0,2.1893729262840058E-15,2.1893729262840058E-15,21362631491111.816,0,false,0,6.9211286890748837E-12,6.9211286890748837E-12,6757679147.7162914,0,false,0,2.1886530636611932E-8,2.1886530636611932E-8,2136965.7803408806,0,false,0,6.9211286890748989E-5,6.9211286890748989E-5]
[null,19,7,1126.6991696876601,null,367,2,20,2833.4214940101001,1,0.2332922784316519,0.2332922784316519,6.8778053498965344E+23,0,false,0,2.4442035015197606E-22,2.4442035015197606E-22,2.1704161588596992E+20,0,false,0,7.9286827498272117E-19,7.9286827498272117E-19,6.8688347766998448E+16,0,false,0,2.2860538364556951E-15,2.2860538364556951E-15,23807526449251.312,0,false,0,7.2267600472788886E-12,7.2267600472788886E-12,7531077110.5959568,0,false,0,2.2853021852907541E-8,2.2853021852907541E-8,2381535.6903842972,0,false,0,7.2267600472788942E-5,7.2267600472788942E-5]
[null,19,8,1234.2191928319128,null,368,16,18,2834.6165906742708,1,0.28148306503807635,0.28148306503807635,8.3393291725414218E+23,0,false,0,2.9346745054631118E-22,2.9346745054631118E-22,2.6316264955660996E+20,0,false,0,9.5197077957523066E-19,9.5197077957523066E-19,8.3284523653408944E+16,0,false,0,2.744789420271755E-15,2.744789420271755E-15,28866591847831.18,0,false,0,8.6769323645358244E-12,8.6769323645358244E-12,9131420250.2105713,0,false,0,2.7438869375163495E-8,2.7438869375163495E-8,2887608.6262849979,0,false,0,8.6769323645358135E-5,8.6769323645358135E-5]
[null,19,9,1355.1614093520802,null,369,3,20,2845.2910062590495,1,3.5394087876208777E-2,3.5394087876208777E-2,1.0954402238611059E+23,0,false,0,3.5323138078863627E-23,3.5323138078863627E-23,3.4568602075498021E+19,0,false,0,1.1458373060242771E-19,1.1458373060242771E-19,1.0940114648005082E+16,0,false,0,3.3037590884159686E-16,3.3037590884159686E-16,3791866849436.146,0,false,0,1.0443968468833386E-12,1.0443968468833386E-12,1199487972.7252977,0,false,0,3.302672817249485E-9,3.302672817249485E-9,379311.40197898459,0,false,0,1.044396846883343E-5,1.044396846883343E-5]
[null,19,10,1489.525819248162,null,370,12,19,2860.945205372981,1,0.39558593740448367,0.39558593740448367,1.3049791958672561E+24,0,false,0,3.703945725086472E-22,3.703945725086472E-22,4.118098418892703E+20,0,false,0,1.201512499205956E-18,1.201512499205956E-18,1.3032771396442294E+17,0,false,0,3.464285739543689E-15,3.464285739543689E-15,45171860994583.109,0,false,0,1.0951431403604852E-11,1.0951431403604852E-11,14289294988.477331,0,false,0,3.4631466874486004E-8,3.4631466874486004E-8,4518671.8321617916,0,false,0,1.0951431403604876E-4,1.0951431403604876E-4]
[null,19,11,1637.3124225201577,null,371,4,20,2861.1030725641908,1,0.19511158221882186,0.19511158221882186,6.4405716313957741E+23,0,false,0,1.8256948900000673E-22,1.8256948900000673E-22,2.0324391328238086E+20,0,false,0,5.9223201226046087E-19,5.9223201226046087E-19,6.4321713327090504E+16,0,false,0,1.7075651863223014E-15,1.7075651863223014E-15,22294041727287.055,0,false,0,5.3980197971936334E-12,5.3980197971936334E-12,7052313801.3912916,0,false,0,1.7070037413812108E-8,1.7070037413812108E-8,2230137.4386636773,0,false,0,5.3980197971936555E-5,5.3980197971936555E-5]
[null,19,12,1798.521219168068,null,372,5,20,2880.8576929255228,1,0.24586698025179804,0.24586698025179804,8.7919620887355915E+23,0,false,0,2.1237388951810252E-22,2.1237388951810252E-22,2.7744630175903986E+20,0,false,0,6.8891366585838445E-19,6.8891366585838445E-19,8.7804949221835856E+16,0,false,0,1.9863245617396516E-15,1.9863245617396516E-15,30433380899843.762,0,false,0,6.279244501942405E-12,6.279244501942405E-12,9627045412.7783451,0,false,0,1.9856714611227629E-8,1.9856714611227629E-8,3044339.0642255256,0,false,0,6.2792445019424202E-5,6.2792445019424202E-5]
[null,19,13,1973.1522091918926,null,373,20,17,2884.7910342505375,1,5.8675428536544019E-2,5.8675428536544019E-2,2.1317258136564736E+23,0,false,0,4.9884739578607028E-23,4.9884739578607028E-23,6.7270472437664326E+19,0,false,0,1.6181969869963656E-19,1.6181969869963656E-19,2.1289454496488088E+16,0,false,0,4.6656998986933595E-16,4.6656998986933595E-16,7378969905268.125,0,false,0,1.4749387386583506E-12,1.4749387386583506E-12,2334202651.0733361,0,false,0,4.6641658233762386E-9,4.6641658233762386E-9,738139.68977949768,0,false,0,1.4749387386583512E-5,1.4749387386583512E-5]
[null,19,14,2161.2053925916312,null,374,17,18,2901.6818597098991,1,0.89217775767864382,0.89217775767864382,3.4690082393390187E+24,0,false,0,7.0873513929342153E-22,7.0873513929342153E-22,1.094708436026334E+21,0,false,0,2.2990459139830781E-18,2.2990459139830781E-18,3.4644836867022707E+17,0,false,0,6.628771635443957E-15,6.628771635443957E-15,120079736499050.87,0,false,0,2.0955124176704844E-11,2.0955124176704844E-11,37985036241.463097,0,false,0,6.6265921050048395E-8,6.6265921050048395E-8,12011923.152706476,0,false,0,2.0955124176704929E-4,2.0955124176704929E-4]
[null,19,15,2362.6807693672849,null,375,6,20,2904.5548673430462,1,7.0112726275642051E-2,7.0112726275642051E-2,2.7577053084154654E+23,0,false,0,5.5059513208116628E-23,5.5059513208116628E-23,8.7024390168997413E+19,0,false,0,1.7860600081607058E-19,1.7860600081607058E-19,2.7541084928521772E+16,0,false,0,5.1496944229289814E-16,5.1496944229289814E-16,9545798220406.1055,0,false,0,1.6279409223807758E-12,1.6279409223807758E-12,3019639299.080977,0,false,0,5.1480012109186257E-9,5.1480012109186257E-9,954893.78972502565,0,false,0,1.6279409223807768E-5,1.6279409223807768E-5]
[null,19,16,2577.5783395188523,null,376,13,19,2912.2402581838442,1,0.32629538407633657,0.32629538407633657,1.3234421972943279E+24,0,false,0,2.4848684140997434E-22,2.4848684140997434E-22,4.1763617668644628E+20,0,false,0,8.0605945119598122E-19,8.0605945119598122E-19,1.3217160601766701E+17,0,false,0,2.3240875678347728E-15,2.3240875678347728E-15,45810957875703.078,0,false,0,7.3469937206928735E-12,7.3469937206928735E-12,14491461639.562044,0,false,0,2.3233234112344483E-8,2.3233234112344483E-8,4582602.5405973997,0,false,0,7.3469937206928788E-5,7.3469937206928788E-5]
[null,19,17,2805.8981030463347,null,377,7,20,2932.1945958167612,1,0.17023421604704517,0.17023421604704517,7.4751695206930526E+23,0,false,0,1.1974549330432941E-22,1.1974549330432941E-22,2.3589252519587365E+20,0,false,0,3.8843902585904109E-19,3.8843902585904109E-19,7.4654198182907168E+16,0,false,0,1.1199748474152523E-15,1.1199748474152523E-15,25875302807052.48,0,false,0,3.5405069435313019E-12,3.5405069435313019E-12,8185180477.0781517,0,false,0,1.1196066013200128E-8,1.1196066013200128E-8,2588381.3367110454,0,false,0,3.5405069435313352E-5,3.5405069435313352E-5]
[null,19,18,3047.6400599497306,null,378,8,20,2963.7768783466672,1,0.25374963509086967,0.25374963509086967,1.262047155703785E+24,0,false,0,1.5758750645048729E-22,1.5758750645048729E-22,3.9826185834462786E+20,0,false,0,5.1119366419587407E-19,5.1119366419587407E-19,1.2604010948148872E+17,0,false,0,1.4739096948131529E-15,1.4739096948131529E-15,43685768222667.18,0,false,0,4.6593792000484557E-12,4.6593792000484557E-12,13819196623.464323,0,false,0,1.4734250754566478E-8,1.4734250754566478E-8,4370013.6763855433,0,false,0,4.6593792000484753E-5,4.6593792000484753E-5]
[null,19,19,3302.804210229041,null,379,14,19,2967.4778650508993,1,0.74757085021364911,0.74757085021364911,3.772454492649705E+24,0,false,0,4.5758019723103412E-22,4.5758019723103412E-22,1.1904664021253468E+21,0,false,0,1.4843314863890749E-18,1.4843314863890749E-18,3.76753416160864E+17,0,false,0,4.2797294280764376E-15,4.2797294280764376E-15,130583529982722.23,0,false,0,1.3529242903543323E-11,1.3529242903543323E-11,41307719883.038803,0,false,0,4.278322259286672E-8,4.278322259286672E-8,13062647.977862652,0,false,0,1.3529242903543404E-4,1.3529242903543404E-4]
[null,19,20,3571.390553884266,null,380,18,18,2972.6896828017193,1,0.68093664903708939,0.68093664903708939,3.5070258072500704E+24,0,false,0,4.0837671364248022E-22,4.0837671364248022E-22,1.1067055687622855E+21,0,false,0,1.3247216947668323E-18,1.3247216947668323E-18,3.5024516691194022E+17,0,false,0,3.8195311984500608E-15,3.8195311984500608E-15,121395714790866.55,0,false,0,1.2074446814905145E-11,1.2074446814905145E-11,38401321990.957352,0,false,0,3.8182753421665861E-8,3.8182753421665861E-8,12143564.265293645,0,false,0,1.2074446814905153E-4,1.2074446814905153E-4]
[null,20,1,842.33802292054577,null,381,9,20,2999.3017149327648,1,0.10349335578376521,0.10349335578376521,5.9121709238546119E+23,0,false,0,5.5958294614067442E-23,5.5958294614067442E-23,1.8656927107231325E+20,0,false,0,1.8152153245032018E-19,1.8152153245032018E-19,5.90445980681576E+16,0,false,0,5.2337570911941796E-16,5.2337570911941796E-16,20464982429937.578,0,false,0,1.6545151317365942E-12,1.6545151317365942E-12,6473724226.4703493,0,false,0,5.2320362395011847E-9,5.2320362395011847E-9,2047171.3499458041,0,false,0,1.6545151317366008E-5,1.6545151317366008E-5]
[null,20,2,869.32488580931272,null,382,15,19,3026.6580259741445,1,0.48013239079394721,0.48013239079394721,3.0481903900796877E+24,0,false,0,2.3359655546982069E-22,2.3359655546982069E-22,9.6191173511610473E+20,0,false,0,7.5775727291979845E-19,7.5775727291979845E-19,3.0442147010887334E+17,0,false,0,2.1848193142779596E-15,2.1848193142779596E-15,105513124670310.03,0,false,0,6.9067336381836006E-12,6.9067336381836006E-12,33377154059.48938,0,false,0,2.1841009488761363E-8,2.1841009488761363E-8,10554782.86423214,0,false,0,6.9067336381835914E-5,6.9067336381835914E-5]
[null,20,3,909.73394207399394,null,383,10,20,3038.7691055750538,1,0.14210815442758754,0.14210815442758754,9.4507204316565182E+23,0,false,0,6.6002379909092714E-23,6.6002379909092714E-23,2.9823461546554799E+20,0,false,0,2.1410325723998836E-19,2.1410325723998836E-19,9.4383940608040912E+16,0,false,0,6.1731764033793102E-16,6.1731764033793102E-16,32713673213291.137,0,false,0,1.9514879258448594E-12,1.9514879258448594E-12,10348374328.819969,0,false,0,6.1711466719874946E-9,6.1711466719874946E-9,3272443.2959087496,0,false,0,1.9514879258448571E-5,1.9514879258448571E-5]
[null,20,4,963.56519171458967,null,384,19,18,3047.6400599497306,1,0.15763035450786392,0.15763035450786392,1.08443842451347E+24,0,false,0,7.0771975815171937E-23,7.0771975815171937E-23,3.4221420353046145E+20,0,false,0,2.2957521477571041E-19,2.2957521477571041E-19,1.0830240148624979E+17,0,false,0,6.6192748159155454E-16,6.6192748159155454E-16,37537841158266.055,0,false,0,2.0925102470807327E-12,2.0925102470807327E-12,11874411939.888676,0,false,0,6.6170984080168291E-9,6.6170984080168291E-9,3755018.7605146682,0,false,0,2.0925102470807373E-5,2.0925102470807373E-5]
[null,20,5,{"$f":"3.141625/2*SQRT($H$2/$I$2)*((1+($D$8-1)/B394)*(B394/$C$2)^2+(1+($D$8-1)/C394)*(C394/$D$2)^2)","v":1030.8186347310996},null,385,11,20,3082.1790502735344,1,{"$f":"ABS(SIN(G394*3.1416*$J$2/$C$2)*SIN(H394*3.1416*$K$2/$D$2))*(1/F394^$N$2)+(1-1/F394^$N$2)","v":0.25678981287971886},{"$f":"$J394*$K394","v":0.25678981287971886},{"$f":"10^(LOG10($I394/22.27)/LOG10(2)*70/20)*$L394","v":2.0139392163919042E+24},{"$f":"IF($I394<22.27,M394,0)","v":0},{"$f":"AND($I394>22.27,$I394<44.45)","v":false},{"$f":"IF($O394=TRUE,$L394,0)","v":0},{"$f":"10^(LOG10(44.45/$I394)/LOG10(2)*70/20)*$L394","v":1.0113366269995199E-22},{"$f":"IF($I394>44.45,Q394,0)","v":1.0113366269995199E-22},{"$f":"10^(LOG10($I394/44.548)/LOG10(2)*70/20)*$L394","v":6.3553502837703678E+20},{"$f":"IF($I394<44.528,S394,0)","v":0},{"$f":"AND($I394>44.548,$I394<89.095)","v":false},{"$f":"IF($U394=TRUE,$L394,0)","v":0},{"$f":"10^(LOG10(89.095/$I394)/LOG10(2)*70/20)*$L394","v":3.2806463388886132E-19},{"$f":"IF($I394>89.095,W394,0)","v":3.2806463388886132E-19},{"$f":"10^(LOG10($I394/89.09)/LOG10(2)*70/20)*$L394","v":2.0113124789029747E+17},{"$f":"IF($I394<89.09,Y394,0)","v":0},{"$f":"AND($I394>89.09,$I394<176.78)","v":false},{"$f":"IF($AA394=TRUE,$L394,0)","v":0},{"$f":"10^(LOG10(176.78/$I394)/LOG10(2)*70/20)*$L394","v":9.4589913428357112E-16},{"$f":"IF($I394>176.78,AC394,0)","v":9.4589913428357112E-16},{"$f":"10^(LOG10($I394/176.78)/LOG10(2)*70/20)*$L394","v":69712515435110.422},{"$f":"IF($I394<176.78,AE394,0)","v":0},{"$f":"AND($I394>176.78,$I394<353.55)","v":false},{"$f":"IF($AG394=TRUE,$L394,0)","v":0},{"$f":"10^(LOG10(353.55/$I394)/LOG10(2)*70/20)*$L394","v":2.9902122003366182E-12},{"$f":"IF($I394>353.55,AI394,0)","v":2.9902122003366182E-12},{"$f":"10^(LOG10($I394/353.55)/LOG10(2)*70/20)*$L394","v":22052283778.180634},{"$f":"IF($I394<353.55,AK394,0)","v":0},{"$f":"AND($I394>353.55,$I394<707.1)","v":false},{"$f":"IF($AM394=TRUE,$L394,0)","v":0},{"$f":"10^(LOG10(707.1/$I394)/LOG10(2)*70/20)*$L394","v":9.4558812402873757E-9},{"$f":"IF($I394>707.1,AO394,0)","v":9.4558812402873757E-9},{"$f":"10^(LOG10($I394/707.1)/LOG10(2)*70/20)*$L394","v":6973544.434743451},{"$f":"IF($I394<707.1,AQ394,0)","v":0},{"$f":"AND($I394>707.1,$I394<1414.2)","v":false},{"$f":"IF($AS394=TRUE,$L394,0)","v":0},{"$f":"10^(LOG10(1414.2/$I394)/LOG10(2)*70/20)*$L394","v":2.9902122003366204E-5},{"$f":"IF($I394>1414.2,AU394,0)","v":2.9902122003366204E-5}]
[null,20,6,1111.4942711235237,null,386,16,19,3089.7807409535812,{"$f":"IF(ABS(I395-I394)>0.0001,1,$M$2)","v":1},0.22963720494048531,0.22963720494048531,1.8533143478609427E+24,0,false,0,8.7886451469633929E-23,8.7886451469633929E-23,5.8484693930810343E+20,0,false,0,2.8509237928737764E-19,2.8509237928737764E-19,1.8508971099240909E+17,0,false,0,8.2199849329120256E-16,8.2199849329120256E-16,64152484856437.672,0,false,0,2.5985327972198054E-12,2.5985327972198054E-12,20293469433.71207,0,false,0,8.2172822138630878E-9,8.2172822138630878E-9,6417358.5037537161,0,false,0,2.5985327972198163E-5,2.5985327972198163E-5]
[null,20,7,1205.5921008918624,null,387,20,18,3126.5329911539329,1,0.8509773829708186,0.8509773829708186,7.8801107394615629E+24,0,false,0,2.8385086886600712E-22,2.8385086886600712E-22,2.4867117943064153E+21,0,false,0,9.2077582169488655E-19,9.2077582169488655E-19,7.8698328809602816E+17,0,false,0,2.6548459133985375E-15,2.6548459133985375E-15,272770070260252.5,0,false,0,8.3925995410397608E-12,8.3925995410397608E-12,86285840613.11644,0,false,0,2.6539730039369199E-8,2.6539730039369199E-8,27285978.615970701,0,false,0,8.3925995410397372E-5,8.3925995410397372E-5]
[null,20,8,1313.1121240361153,null,388,12,20,3129.531549028206,1,0.13489895112069034,0.13489895112069034,1.2631743683396206E+24,0,false,0,4.4497985940316206E-23,4.4497985940316206E-23,3.9861757072595105E+20,0,false,0,1.4434576061594929E-19,1.4434576061594929E-19,1.2615268372515816E+17,0,false,0,4.161878968349407E-16,4.161878968349407E-16,43724786693351.594,0,false,0,1.3156689562792229E-12,1.3156689562792229E-12,13831539405.570892,0,false,0,4.1605105486188147E-9,4.1605105486188147E-9,4373916.8067975678,0,false,0,1.3156689562792214E-5,1.3156689562792214E-5]
[null,20,9,1434.0543405562828,null,389,17,19,3156.8460099892104,1,0.72784913918597383,0.72784913918597383,7.540084135480992E+24,0,false,0,2.1701665577803843E-22,2.1701665577803843E-22,2.3794102354257233E+21,0,false,0,7.0397420428480645E-19,7.0397420428480645E-19,7.530249766346432E+17,0,false,0,2.0297481703454582E-15,2.0297481703454582E-15,261000047766318.94,0,false,0,6.416516859564416E-12,6.416516859564416E-12,82562608500.6073,0,false,0,2.0290807921094432E-8,2.0290807921094432E-8,26108589.242669694,0,false,0,6.4165168595644315E-5,6.4165168595644315E-5]
[null,20,10,1568.4187504523643,null,390,13,20,3180.8266018390686,1,0.11127014614377873,0.11127014614377873,1.2587106760583539E+24,0,false,0,3.0382108782159312E-23,3.0382108782159312E-23,3.9720897170888458E+20,0,false,0,9.8555665129642183E-20,9.8555665129642183E-20,1.2570689668679059E+17,0,false,0,2.8416265788787076E-16,2.8416265788787076E-16,43570275964069.062,0,false,0,8.9830576612163514E-13,8.9830576612163514E-13,13782662752.25197,0,false,0,2.8406922562068837E-9,2.8406922562068837E-9,4358460.6519081453,0,false,0,8.9830576612163577E-6,8.9830576612163577E-6]
[null,20,11,1716.2053537243601,null,391,18,19,3227.8538330810302,1,0.55551615087488615,0.55551615087488615,7.4533459149154713E+24,0,false,0,1.278876525176362E-22,1.278876525176362E-22,2.3520384175377555E+21,0,false,0,4.148511463149435E-19,4.148511463149435E-19,7.4436246765715213E+17,0,false,0,1.1961281394592147E-15,1.1961281394592147E-15,257997603854024,0,false,0,3.7812456171512311E-12,3.7812456171512311E-12,81612840087.162964,0,false,0,1.1957348542727001E-8,1.1957348542727001E-8,25808246.099052928,0,false,0,3.7812456171512331E-5,3.7812456171512331E-5]
[null,20,12,1877.4141503722703,null,392,14,20,3236.0642087061233,1,0.25492949583571556,0.25492949583571556,3.5229145954314598E+24,0,false,0,5.6980279149634516E-23,5.6980279149634516E-23,1.1117195639045234E+21,0,false,0,1.848367192392691E-19,1.848367192392691E-19,3.5183197338969862E+17,0,false,0,5.3293428992857691E-16,5.3293428992857691E-16,121945705268395.94,0,false,0,1.684732079736146E-12,1.684732079736146E-12,38575301455.190651,0,false,0,5.3275906191186189E-9,5.3275906191186189E-9,12198581.402601035,0,false,0,1.6847320797361379E-5,1.6847320797361379E-5]
[null,20,13,2052.0451403960951,null,393,15,20,3295.2443696293694,1,0.16373017792830863,0.16373017792830863,2.7933094070877633E+24,0,false,0,2.9643189945005097E-23,2.9643189945005097E-23,8.8147942045631998E+20,0,false,0,9.6158707170116369E-20,9.6158707170116369E-20,2.7896661538663872E+17,0,false,0,2.7725157932401166E-16,2.7725157932401166E-16,96690418246839.922,0,false,0,8.7645820258116475E-13,8.7645820258116475E-13,30586251672.34153,0,false,0,2.7716041940937446E-9,2.7716041940937446E-9,9672222.0371733513,0,false,0,8.7645820258116518E-6,8.7645820258116518E-6]
[null,20,14,2240.0983237958339,null,394,19,19,3302.804210229041,1,0.12859670267576204,0.12859670267576204,2.2531552480388635E+24,0,false,0,2.2670184919271708E-23,2.2670184919271708E-23,7.1102398366604683E+20,0,false,0,7.3539172983369878E-20,7.3539172983369878E-20,2.2502165062385837E+17,0,false,0,2.1203334000477764E-16,2.1203334000477764E-16,77992979494195.203,0,false,0,6.7028783215942644E-13,6.7028783215942644E-13,24671657675.482059,0,false,0,2.1196362375204286E-9,2.1196362375204286E-9,7801863.1906498745,0,false,0,6.7028783215942328E-6,6.7028783215942328E-6]
[null,20,15,2441.5737005714873,null,395,16,20,3358.3670846088062,1,7.8308693903554744E-2,7.8308693903554744E-2,1.6657543385288256E+24,0,false,0,1.137091783005832E-23,1.137091783005832E-23,5.2565897827974657E+20,0,false,0,3.6885799399611302E-20,3.6885799399611302E-20,1.6635817310673798E+17,0,false,0,1.0635174327041173E-16,1.0635174327041173E-16,57660094252415.453,0,false,0,3.3620316239650633E-13,3.3620316239650633E-13,18239719987.072781,0,false,0,1.063167749724436E-9,1.063167749724436E-9,5767905.9042846803,0,false,0,3.3620316239650774E-6,3.3620316239650774E-6]
[null,20,16,2656.4712707230547,null,396,20,19,3381.6971414332438,1,0.69423738748387465,0.69423738748387465,1.6005355348444252E+25,0,false,0,9.3011615898859471E-23,9.3011615898859471E-23,5.0507800249214289E+21,0,false,0,3.0171775551925319E-19,3.0171775551925319E-19,1.5984479908621919E+18,0,false,0,8.6993395283299278E-16,8.6993395283299278E-16,554025450565396.87,0,false,0,2.7500681890553835E-12,2.7500681890553835E-12,175255854417.91721,0,false,0,8.6964791981895393E-9,8.6964791981895393E-9,55420767.323950015,0,false,0,2.7500681890553853E-5,2.7500681890553853E-5]
[null,20,17,2884.7910342505375,null,397,17,20,3425.4323536444344,1,0.24820418565559543,0.24820418565559543,6.6443368695456344E+24,0,false,0,2.8638684971523695E-23,2.8638684971523695E-23,2.0967409475736405E+21,0,false,0,9.2900221839249967E-20,9.2900221839249967E-20,6.6356708042530739E+17,0,false,0,2.6785648416545514E-16,2.6785648416545514E-16,229993751948538.37,0,false,0,8.467580716177114E-13,8.467580716177114E-13,72754331894.660034,0,false,0,2.6776841334439601E-9,2.6776841334439601E-9,23006939.843095798,0,false,0,8.4675807161771467E-6,8.4675807161771467E-6]
[null,20,18,3126.5329911539329,null,398,18,20,3496.4401767362551,1,0.18943683027589828,0.18943683027589828,6.4373852919500399E+24,0,false,0,1.7218917551103719E-23,1.7218917551103719E-23,2.0314336256498464E+21,0,false,0,5.5855960632265048E-20,5.5855960632265048E-20,6.4289891491372326E+17,0,false,0,1.6104785261472285E-16,1.6104785261472285E-16,222830122117994.62,0,false,0,5.0911057666979086E-13,5.0911057666979086E-13,70488248151.747513,0,false,0,1.609949003158318E-9,1.609949003158318E-9,22290341.243467655,0,false,0,5.0911057666978927E-6,5.0911057666978927E-6]
[null,20,19,3381.6971414332438,null,399,19,20,3571.390553884266,1,4.3852823541605884E-2,4.3852823541605884E-2,1.9069506678659822E+24,0,false,0,3.1148861518018455E-24,3.1148861518018455E-24,6.0177285240370679E+20,0,false,0,1.0104291268755255E-20,1.0104291268755255E-20,1.904463473233679E+17,0,false,0,2.9133406580187551E-17,2.9133406580187551E-17,66009106325349.039,0,false,0,9.2097629267231905E-14,9.2097629267231905E-14,20880777799.298321,0,false,0,2.9123827558623757E-10,2.9123827558623757E-10,6603081.71616608,0,false,0,9.2097629267232459E-7,9.2097629267232459E-7]
[null,20,20,3650.2834850884683,null,400,20,20,17102.05123945621,1,0.23674222601240905,0.23674222601240905,8.3417674518533926E+32,0,false,0,2.0752952321107742E-31,2.0752952321107742E-31,2.6323959388040265E+29,0,false,0,6.7319916272945799E-28,6.7319916272945799E-28,8.3308874644576234E+25,0,false,0,1.9410153958928275E-24,1.9410153958928275E-24,2.8875031952814649E+22,0,false,0,6.1360114492926161E-21,6.1360114492926161E-21,9.134090123604948E+18,0,false,0,1.9403771928635479E-17,1.9403771928635479E-17,2888452914384070.5,0,false,0,6.1360114492926194E-14,6.1360114492926194E-14]

{"sheet":"計算表c-3","index":14,"n_rows":409,"n_cols":48,"rows_kept":409,"cut":false,"hidden":true,"merged":[[8,44,8,45],[8,46,8,47],[8,36,8,37],[8,38,8,39],[8,40,8,41],[8,42,8,43],[8,24,8,25],[8,26,8,27],[8,28,8,29],[8,30,8,31],[8,32,8,33],[8,34,8,35],[8,12,8,13],[8,14,8,15],[8,16,8,17],[8,18,8,19],[8,20,8,21],[8,22,8,23],[7,12,7,17],[7,18,7,23],[7,24,7,29],[7,30,7,35],[7,36,7,41],[7,42,7,47]]}
[null,"ヤング率","辺長ｘ","辺長ｙ","板厚","ポアソン比","密度","曲げ剛性","面密度","加振点ｘ","加振点ｙ","辺長比","縮退重み","周波数重み"]
[null,24000000000,{"$f":"床衝撃音計算シート!E17","v":12.27},{"$f":"床衝撃音計算シート!G17","v":6.65},{"$f":"(床衝撃音計算シート!N17)/1000","v":0.2},0.16,2300,{"$f":"B2*E2^3/12/(1-F2^2)","v":16420361.24794746},{"$f":"G2*E2","v":460},{"$f":"'計算表（参考）'!D32","v":4.82},{"$f":"'計算表（参考）'!F32","v":5.59},{"$f":"C2/D2","v":1.8451127819548871},1,0]
[]
[null,"周波数","31.5Hz","63Hz","125Hz","250Hz","500Hz","1000Hz","(2000Hz)","(4000Hz)"]
[null,"モード数１",{"$f":"M8","v":1.5032587402517863},{"$f":"S8","v":4.0137807078673822},{"$f":"Y8","v":10.291918646682536},{"$f":"AE8","v":17.16560519968381},{"$f":"AK8","v":35.806493537745901},{"$f":"AQ8","v":56.601542482201673},{"$f":"H6*I7/H7","v":74.11111318431054},{"$f":"H6*J7/H7","v":149.4720733856152}]
[null,"モード数２",{"$f":"C5*($D$7^2+$C$7^2)/2/$D$7^2","v":0.97240844392913639},{"$f":"D5*($D$7^2+$C$7^2)/2/$D$7^2","v":2.59638221145907},6.6575023502537958,11.103863223526396,23.162038397838476,36.613668941574105,47.940032091442141,96.688548950277792]
[null,null,{"$f":"MIN(C2,D2)","v":6.65},{"$f":"MAX(C2,D2)","v":12.27},null,null,null,{"$f":"0.354*SQRT(I2/H2)*C2*D2*1000-0.139*SQRT(SQRT(I2/H2*1000^2))*(C2+D2)","v":146.83189914920305},{"$f":"0.354*SQRT(I2/H2)*C2*D2*2000-0.139*SQRT(SQRT(I2/H2*2000^2))*(C2+D2)","v":297.20800486502736},{"$f":"0.354*SQRT(I2/H2)*C2*D2*4000-0.139*SQRT(SQRT(I2/H2*4000^2))*(C2+D2)","v":599.42827472442218}]
[null,null,null,{"$f":"4/3*SQRT(1+2*(1+$L$2^4)/(1+$L$2^2)^2)","v":2.0212299335805968},null,null,null,null,null,null,null,null,{"$f":"M9+O9+Q9","v":1.5032587402517863},null,null,null,null,null,{"$f":"S9+U9+W9","v":4.0137807078673822},null,null,null,null,null,{"$f":"Y9+AA9+AC9","v":10.291918646682536},null,null,null,null,null,{"$f":"AE9+AG9+AI9","v":17.16560519968381},null,null,null,null,null,{"$f":"AK9+AM9+AO9","v":35.806493537745901},null,null,null,null,null,{"$f":"AQ9+AS9+AU9","v":56.601542482201673}]
[null,"m","n","fi",null,"No.","m","n","fi","縮退ﾁｪｯｸ","周波数重み","重み",{"$f":"SUM(N10:N409)","v":2.8395888085385564E-2},null,{"$f":"SUM(P10:P409)","v":0.55471465399874875},null,{"$f":"SUM(R10:R409)","v":0.92014819816765203},null,{"$f":"SUM(T10:T409)","v":3.3314574763371685E-2},null,{"$f":"SUM(V10:V409)","v":3.2581464633760056},null,{"$f":"SUM(X10:X409)","v":0.72231966972800499},null,{"$f":"SUM(Z10:Z409)","v":0.79906368212608148},null,{"$f":"SUM(AB10:AB409)","v":8.3571995522807185},null,{"$f":"SUM(AD10:AD409)","v":1.1356554122757345},null,{"$f":"SUM(AF10:AF409)","v":1.5676621509507709},null,{"$f":"SUM(AH10:AH409)","v":13.93437040842667},null,{"$f":"SUM(AJ10:AJ409)","v":1.6635726403063709},null,{"$f":"SUM(AL10:AL409)","v":2.3343699365154489},null,{"$f":"SUM(AN10:AN409)","v":27.523596428408446},null,{"$f":"SUM(AP10:AP409)","v":5.9485271728220024},null,{"$f":"SUM(AR10:AR409)","v":4.7436005691158671},null,{"$f":"SUM(AT10:AT409)","v":44.855278860762496},null,{"$f":"SUM(AV10:AV409)","v":7.0026630523233049}]
[null,1,1,{"$f":"3.141625/2*SQRT($H$2/$I$2)*((1+($D$8-1)/B10)*(B10/$C$2)^2+(1+($D$8-1)/C10)*(C10/$D$2)^2)","v":17.549073649419405},null,1,1,1,17.549073649419405,{"$f":"1","v":1},{"$f":"ABS(SIN(G10*3.1416*$J$2/$C$2)*SIN(H10*3.1416*$K$2/$D$2))*(1/F10^$N$2)+(1-1/F10^$N$2)","v":0.45313628128112277},{"$f":"$J10*$K10","v":0.45313628128112277},{"$f":"10^(LOG10($I10/22.27)/LOG10(2)*70/20)*$L10","v":2.8395888085385564E-2},{"$f":"IF($I10<22.27,M10,0)","v":2.8395888085385564E-2},{"$f":"AND($I10>22.27,$I10<44.45)","v":false},{"$f":"IF($O10=TRUE,$L10,0)","v":0},{"$f":"10^(LOG10(44.45/$I10)/LOG10(2)*70/20)*$L10","v":22335.142615215329},{"$f":"IF($I10>44.45,Q10,0)","v":0},{"$f":"10^(LOG10($I10/44.548)/LOG10(2)*70/20)*$L10","v":8.9608372453604813E-6},{"$f":"IF($I10<44.528,S10,0)","v":8.9608372453604813E-6},{"$f":"AND($I10>44.548,$I10<89.095)","v":false},{"$f":"IF($U10=TRUE,$L10,0)","v":0},{"$f":"10^(LOG10(89.095/$I10)/LOG10(2)*70/20)*$L10","v":72452338.709963217},{"$f":"IF($I10>89.095,W10,0)","v":0},{"$f":"10^(LOG10($I10/89.09)/LOG10(2)*70/20)*$L10","v":2.8358851940918521E-9},{"$f":"IF($I10<89.09,Y10,0)","v":2.8358851940918521E-9},{"$f":"AND($I10>89.09,$I10<176.78)","v":false},{"$f":"IF($AA10=TRUE,$L10,0)","v":0},{"$f":"10^(LOG10(176.78/$I10)/LOG10(2)*70/20)*$L10","v":208899702629.30295},{"$f":"IF($I10>176.78,AC10,0)","v":0},{"$f":"10^(LOG10($I10/176.78)/LOG10(2)*70/20)*$L10","v":9.8292379945438107E-13},{"$f":"IF($I10<176.78,AE10,0)","v":9.8292379945438107E-13},{"$f":"AND($I10>176.78,$I10<353.55)","v":false},{"$f":"IF($AG10=TRUE,$L10,0)","v":0},{"$f":"10^(LOG10(353.55/$I10)/LOG10(2)*70/20)*$L10","v":660381658898493.25},{"$f":"IF($I10>353.55,AI10,0)","v":0},{"$f":"10^(LOG10($I10/353.55)/LOG10(2)*70/20)*$L10","v":3.1093003060650767E-16},{"$f":"IF($I10<353.55,AK10,0)","v":3.1093003060650767E-16},{"$f":"AND($I10>353.55,$I10<707.1)","v":false},{"$f":"IF($AM10=TRUE,$L10,0)","v":0},{"$f":"10^(LOG10(707.1/$I10)/LOG10(2)*70/20)*$L10","v":2.0883101671196593E+18},{"$f":"IF($I10>707.1,AO10,0)","v":0},{"$f":"10^(LOG10($I10/707.1)/LOG10(2)*70/20)*$L10","v":9.8324708966242053E-20},{"$f":"IF($I10<707.1,AQ10,0)","v":9.8324708966242053E-20},{"$f":"AND($I10>707.1,$I10<1414.2)","v":false},{"$f":"IF($AS10=TRUE,$L10,0)","v":0},{"$f":"10^(LOG10(1414.2/$I10)/LOG10(2)*70/20)*$L10","v":6.6038165889850068E+21},{"$f":"IF($I10>1414.2,AU10,0)","v":0}]
[null,1,2,44.535936538186355,null,2,2,1,25.476031842177541,{"$f":"IF(ABS(I11-I10)>0.0001,1,$M$2)","v":1},0.299398603233272,0.299398603233272,1.4301656652162955,0,true,0.299398603233272,193.5974825363397,0,4.5131470166984031E-4,4.5131470166984031E-4,false,0,628005.40922285651,0,1.4283003309809566E-7,1.4283003309809566E-7,false,0,1810709572.2806211,0,4.9505191219115086E-11,4.9505191219115086E-11,false,0,5724083740071.0293,0,1.5660065031983949E-14,1.5660065031983949E-14,false,0,1.8101142136159584E+16,0,4.9521473807427115E-18,4.9521473807427115E-18,false,0,5.7240837400710119E+19,0]
[null,1,3,84.944992802867631,null,3,3,1,37.345544091127046,1,0.25531605076547675,0.25531605076547675,104.11158894605106,0,true,0.25531605076547675,1.9339430224263325,0,3.2854299224456485E-2,3.2854299224456485E-2,false,0,6273.4631840295597,0,1.0397579844577547E-5,1.0397579844577547E-5,false,0,18088092.350557063,0,3.6038231403916924E-9,3.6038231403916924E-9,false,0,57180763219.978355,0,1.1400037723823893E-12,1.1400037723823893E-12,false,0,180821450121915,0,3.605008461912513E-16,3.605008461912513E-16,false,0,5.7180763219978394E+17,0]
[null,1,4,138.77624244346325,null,4,1,2,44.535936538186355,1,0.79499900342145502,0.79499900342145502,2511.3422011410439,0,false,0,0.777344959887036,0.777344959887036,0.79249955712468689,0,false,0,2521.6073744633886,0,2.5080667116656716E-4,2.5080667116656716E-4,false,0,7270476.5650418373,0,8.693012208856074E-8,8.693012208856074E-8,false,0,22983706125.828907,0,2.7498759859744451E-11,2.7498759859744451E-11,false,0,72680860429584.031,0,8.6958713986804664E-15,8.6958713986804664E-15,false,0,2.2983706125829002E+17,0]
[null,1,5,206.02968545997317,null,5,2,2,52.462894730944491,1,0.52527595125087734,0.52527595125087734,11144.818752158913,0,false,0,7.6469550815652376E-2,7.6469550815652376E-2,3.516949590266047,0,true,0.52527595125087734,248.05741750312976,0,1.1130282805400646E-3,1.1130282805400646E-3,false,0,715216.67449322436,0,3.8577795345447859E-7,3.8577795345447859E-7,false,0,2260970063.7622933,0,1.2203382494299195E-10,1.2203382494299195E-10,false,0,7149815122944.9912,0,3.8590483840212277E-14,3.8590483840212277E-14,false,0,2.2609700637622944E+16,0]
[null,1,6,286.70532185239745,null,6,4,1,53.157610396267884,1,0.46809237625471606,0.46809237625471606,11572.921243293273,0,false,0,5.8479904052443001E-2,5.8479904052443001E-2,3.6520450919757814,0,true,0.46809237625471606,189.7013101338961,0,1.1557826931687931E-3,1.1557826931687931E-3,false,0,546960.22213994572,0,4.005967231959418E-7,4.005967231959418E-7,false,0,1729071388.3362005,0,1.2672147268518842E-10,1.2672147268518842E-10,false,0,5467803824171.8643,0,4.0072848213601084E-14,4.0072848213601084E-14,false,0,1.7290713883362016E+16,0]
[null,1,7,380.803151620736,null,7,3,2,64.332406979893989,1,0.44793589544892487,0.44793589544892487,101805.26759701814,0,false,0,6.087626455430312E-3,6.087626455430312E-3,32.126497713827895,0,true,0.44793589544892487,19.747479632751784,0,1.0167248518194174E-2,1.0167248518194174E-2,false,0,56937.328682707979,0,3.5239898160618668E-6,3.5239898160618668E-6,false,0,179992441.80571347,0,1.114749955157623E-9,1.114749955157623E-9,false,0,569186077721.36584,0,3.5251488798686468E-13,3.5251488798686468E-13,false,0,1799924418057135.7,0]
[null,1,8,488.32317476498889,null,8,5,1,72.912230757600085,1,5.3964422734854495E-2,5.3964422734854495E-2,52579.327602927508,0,false,0,1.7107500317625719E-4,1.7107500317625719E-4,16.592359981965576,0,true,5.3964422734854495E-2,0.55494537413388034,0,5.251074951981855E-3,5.251074951981855E-3,false,0,1600.0577165100276,0,1.8200336719465019E-6,1.8200336719465019E-6,false,0,5058163.1082418384,0,5.7573448281273693E-10,5.7573448281273693E-10,false,0,15995316198.681049,0,1.8206322931873227E-13,1.8206322931873227E-13,false,0,50581631082418.422,0]
[null,1,9,609.26539128515628,null,9,4,2,80.144473285034834,1,0.82123852801981045,0.82123852801981045,2402837.9911442641,0,false,0,8.6696318352944229E-4,8.6696318352944229E-4,758.25908669833882,0,true,0.82123852801981045,2.8123174006219629,0,0.23997040213700854,0.23997040213700854,false,0,8108.6722547488298,0,8.3174248349865738E-5,8.3174248349865738E-5,false,0,25633442.114359867,0,2.6310657651643569E-8,2.6310657651643569E-8,false,0,81060061351.459686,0,8.3201604916130823E-12,8.3201604916130823E-12,false,0,256334421143597.94,0]
[null,1,10,743.62980118123778,null,10,1,3,84.944992802867631,1,0.94163928966682231,0.94163928966682231,5418515.2088181144,0,false,0,5.0544669210010054E-4,5.0544669210010054E-4,1709.9107008637268,0,true,0.94163928966682231,1.6396042580413108,0,0.54114479562825868,0.54114479562825868,false,0,4727.4228552606883,0,1.8756192940462961E-4,1.8756192940462961E-4,false,0,14944508.336671025,0,5.9331798134066409E-8,5.9331798134066409E-8,false,0,47258684855.254982,0,1.8762361977697771E-11,1.8762361977697771E-11,false,0,149445083366711.41,0]
[null,1,11,891.41640445323355,null,11,2,3,92.871950995625767,1,0.62216489767437599,0.62216489767437599,10101836.844641192,0,false,0,1.1835787869344043E-4,1.1835787869344043E-4,3187.8177421964092,0,false,0,0.38393778198882744,0.38393778198882744,1.0088661236692809,0,true,0.62216489767437599,1106.996543019678,0,3.4967512982674698E-4,3.4967512982674698E-4,false,0,3499479.4356959085,0,1.1061335464632936E-7,1.1061335464632936E-7,false,0,11066325641.719801,0,3.4979014031436887E-11,3.4979014031436887E-11,false,0,34994794356959.109,0]
[null,1,12,1052.6252011011441,null,12,6,1,96.609405175123641,1,0.43243671711079101,0.43243671711079101,11108102.261120422,0,false,0,5.1998613948880537E-5,5.1998613948880537E-5,3505.363035923152,0,false,0,0.16867683610430351,0.16867683610430351,1.109361420288969,0,true,0.43243671711079101,486.34097297669638,0,3.8450701194472128E-4,3.8450701194472128E-4,false,0,1537439.5199335651,0,1.2163178575872688E-7,1.2163178575872688E-7,false,0,4861810647.7458954,0,3.8463347887120765E-11,3.8463347887120765E-11,false,0,15374395199335.687,0]
[null,1,13,1227.2561911249686,null,13,5,2,99.899093646367035,1,9.4677173439148041E-2,9.4677173439148041E-2,3589553.1776246,0,false,0,7.7132372344709379E-6,7.7132372344709379E-6,1132.7485765382744,0,false,0,2.5020752555279874E-2,2.5020752555279874E-2,0.35848714008244448,0,true,9.4677173439148041E-2,72.141601795396227,0,1.2425240010402084E-4,1.2425240010402084E-4,false,0,228056.76633144138,0,3.9304982327949307E-8,3.9304982327949307E-8,false,0,721178817.42015612,0,1.2429326754898656E-11,1.2429326754898656E-11,false,0,2280567663314.415,0]
[null,1,14,1415.3093745247074,null,14,3,3,104.74146324457527,1,0.53055920396316614,0.53055920396316614,34877155.497216068,0,false,0,2.4929476657824398E-5,2.4929476657824398E-5,11006.118669432708,0,false,0,8.0868025684527459E-2,8.0868025684527459E-2,3.4831665975433772,0,true,0.53055920396316614,233.16440598753988,0,1.2072729013581571E-3,1.2072729013581571E-3,false,0,737088.15897823405,0,3.8189878033075405E-7,3.8189878033075405E-7,false,0,2330877418.7115173,0,1.20766998148549E-10,1.20766998148549E-10,false,0,7370881589782.332,0]
[null,1,15,1616.7847513003612,null,15,4,3,120.55352954971612,1,0.97271878435505887,0.97271878435505887,327898023.1793468,0,false,0,8.9129674447164197E-6,8.9129674447164197E-6,103474.16534219177,0,false,0,2.89125235213658E-2,2.89125235213658E-2,32.747035285889858,0,true,0.97271878435505887,83.3626308469387,0,1.1350191612527882E-2,1.1350191612527882E-2,false,0,263529.10873470106,0,3.5904262644083084E-6,3.5904262644083084E-6,false,0,833352213.35583055,0,1.1353924766420175E-9,1.1353924766420175E-9,false,0,2635291087347.0122,0]
[null,1,16,1831.6823214519281,null,16,6,2,123.59626806389061,1,0.75868292464677201,0.75868292464677201,341724665.10250765,0,false,0,5.2027242217950893E-6,5.2027242217950893E-6,107837.41285009729,0,false,0,1.6876970253829532E-2,1.6876970253829532E-2,34.127896099117308,0,true,0.75868292464677201,48.660873204135228,0,1.1828800887643457E-2,1.1828800887643457E-2,false,0,153828.59700389311,0,3.7418255861490585E-6,3.7418255861490585E-6,false,0,486448735.80045491,0,1.1832691459325636E-9,1.1832691459325636E-9,false,0,1538285970038.9375,0]
[null,1,17,2060.0020849794109,null,17,7,1,124.24913364883859,1,0.33968630032035257,0.33968630032035257,162665773.9475522,0,false,0,2.1910202594259383E-6,2.1910202594259383E-6,51332.133770621593,0,false,0,7.10738877701094E-3,7.10738877701094E-3,16.245361248651093,0,true,0.33968630032035257,20.492525547477698,0,5.6306765292543966E-3,5.6306765292543966E-3,false,0,64781.748589070812,0,1.7811619034438323E-6,1.7811619034438323E-6,false,0,204857876.34986311,0,5.6325284964033977E-10,5.6325284964033977E-10,false,0,647817485890.70972,0]
[null,1,18,2301.7440418828064,null,18,1,4,138.77624244346325,1,0.85704769376892642,0.85704769376892642,1484430954.9968824,0,false,0,1.5283981111922988E-6,1.5283981111922988E-6,468439.09758004936,0,false,0,4.9579274931665735E-3,4.9579274931665735E-3,148.24948437143223,0,true,0.85704769376892642,14.295046887668198,0,5.138358447976038E-2,5.138358447976038E-2,false,0,45190.044116347584,0,1.6254260507103991E-5,1.6254260507103991E-5,false,0,142903466.97114953,0,5.140048488417208E-9,5.140048488417208E-9,false,0,451900441163.47693,0]
[null,1,19,2556.9081921621173,null,19,5,3,140.3081499110483,1,0.11214070201499314,0.11214070201499314,220674417.75199112,0,false,0,1.7601961425024838E-7,1.7601961425024838E-7,69637.812902495818,0,false,0,5.7098505843291127E-4,5.7098505843291127E-4,22.038659686780491,0,true,0.11214070201499314,1.6463044676845986,0,7.6386460070183822E-3,7.6386460070183822E-3,false,0,5204.3600911715994,0,2.4163464533801114E-6,2.4163464533801114E-6,false,0,16457631.651783882,0,7.641158408750991E-10,7.641158408750991E-10,false,0,52043600911.716118,0]
[null,1,20,2825.4945358173418,null,20,2,4,146.7032006362214,1,0.56627309049994468,0.56627309049994468,1870983754.5033665,0,false,0,5.2938099419577679E-7,5.2938099419577679E-7,590422.84088472836,0,false,0,1.7172440650529415E-3,1.7172440650529415E-3,186.85434707404963,0,true,0.56627309049994468,4.9512794330566585,0,6.476411145036047E-2,6.476411145036047E-2,false,0,15652.172236329916,0,2.0486946360075794E-5,2.0486946360075794E-5,false,0,49496514.596053854,0,6.4785412799535548E-9,6.4785412799535548E-9,false,0,156521722363.29898,0]
[null,2,1,25.476031842177541,null,21,7,2,151.23599653760553,1,0.59595817281967756,0.59595817281967756,2804879021.4841137,0,false,0,3.9111451966634218E-7,3.9111451966634218E-7,885130.4220127837,0,false,0,1.2687253509608865E-3,1.2687253509608865E-3,280.12206782641636,0,true,0.59595817281967756,3.6580785831491842,0,9.7090900503512906E-2,9.7090900503512906E-2,false,0,11564.056687088147,0,3.0712936935628271E-5,3.0712936935628271E-5,false,0,36568758.122499615,0,9.7122834349697558E-9,9.7122834349697558E-9,false,0,115640566870.88174,0]
[null,2,2,52.462894730944491,null,22,8,1,155.8314161787448,1,0.20799738604275819,0.20799738604275819,1386443446.4335661,0,false,0,9.6382926381592558E-8,9.6382926381592558E-8,437517.36293755943,0,false,0,3.1265385443742308E-4,3.1265385443742308E-4,138.46351381453152,0,true,0.20799738604275819,0.90146568600554433,0,4.7991746410582854E-2,4.7991746410582854E-2,false,0,2849.747499261905,0,1.518131434866613E-5,1.518131434866613E-5,false,0,9011692.8540366311,0,4.8007531216780556E-9,4.8007531216780556E-9,false,0,28497474992.619019,0]
[null,2,3,92.871950995625767,null,23,3,4,158.57271288517092,1,0.48289673886207474,0.48289673886207474,3942330415.5513854,0,false,0,1.8270146828436904E-7,1.8270146828436904E-7,1244073.8291038608,0,false,0,5.9266013613583259E-4,5.9266013613583259E-4,393.71885190075108,0,true,0.48289673886207474,1.708799583332048,0,0.13646378585189176,0.13646378585189176,false,0,5401.922019814242,0,4.3167831662191522E-5,4.3167831662191522E-5,false,0,17082377.325230204,0,1.3650866970325767E-8,1.3650866970325767E-8,false,0,54019220198.142258,0]
[null,2,4,146.7032006362214,null,24,6,3,164.0053243285719,1,0.89862458590781868,0.89862458590781868,10853516139.390331,0,false,0,2.2981197223212242E-7,2.2981197223212242E-7,3425023.770079752,0,false,0,7.454805701766036E-4,7.454805701766036E-4,1083.9360132347913,0,true,0.89862458590781868,2.1494222574267354,0,0.37569451214521249,0.37569451214521249,false,0,6794.8351202377762,0,1.1884411205105745E-4,1.1884411205105745E-4,false,0,21487155.305255409,0,3.758180805816072E-8,3.758180805816072E-8,false,0,67948351202.3778,0]
[null,2,5,213.95664365273134,null,25,4,4,174.38477919031172,1,0.88533518085485874,0.88533518085485874,21825290421.884018,0,false,0,1.1092818990569769E-7,1.1092818990569769E-7,6887366.0409966866,0,false,0,3.5983682423660631E-4,3.5983682423660631E-4,2179.6824166253386,0,true,0.88533518085485874,1.037506958595428,0,0.75548253046941982,0.75548253046941982,false,0,3279.806327210506,0,2.389831301795028E-4,2.389831301795028E-4,false,0,10371658.278216669,0,7.557310137237545E-8,7.557310137237545E-8,false,0,32798063272.105198,0]
[null,2,6,294.6322800451556,null,26,8,2,182.81827906751175,1,0.36491828496000212,0.36491828496000212,15578464265.003305,0,false,0,2.6402990596731676E-8,2.6402990596731676E-8,4916066.8048696965,0,false,0,8.5647915960349535E-5,8.5647915960349535E-5,1555.8145610015085,0,false,0,0.24694612338961208,0.24694612338961208,0.53924861370693156,0,true,0.36491828496000212,780.65544646547869,0,1.705814713790478E-4,1.705814713790478E-4,false,0,2468649.2786465585,0,5.3942597618061587E-8,5.3942597618061587E-8,false,0,7806554464.6548128,0]
[null,2,7,388.73010981349415,null,27,9,1,191.35625276484248,1,0.47711543462253142,0.47711543462253142,34628206325.312172,0,false,0,2.0305021283776703E-8,2.0305021283776703E-8,10927558.245293517,0,false,0,6.5866885424005093E-5,6.5866885424005093E-5,3458.3041502566166,0,false,0,0.18991205837087619,0.18991205837087619,1.1986555246033614,0,true,0.47711543462253142,600.35719808724537,0,3.7917283024224848E-4,3.7917283024224848E-4,false,0,1898496.1556325846,0,1.1990497704178759E-7,1.1990497704178759E-7,false,0,6003571980.8724632,0]
[null,2,8,496.25013295774704,null,28,7,3,191.64505280228681,1,0.7058846968485567,0.7058846968485567,52138111036.467079,0,false,0,2.9518803778560744E-8,2.9518803778560744E-8,16453126.096054999,0,false,0,9.5755214395643837E-5,9.5755214395643837E-5,5207.0108422610583,0,false,0,0.27608820044485866,0.27608820044485866,1.8047609584260218,0,true,0.7058846968485567,872.78048516714853,0,5.7090323822897257E-4,5.7090323822897257E-4,false,0,2759974.2304749894,0,1.8053545563692685E-7,1.8053545563692685E-7,false,0,8727804851.6714764,0]
[null,2,9,617.19234947791449,null,29,5,4,194.13939955164392,1,0.10206660989430952,0.10206660989430952,8761971601.294508,0,false,0,3.6724175331254755E-9,3.6724175331254755E-9,2764998.9756115265,0,false,0,1.1912851580054742E-5,1.1912851580054742E-5,875.05435506885533,0,false,0,3.4347975467053343E-2,3.4347975467053343E-2,0.30329568813479957,0,true,0.10206660989430952,108.58212210569089,0,9.5942063511863951E-5,9.5942063511863951E-5,false,0,343366.81902850216,0,3.0339544411402254E-8,3.0339544411402254E-8,false,0,1085821221.0569096,0]
[null,2,10,751.55675937399587,null,30,1,5,206.02968545997317,1,0.56199679196542207,0.56199679196542207,96296275051.37973,0,false,0,1.0130822313829932E-8,1.0130822313829932E-8,30388035.249159355,0,false,0,3.2863088556776922E-5,3.2863088556776922E-5,9617.0677896478192,0,false,0,9.4753179113693561E-2,9.4753179113693561E-2,3.3332960132182117,0,true,0.56199679196542207,299.5373417072056,0,1.0544274459381316E-3,1.0544274459381316E-3,false,0,947220.2440669178,0,3.3343923565585542E-7,3.3343923565585542E-7,false,0,2995373417.0720711,0]
[null,2,11,899.34336264599176,null,31,2,5,213.95664365273134,1,0.37132549629509592,0.37132549629509592,98687539137.231628,0,false,0,4.3155259657740413E-9,4.3155259657740413E-9,31142641.980231192,0,false,0,1.3999012872696144E-5,1.3999012872696144E-5,9855.8823108150991,0,false,0,4.0362943119293088E-2,4.0362943119293088E-2,3.416069630782022,0,true,0.37132549629509592,127.59686586267756,0,1.080611371341922E-3,1.080611371341922E-3,false,0,403496.71842504671,0,3.4171931989184759E-7,3.4171931989184759E-7,false,0,1275968658.626781,0]
[null,2,12,1060.5521592939022,null,32,6,4,217.83657396916749,1,0.81789718989832894,0.81789718989832894,267888016404.55652,0,false,0,7.7131301367325957E-9,7.7131301367325957E-9,84536919.844360843,0,false,0,2.5020405143949437E-5,2.5020405143949437E-5,26753.861584181606,0,false,0,7.2140600114499173E-2,7.2140600114499173E-2,9.2729449461445981,0,true,0.81789718989832894,228.0535997798176,0,2.933327138398389E-3,2.933327138398389E-3,false,0,721168.80390469718,0,9.2759948797228621E-7,9.2759948797228621E-7,false,0,2280535997.7981791,0]
[null,2,13,1235.1831493177267,null,33,9,2,218.34311565360943,1,0.83706891438822517,0.83706891438822517,281672044382.48517,0,false,0,7.6836079221607992E-9,7.6836079221607992E-9,88886719.749344662,0,false,0,2.4924638865377844E-5,2.4924638865377844E-5,28130.466560931032,0,false,0,7.1864480013040549E-2,7.1864480013040549E-2,9.7500791393458321,0,true,0.83706891438822517,227.18071844795617,0,3.0842598448582574E-3,3.0842598448582574E-3,false,0,718408.51076897432,0,9.7532860055496729E-7,9.7532860055496729E-7,false,0,2271807184.4795585,0]
[null,2,14,1423.2363327174655,null,34,8,3,223.22733533219304,1,0.43222871117739808,0.43222871117739808,188106781376.85571,0,false,0,3.0676745588666609E-9,3.0676745588666609E-9,59360504.858945549,0,false,0,9.9511429150013479E-6,9.9511429150013479E-6,18786.143775846507,0,false,0,2.8691838424804574E-2,2.8691838424804574E-2,6.5113171209191032,0,true,0.43222871117739808,90.701727275519019,0,2.0597365053322326E-3,2.0597365053322326E-3,false,0,286824.04590205883,0,6.5134587366453999E-7,6.5134587366453999E-7,false,0,907017272.75518429,0]
[null,2,15,1624.7117094931193,null,35,3,5,225.82615590168081,1,0.3166526437958308,0.3166526437958308,157659474119.64279,0,false,0,1.9644124431388187E-9,1.9644124431388187E-9,49752305.105834804,0,false,0,6.3723020778655624E-6,6.3723020778655624E-6,15745.384226750592,0,false,0,1.837307163346474E-2,1.837307163346474E-2,5.4573834371961727,0,true,0.3166526437958308,58.081650532069062,0,1.7263437919610586E-3,1.7263437919610586E-3,false,0,183670.3059432689,0,5.4591784070888215E-7,5.4591784070888215E-7,false,0,580816505.32069099,0]
[null,2,16,1839.6092796446862,null,36,10,1,230.82364340713141,1,0.10724485036161234,0.10724485036161234,68871232198.2957,0,false,0,5.1582401229931205E-10,5.1582401229931205E-10,21733565.816312041,0,false,0,1.6732669541309677E-6,1.6732669541309677E-6,6878.1404935360924,0,false,0,4.8244815193154173E-3,4.8244815193154173E-3,2.3839780260401238,0,true,0.10724485036161234,15.251333864769876,0,7.5412800159418373E-4,7.5412800159418373E-4,false,0,48228.952368331258,0,2.3847621323487062E-7,2.3847621323487062E-7,false,0,152513338.64769965,0]
[null,2,17,2067.9290431721688,null,37,4,5,241.63822220682167,1,0.58054590785551574,0.58054590785551574,634891946154.22766,0,false,0,1.6396827646371712E-9,1.6396827646371712E-9,200351662.91580963,0,false,0,5.3189206394165708E-6,5.3189206394165708E-6,63406.387028042751,0,false,0,1.5335887835601197E-2,1.5335887835601197E-2,21.976787698289268,0,true,0.58054590785551574,48.480389977036602,0,6.9519562711320157E-3,6.9519562711320157E-3,false,0,153308.45418063417,0,2.1984016010668175E-6,2.1984016010668175E-6,false,0,484803899.77036887,0]
[null,2,18,2309.6710000755647,null,38,7,4,245.47630244288246,1,0.64247197216557383,0.64247197216557383,843898504182.51782,0,false,0,1.5107919733353238E-9,1.5107919733353238E-9,266307471.16779238,0,false,0,4.9008154395135708E-6,4.9008154395135708E-6,84279.782556234568,0,false,0,1.4130377378897472E-2,1.4130377378897472E-2,29.211550686166373,0,true,0.64247197216557383,44.669484622948083,0,9.2405416919958995E-3,9.2405416919958995E-3,false,0,141257.31331438385,0,2.922115856045314E-6,2.922115856045314E-6,false,0,446694846.22948229,0]
[null,2,19,2564.8351503548752,null,39,10,2,257.81050629589839,1,0.18815432063509921,0.18815432063509921,437014428507.29065,0,false,0,2.5021833420509656E-10,2.5021833420509656E-10,137907825.10315388,0,false,0,8.1167619180190698E-7,8.1167619180190698E-7,43644.444001249176,0,false,0,2.3402821512425063E-3,2.3402821512425063E-3,15.127256495487085,0,true,0.18815432063509921,7.3981886516638697,0,4.7852319047979016E-3,4.7852319047979016E-3,false,0,23395.126698867887,0,1.5132231951267379E-6,1.5132231951267379E-6,false,0,73981886.51663889,0]
[null,2,20,2833.4214940101001,null,40,9,3,258.75217191829074,1,0.99146913965230066,0.99146913965230066,2402539203175.2168,0,false,0,1.2637885962631235E-9,1.2637885962631235E-9,758164798.73828363,0,false,0,4.099568156411435E-6,4.099568156411435E-6,239940.56231037466,0,false,0,1.1820164594150541E-2,1.1820164594150541E-2,83.163905802913874,0,true,0.99146913965230066,37.366352392516262,0,2.6307385975403642E-2,2.6307385975403642E-2,false,0,118162.7814128336,0,8.3191258967445822E-6,8.3191258967445822E-6,false,0,373663523.92516255,0]
[null,3,1,37.345544091127046,null,41,5,5,261.39284256815387,1,6.692872257218116E-2,6.692872257218116E-2,182504739598.97076,0,false,0,7.5811909891151793E-11,7.5811909891151793E-11,57592679.022247702,0,false,0,2.4592411467035555E-7,2.4592411467035555E-7,18226.670260286253,0,false,0,7.0906578502133574E-4,7.0906578502133574E-4,6.3174024184641846,0,true,6.692872257218116E-2,2.2415256387965261,0,1.9983951232201828E-3,1.9983951232201828E-3,false,0,7088.3264522609161,0,6.3194802543486267E-7,6.3194802543486267E-7,false,0,22415256.387965448,0]
[null,3,2,64.332406979893989,null,42,11,1,274.23358810561177,1,0.4062560492044211,0.4062560492044211,1934689213126.4773,0,false,0,2.6349658104533382E-10,2.6349658104533382E-10,610526253.20436215,0,false,0,8.5474912194241271E-7,8.5474912194241271E-7,193216.58397077475,0,false,0,2.4644730670629646E-3,2.4644730670629646E-3,66.969276199831285,0,true,0.4062560492044211,7.7907856825709478,0,2.1184510040420042E-2,2.1184510040420042E-2,false,0,24636.627519153764,0,6.6991302842433061E-6,6.6991302842433061E-6,false,0,77907856.825709075,0]
[null,3,3,104.74146324457527,null,43,8,4,277.05858497278865,1,0.39339970640602356,0.39339970640602356,2110550069506.0872,0,false,0,2.2649515512862692E-10,2.2649515512862692E-10,666022334.43658006,0,false,0,7.347212407932435E-7,7.347212407932435E-7,210779.73245648589,0,false,0,2.1184001986679097E-3,2.1184001986679097E-3,73.056700569450314,0,true,0.39339970640602356,6.6967670121086194,0,2.3110155799136146E-2,2.3110155799136146E-2,false,0,21177.036717743613,0,7.308072940661897E-6,7.308072940661897E-6,false,0,66967670.121086389,0]
[null,3,4,158.57271288517092,null,44,6,5,285.09001698567744,1,0.53632440787399738,0.53632440787399738,4011268793847.4922,0,false,0,2.2149293206987491E-10,2.2149293206987491E-10,1265828584.0885599,0,false,0,7.1849467060296805E-7,7.1849467060296805E-7,400603.69824634795,0,false,0,2.0716146048858938E-3,2.0716146048858938E-3,138.85008814042314,0,true,0.53632440787399738,6.548866619501811,0,4.3922694901866198E-2,4.3922694901866198E-2,false,0,20709.334610272996,0,1.38895756862563E-5,1.38895756862563E-5,false,0,65488666.195018031,0]
[null,3,5,225.82615590168081,null,45,1,6,286.70532185239745,1,0.12894020434285633,0.12894020434285633,1029844437938.3728,0,false,0,4.9864514365373882E-11,4.9864514365373882E-11,324986081.38813549,0,false,0,1.6175409070129539E-7,1.6175409070129539E-7,102850.12340467663,0,false,0,4.6638082425249879E-4,4.6638082425249879E-4,35.648070056534856,0,true,0.12894020434285633,1.4743407411395244,0,1.1276617292097316E-2,1.1276617292097316E-2,false,0,4662.274789181618,0,3.5659794945067749E-6,3.5659794945067749E-6,false,0,14743407.411395272,0]
[null,3,6,306.50179229410509,null,46,2,6,294.6322800451556,1,8.519405458269598E-2,8.519405458269598E-2,934343182780.28638,0,false,0,2.3993779735165884E-11,2.3993779735165884E-11,294848929.07841063,0,false,0,7.7832744847585852E-8,7.7832744847585852E-8,93312.453911628763,0,false,0,2.2441286979804826E-4,2.2441286979804826E-4,32.342293660657511,0,true,8.519405458269598E-2,0.70942247102375222,0,1.0230895175572147E-2,1.0230895175572147E-2,false,0,2243.3908317398627,0,3.2352931257236246E-6,3.2352931257236246E-6,false,0,7094224.7102375431,0]
[null,3,7,400.5996220624437,null,47,10,3,298.21956256057967,1,0.22286002884037939,0.22286002884037939,2813437070263.2725,0,false,0,5.4527259703361561E-11,5.4527259703361561E-11,887831069.44515896,0,false,0,1.7687943869509033E-7,1.7687943869509033E-7,280976.7564964823,0,false,0,5.0999129638255804E-4,5.0999129638255804E-4,97.387137402200722,0,true,0.22286002884037939,1.6122038188180041,0,3.0806646079741973E-2,3.0806646079741973E-2,false,0,5098.23611988633,0,9.7419168682681762E-6,9.7419168682681762E-6,false,0,16122038.188180037,0]
[null,3,8,508.11964520669659,null,48,11,2,301.22045099437872,1,0.71275059533598006,0.71275059533598006,10108797553757.725,0,false,0,1.5522518695545052E-10,1.5522518695545052E-10,3190014320.1416807,0,false,0,5.0353060266345928E-7,5.0353060266345928E-7,1009561.2867106497,0,false,0,1.4518150143120994E-3,1.4518150143120994E-3,349.9160748055092,0,true,0.71275059533598006,4.5895326584858429,0,0.11068957319924494,0.11068957319924494,false,0,14513.376596543014,0,3.5003116454154388E-5,3.5003116454154388E-5,false,0,45895326.584858574,0]
[null,3,9,629.06186172686398,null,49,3,6,306.50179229410509,1,7.2650337476040647E-2,7.2650337476040647E-2,1261144355485.7305,0,false,0,1.2926977260556113E-11,1.2926977260556113E-11,397976963.36987889,0,false,0,4.1933456665720041E-8,4.1933456665720041E-8,125949.94720996925,0,false,0,1.20905505379954E-4,1.20905505379954E-4,43.654517788878977,0,true,7.2650337476040647E-2,0.38221106687958933,0,1.3809311118260699E-2,1.3809311118260699E-2,false,0,1208.6575182624485,0,4.3668876051590595E-6,4.3668876051590595E-6,false,0,3822110.6687958976,0]
[null,3,10,763.42627162294536,null,50,9,4,312.5834215588863,1,0.90240110932788908,0.90240110932788908,19685068231036.293,0,false,0,1.2777586505223851E-10,1.2777586505223851E-10,6211980130.7752352,0,false,0,4.1448852211119551E-7,4.1448852211119551E-7,1965939.3421054897,0,false,0,1.195082595731047E-3,1.195082595731047E-3,681.39872928035606,0,true,0.90240110932788908,3.777940404683386,0,0.21554806981780564,0.21554806981780564,false,0,11946.896543177758,0,6.8162284587726203E-5,6.8162284587726203E-5,false,0,37779404.046833806,0]
[null,3,11,911.21287489494125,null,51,7,5,312.72974545939235,1,0.42129182530896564,0.42129182530896564,9240244876980.4004,0,false,0,5.9329282608670982E-11,5.9329282608670982E-11,2915926777.8813567,0,false,0,1.9245658525834943E-7,1.9245658525834943E-7,922819.30248550908,0,false,0,5.549044260732954E-4,5.549044260732954E-4,319.85111981917419,0,true,0.42129182530896564,1.7541849069583018,0,0.10117907260980606,0.10117907260980606,false,0,5547.2197430787819,0,3.1995632099054388E-5,3.1995632099054388E-5,false,0,17541849.069582984,0]
[null,3,12,1072.4216715428515,null,52,12,1,321.5860868602835,1,0.3756684984151033,0.3756684984151033,11400269704216.623,0,false,0,3.8236747685678546E-11,3.8236747685678546E-11,3597561768.9969344,0,false,0,1.2403510656802162E-7,1.2403510656802162E-7,1138540.0578290438,0,false,0,3.5762678388310637E-4,3.5762678388310637E-4,394.62038935983833,0,true,0.3756684984151033,1.1305433460877081,0,0.12483096839217483,0.12483096839217483,false,0,3575.0919671851757,0,3.947501826437593E-5,3.947501826437593E-5,false,0,11305433.460877089,0]
[null,3,13,1247.0526615666761,null,53,4,6,322.31385859924592,1,0.13319597026081401,0.13319597026081401,4149690820302.9551,0,false,0,1.3205442081767919E-11,1.3205442081767919E-11,1309510163.8479419,0,false,0,4.283676083945296E-8,4.283676083945296E-8,414427.84680549195,0,false,0,1.2350997580335861E-4,1.2350997580335861E-4,143.64156723636256,0,true,0.13319597026081401,0.39044441751203207,0,4.5438391991282412E-2,4.5438391991282412E-2,false,0,1234.6936590357554,0,1.4368881190800611E-5,1.4368881190800611E-5,false,0,3904444.1751203323,0]
[null,3,14,1435.1058449664149,null,54,11,3,341.62950725906001,1,0.84421988129962,0.84421988129962,51744299922170.531,0,false,0,4.2543689349109425E-11,4.2543689349109425E-11,16328851859.939634,0,false,0,1.3800627306464181E-7,1.3800627306464181E-7,5167681.0947657712,0,false,0,3.9790943836320533E-4,3.9790943836320533E-4,1791.1291848548667,0,true,0.84421988129962,1.2578864004605887,0,0.5665910750927734,0.5665910750927734,false,0,3977.7860632061333,0,1.7917182992166614E-4,1.7917182992166614E-4,false,0,12578864.004605953,0]
[null,3,15,1636.5812217420687,null,55,5,6,342.06847896057815,1,1.5355609299268642E-2,1.5355609299268642E-2,955340130426.07898,0,false,0,7.6236438463632173E-13,7.6236438463632173E-13,301474896.5402295,0,false,0,2.4730123092411177E-9,2.4730123092411177E-9,95409.410089605924,0,false,0,7.1303638391459592E-6,7.1303638391459592E-6,33.069103102041417,0,true,1.5355609299268642E-2,2.2540776465349237E-2,0,1.0460808096573803E-2,1.0460808096573803E-2,false,0,71.280193859223132,0,3.3079979751103818E-6,3.3079979751103818E-6,false,0,225407.76465349269,0]
[null,3,16,1851.4787918936356,null,56,8,5,344.3120279892986,1,0.25796624221467579,0.25796624221467579,17316646289760.906,0,false,0,1.1869938856249807E-11,1.1869938856249807E-11,5464581652.5063944,0,false,0,3.8504559621379328E-8,3.8504559621379328E-8,1729406.0561441972,0,false,0,1.1101906712739834E-4,1.1101906712739834E-4,599.41579265835662,0,true,0.25796624221467579,0.350957683501607,0,0.18961426192014408,0.18961426192014408,false,0,1109.8256422015772,0,5.9961294451938727E-5,5.9961294451938727E-5,false,0,3509576.8350160676,0]
[null,3,17,2079.7985554211182,null,57,12,2,348.57294974905051,1,0.6590866681707116,0.6590866681707116,51044336570917.32,0,false,0,2.628596973411459E-11,2.628596973411459E-11,16107965735.531996,0,false,0,8.5268315287072778E-8,8.5268315287072778E-8,5097776.0543508874,0,false,0,2.4585163190490162E-4,2.4585163190490162E-4,1766.8999501634378,0,true,0.6590866681707116,0.77719549849415148,0,0.55892659826520996,0.55892659826520996,false,0,2457.7079624714875,0,1.7674810953679747E-4,1.7674810953679747E-4,false,0,7771954.9849415179,0]
[null,3,18,2321.5405123245141,null,58,10,4,352.05081220117523,1,0.2028395329792422,0.2028395329792422,17631462143099.727,0,false,0,7.207810965393365E-12,7.207810965393365E-12,5563927502.0021105,0,false,0,2.3381214546904846E-8,2.3381214546904846E-8,1760846.5807252349,0,false,0,6.7414369955854609E-5,6.7414369955854609E-5,610.3131449004062,0,true,0.2028395329792422,0.21311286184090195,0,0.19306144070249839,0.19306144070249839,false,0,673.92204209403519,0,6.1051388097343212E-5,6.1051388097343212E-5,false,0,2131128.6184090185,0]
[null,3,19,2576.704662603825,null,59,6,6,365.76565337810172,1,0.12305013077296971,0.12305013077296971,16679905455550.873,0,false,0,2.8038649245558345E-12,2.8038649245558345E-12,5263646539.447957,0,false,0,9.095378288407093E-9,9.095378288407093E-9,1665815.021457053,0,false,0,2.622443738297128E-5,2.622443738297128E-5,577.37500569132919,0,false,0,8.2901685568110589E-2,8.2901685568110589E-2,0.18264206064670546,0,true,0.12305013077296971,262.15814826233958,0,5.7756490819019461E-5,5.7756490819019461E-5,false,0,829016.85568110435,0]
[null,3,20,2845.2910062590495,null,60,13,1,372.88113967114646,1,0.15804236967686355,0.15804236967686355,26802284174609.945,0,false,0,2.8784704234141322E-12,2.8784704234141322E-12,8457946642.4995461,0,false,0,9.3373889603795387E-9,9.3373889603795387E-9,2676732.6533357352,0,false,0,2.6922219653472356E-5,2.6922219653472356E-5,927.7611925975383,0,false,0,8.5107541333071565E-2,8.5107541333071565E-2,0.29348034524142169,0,true,0.15804236967686355,269.13367666942924,0,9.2806633945545072E-5,9.2806633945545072E-5,false,0,851075.41333071596,0]
[null,4,1,53.157610396267884,null,61,9,5,379.83686457539631,1,0.59173664685812277,0.59173664685812277,124408800903720.28,0,false,0,8.6934536275577171E-12,8.6934536275577171E-12,39259452405.09819,0,false,0,2.8200448845761509E-8,2.8200448845761509E-8,12424653.718760144,0,false,0,8.1309526825285982E-5,8.1309526825285982E-5,4306.411227644764,0,false,0,0.25703875847261337,0.25703875847261337,1.3622547094281996,0,true,0.59173664685812277,812.82792371536084,0,4.3078276350839626E-4,4.3078276350839626E-4,false,0,2570387.5847261315,0]
[null,4,2,80.144473285034834,null,62,1,7,380.803151620736,1,0.33577934218691718,0.33577934218691718,72711954459713.937,0,false,0,4.7894830735997214E-12,4.7894830735997214E-12,22945575350.428947,0,false,0,1.5536468957117447E-8,1.5536468957117447E-8,7261711.782556003,0,false,0,4.4795845142331078E-5,4.4795845142331078E-5,2516.9246451594436,0,false,0,0.14161032377986299,0.14161032377986299,0.79618324165933063,0,true,0.33577934218691718,447.81116333827185,0,2.5177524784997387E-4,2.5177524784997387E-4,false,0,1416103.237798627,0]
[null,4,3,120.55352954971612,null,63,2,7,388.73010981349415,1,0.22185790500183009,0.22185790500183009,61046221974794.305,0,false,0,2.4904483373282296E-12,2.4904483373282296E-12,19264241988.677662,0,false,0,8.0786950674248329E-9,8.0786950674248329E-9,6096660.0703946175,0,false,0,2.3293064478894238E-5,2.3293064478894238E-5,2113.1152603986466,0,false,0,7.3634918421583678E-2,7.3634918421583678E-2,0.66844550203743469,0,true,0.22185790500183009,232.85405753289541,0,2.1138102781330148E-4,2.1138102781330148E-4,false,0,736349.18421583658,0]
[null,4,4,174.38477919031172,null,64,12,3,388.98200601373179,1,0.78065745915926565,0.78065745915926565,216428952981052.22,0,false,0,8.6974548367115509E-12,8.6974548367115509E-12,68298079532.336807,0,false,0,2.8213428255199989E-8,2.8213428255199989E-8,21614666.936501205,0,false,0,8.1346949975735747E-5,8.1346949975735747E-5,7491.6892240309171,0,false,0,0.25715706195444754,0.25715706195444754,2.3698593533042982,0,true,0.78065745915926565,813.20203217308472,0,7.4941532906952718E-4,7.4941532906952718E-4,false,0,2571570.6195444767,0]
[null,4,5,{"$f":"3.141625/2*SQRT($H$2/$I$2)*((1+($D$8-1)/B74)*(B74/$C$2)^2+(1+($D$8-1)/C74)*(C74/$D$2)^2)","v":241.63822220682167},null,65,7,6,393.40538185181663,1,{"$f":"ABS(SIN(G74*3.1416*$J$2/$C$2)*SIN(H74*3.1416*$K$2/$D$2))*(1/F74^$N$2)+(1-1/F74^$N$2)","v":9.6657943283518219E-2},{"$f":"$J74*$K74","v":9.6657943283518219E-2},{"$f":"10^(LOG10($I74/22.27)/LOG10(2)*70/20)*$L74","v":30562498681937.039},{"$f":"IF($I74<22.27,M74,0)","v":0},{"$f":"AND($I74>22.27,$I74<44.45)","v":false},{"$f":"IF($O74=TRUE,$L74,0)","v":0},{"$f":"10^(LOG10(44.45/$I74)/LOG10(2)*70/20)*$L74","v":9.4421904341831455E-13},{"$f":"IF($I74>44.45,Q74,0)","v":9.4421904341831455E-13},{"$f":"10^(LOG10($I74/44.548)/LOG10(2)*70/20)*$L74","v":9644550495.3702641},{"$f":"IF($I74<44.528,S74,0)","v":0},{"$f":"AND($I74>44.548,$I74<89.095)","v":false},{"$f":"IF($U74=TRUE,$L74,0)","v":0},{"$f":"10^(LOG10(89.095/$I74)/LOG10(2)*70/20)*$L74","v":3.0629255039337874E-9},{"$f":"IF($I74>89.095,W74,0)","v":3.0629255039337874E-9},{"$f":"10^(LOG10($I74/89.09)/LOG10(2)*70/20)*$L74","v":3052263.6673992607},{"$f":"IF($I74<89.09,Y74,0)","v":0},{"$f":"AND($I74>89.09,$I74<176.78)","v":false},{"$f":"IF($AA74=TRUE,$L74,0)","v":0},{"$f":"10^(LOG10(176.78/$I74)/LOG10(2)*70/20)*$L74","v":8.83124324680338E-6},{"$f":"IF($I74>176.78,AC74,0)","v":8.83124324680338E-6},{"$f":"10^(LOG10($I74/176.78)/LOG10(2)*70/20)*$L74","v":1057.9210354308377},{"$f":"IF($I74<176.78,AE74,0)","v":0},{"$f":"AND($I74>176.78,$I74<353.55)","v":false},{"$f":"IF($AG74=TRUE,$L74,0)","v":0},{"$f":"10^(LOG10(353.55/$I74)/LOG10(2)*70/20)*$L74","v":2.7917660925583787E-2},{"$f":"IF($I74>353.55,AI74,0)","v":2.7917660925583787E-2},{"$f":"10^(LOG10($I74/353.55)/LOG10(2)*70/20)*$L74","v":0.33465403941625033},{"$f":"IF($I74<353.55,AK74,0)","v":0},{"$f":"AND($I74>353.55,$I74<707.1)","v":true},{"$f":"IF($AM74=TRUE,$L74,0)","v":9.6657943283518219E-2},{"$f":"10^(LOG10(707.1/$I74)/LOG10(2)*70/20)*$L74","v":88.283395469129388},{"$f":"IF($I74>707.1,AO74,0)","v":0},{"$f":"10^(LOG10($I74/707.1)/LOG10(2)*70/20)*$L74","v":1.058268992731116E-4},{"$f":"IF($I74<707.1,AQ74,0)","v":1.058268992731116E-4},{"$f":"AND($I74>707.1,$I74<1414.2)","v":false},{"$f":"IF($AS74=TRUE,$L74,0)","v":0},{"$f":"10^(LOG10(1414.2/$I74)/LOG10(2)*70/20)*$L74","v":279176.60925583757},{"$f":"IF($I74>1414.2,AU74,0)","v":0}]
[null,4,6,322.31385859924592,null,66,11,4,395.46075689965562,{"$f":"IF(ABS(I75-I74)>0.0001,1,$M$2)","v":1},0.7683798990139028,0.7683798990139028,258130757185849.37,0,false,0,7.0647817213539319E-12,7.0647817213539319E-12,81457839818.523651,0,false,0,2.2917246019230799E-8,2.2917246019230799E-8,25779408.28058916,0,false,0,6.6076623111705553E-5,6.6076623111705553E-5,8935.1973724580985,0,false,0,0.20888392580601911,0.20888392580601911,2.8264868487625976,0,true,0.7683798990139028,660.54897214464449,0,8.9381362186016734E-4,8.9381362186016734E-4,false,0,2088839.2580601929,0]
[null,4,7,416.41168836758447,null,67,13,2,399.86800255991346,1,0.27727536192036517,0.27727536192036517,105958939764994.2,0,false,0,2.2411528179581113E-12,2.2411528179581113E-12,33437264264.107937,0,false,0,7.2700123686192174E-9,7.2700123686192174E-9,10582073.980488416,0,false,0,2.0961413378186344E-5,2.0961413378186344E-5,3667.7691976666488,0,false,0,6.6264014574054619E-2,6.6264014574054619E-2,1.1602319422127512,0,true,0.27727536192036517,209.54521296060486,0,3.6689755514731482E-4,3.6689755514731482E-4,false,0,662640.14574054838,0]
[null,4,8,523.93171151183742,null,68,3,7,400.5996220624437,1,0.18919221240333015,0.18919221240333015,73851589115448.906,0,false,0,1.4970392265129709E-12,1.4970392265129709E-12,23305207725.317219,0,false,0,4.8562032922740496E-9,4.8562032922740496E-9,7375526.6080389433,0,false,0,1.400174848357228E-5,1.400174848357228E-5,2556.373104120687,0,false,0,4.4262858082996279E-2,4.4262858082996279E-2,0.80866204272102904,0,true,0.18919221240333015,139.97144729106262,0,2.5572139123228359E-4,2.5572139123228359E-4,false,0,442628.58082996286,0]
[null,4,9,644.87392803200476,null,69,4,7,416.41168836758447,1,0.34686198539906521,0.34686198539906521,212366769343021.69,0,false,0,1.7499005359072734E-12,1.7499005359072734E-12,67016183846.183151,0,false,0,5.6764529566930859E-9,5.6764529566930859E-9,21208978.394549958,0,false,0,1.6366750276887136E-5,1.6366750276887136E-5,7351.0767183199314,0,false,0,5.1739191404248687E-2,5.1739191404248687E-2,2.3253791497232728,0,true,0.34686198539906521,163.61368913283152,0,7.353494536591241E-4,7.353494536591241E-4,false,0,517391.91404248908,0]
[null,4,10,779.23833792808625,null,70,10,5,419.30425521768518,1,0.13300912848478352,0.13300912848478352,88260315482278.109,0,false,0,6.1913297260915602E-13,6.1913297260915602E-13,27852142531.436096,0,false,0,2.0083879745377956E-9,2.0083879745377956E-9,8814519.9456145689,0,false,0,5.7907261258292445E-6,5.7907261258292445E-6,3055.1312349879386,0,false,0,1.8305862943174732E-2,1.8305862943174732E-2,0.96643508777486198,0,true,0.13300912848478352,57.888221435305709,0,3.056136088073312E-4,3.056136088073312E-4,false,0,183058.62943174728,0]
[null,4,11,927.02494120008203,null,71,8,6,424.98766438172282,1,5.9185782659708815E-2,5.9185782659708815E-2,45928647462554.023,0,false,0,2.3557958209907561E-13,2.3557958209907561E-13,14493617300.291594,0,false,0,7.6418995703060663E-10,7.6418995703060663E-10,4586874.3718129117,0,false,0,2.2033664836555751E-6,2.2033664836555751E-6,1589.8203476484678,0,false,0,6.9653656531041136E-3,6.9653656531041136E-3,0.50291069320692428,0,true,5.9185782659708815E-2,22.026420199715279,0,1.5903432501880487E-4,1.5903432501880487E-4,false,0,69653.656531041241,0]
[null,4,12,1088.2337378479924,null,72,14,1,428.11874653820092,1,0.4800910897802233,0.4800910897802233,405746758642585.75,0,false,0,1.7546025076984062E-12,1.7546025076984062E-12,128040745057.73257,0,false,0,5.691705550271016E-9,5.691705550271016E-9,40521755.189529426,0,false,0,1.6410727632476889E-5,1.6410727632476889E-5,14044.925956252357,0,false,0,5.1878214287827622E-2,5.1878214287827622E-2,4.4428563637056904,0,true,0.4800910897802233,164.05331809182542,0,1.4049545426283417E-3,1.4049545426283417E-3,false,0,518782.14287827676,0]
[null,4,13,1262.864727871817,null,73,5,7,436.1663087289167,1,3.9988275306881788E-2,3.9988275306881788E-2,41966207460179.062,0,false,0,1.1769340749997822E-13,1.1769340749997822E-13,13243197526.519268,0,false,0,3.8178232263935507E-10,3.8178232263935507E-10,4191147.1840798287,0,false,0,1.1007817703132153E-6,1.1007817703132153E-6,1452.66046835421,0,false,0,3.4798330606273121E-3,3.4798330606273121E-3,0.45952266507023359,0,true,3.9988275306881788E-2,11.0041983487371,0,1.4531382580926358E-4,1.4531382580926358E-4,false,0,34798.330606273208,0]
[null,4,14,1450.9179112715558,null,74,13,3,440.27705882459475,1,0.32841975111557414,0.32841975111557414,384381963799302,0,false,0,8.6672644420600548E-13,8.6672644420600548E-13,121298696744.41707,0,false,0,2.8115494486127388E-9,2.8115494486127388E-9,38388062.269318871,0,false,0,8.1064580412504396E-6,8.1064580412504396E-6,13305.383482399187,0,false,0,2.5626442458712581E-2,2.5626442458712581E-2,4.2089155799362619,0,true,0.32841975111557414,81.037926496777303,0,1.3309759711967073E-3,1.3309759711967073E-3,false,0,256264.42458712566,0]
[null,4,15,1652.3932880472096,null,75,12,4,442.81325565432735,1,0.71052756861142707,0.71052756861142707,889033747239005,0,false,0,1.7540021969209913E-12,1.7540021969209913E-12,280550715324.9353,0,false,0,5.6897582190842237E-9,5.6897582190842237E-9,88787419.969466925,0,false,0,1.6405112949595907E-5,1.6405112949595907E-5,30773.907336572265,0,false,0,5.1860464939463509E-2,5.1860464939463509E-2,9.7347647450938677,0,true,0.71052756861142707,163.99718972401101,0,3.0784029080405044E-3,3.0784029080405044E-3,false,0,518604.64939463459,0]
[null,4,16,1867.2908581987765,null,76,14,2,455.10560942696793,1,0.84228951353822645,0.84228951353822645,1448968892865465.2,0,false,0,1.5123427854156523E-12,1.5123427854156523E-12,457248401019.02197,0,false,0,4.9058460750485997E-9,4.9058460750485997E-9,144707903.39858007,0,false,0,1.4144882062749163E-5,1.4144882062749163E-5,50156.06503251219,0,false,0,4.4715337379382061E-2,4.4715337379382061E-2,15.865957100965215,0,true,0.84228951353822645,141.40231246171214,0,5.0172561697572103E-3,5.0172561697572103E-3,false,0,447153.37379382172,0]
[null,4,17,2095.6106217262591,null,77,6,7,459.86348314644027,1,0.32044072039080052,0.32044072039080052,622100170698692.87,0,false,0,5.098255443015346E-13,5.098255443015346E-13,196314986281.79944,0,false,0,1.6538086931024696E-9,1.6538086931024696E-9,62128877.88617634,0,false,0,4.7683780861493771E-6,4.7683780861493771E-6,21534.000330811545,0,false,0,1.5073977565082714E-2,1.5073977565082714E-2,6.8118885570340657,0,true,0.32044072039080052,47.668102503940446,0,2.1541083007465415E-3,2.1541083007465415E-3,false,0,150739.77565082756,0]
[null,4,18,2337.352578629655,null,78,9,6,460.51250096782047,1,0.13576348700534466,0.13576348700534466,267927309174961.62,0,false,0,2.1248853334999213E-13,2.1248853334999213E-13,84549319390.360641,0,false,0,6.8928555574878432E-10,6.8928555574878432E-10,26757785.736350998,0,false,0,1.9873968209502911E-6,1.9873968209502911E-6,9274.3050655767365,0,false,0,6.282634168406174E-3,6.282634168406174E-3,2.9337573873931735,0,true,0.13576348700534466,19.867433677761404,0,9.2773554465073787E-4,9.2773554465073787E-4,false,0,62826.341684061976,0]
[null,4,19,2592.5167289089659,null,79,11,5,462.71419991616551,1,0.50385415117044319,0.50385415117044319,1051047943361188.5,0,false,0,7.4605984981293295E-13,7.4605984981293295E-13,331677231900.97418,0,false,0,2.4201224889304156E-9,2.4201224889304156E-9,104967708.41947223,0,false,0,6.9778681719011393E-6,6.9778681719011393E-6,36382.029496341151,0,false,0,2.2058701381266112E-2,2.2058701381266112E-2,11.508791984794364,0,true,0.50385415117044319,69.755738590303196,0,3.6393995789040122E-3,3.6393995789040122E-3,false,0,220587.01381266175,0]
[null,4,20,2861.1030725641908,null,80,15,1,487.29890746144667,1,0.159165957360106,0.159165957360106,606132432253615.37,0,false,0,1.290979549146353E-13,1.290979549146353E-13,191276076952.6524,0,false,0,4.1877721209923907E-10,4.1877721209923907E-10,60534186.679358587,0,false,0,1.2074480497539694E-6,1.2074480497539694E-6,20981.276989532653,0,false,0,3.8170305466889167E-3,3.8170305466889167E-3,6.6370446011585864,0,true,0.159165957360106,12.070510425974671,0,2.0988177871784923E-3,2.0988177871784923E-3,false,0,38170.305466889156,0]
[null,5,1,72.912230757600085,null,81,7,7,487.50321162015524,1,0.25171156489390384,0.25171156489390384,963245701414420.75,0,false,0,2.0316821875275047E-13,2.0316821875275047E-13,303969642777.61169,0,false,0,6.5905165029689769E-10,6.5905165029689769E-10,96198936.081864238,0,false,0,1.900224288349179E-6,1.900224288349179E-6,33342.754478936207,0,false,0,6.0070610538208568E-3,6.0070610538208568E-3,10.547372722479317,0,true,0.25171156489390384,18.995994973765239,0,3.3353721133765647E-3,3.3353721133765647E-3,false,0,60070.610538208712,0]
[null,5,2,99.899093646367035,null,82,1,8,488.32317476498889,1,0.71804386572569234,0.71804386572569234,2802016696534275.5,0,false,0,5.6835246401665454E-13,5.6835246401665454E-13,884227163486.69727,0,false,0,1.8436625160174735E-9,1.8436625160174735E-9,279836208.65830189,0,false,0,5.3157780439167675E-6,5.3157780439167675E-6,96991.82111192921,0,false,0,1.6804439062353793E-2,1.6804439062353793E-2,30.681594975778825,0,true,0.71804386572569234,53.140302238542311,0,9.7023722370239707E-3,9.7023722370239707E-3,false,0,168044.39062353797,0]
[null,5,3,140.3081499110483,null,83,13,4,494.10830846519031,1,0.29891636146720246,0.29891636146720246,1337636677314953,0,false,0,2.0632303578315706E-13,2.0632303578315706E-13,422115502174.17041,0,false,0,6.6928547221569173E-10,6.6928547221569173E-10,133589202.66431251,0,false,0,1.9297311668525134E-6,1.9297311668525134E-6,46302.299868290604,0,false,0,6.1003393166890523E-3,6.1003393166890523E-3,14.646888724426935,0,true,0.29891636146720246,19.290966740612642,0,4.6317529004227375E-3,4.6317529004227375E-3,false,0,61003.393166890652,0]
[null,5,4,194.13939955164392,null,84,14,3,495.51466569164916,1,0.99765269617763674,0.99765269617763674,4614444319256216,0,false,0,6.6623257670643357E-13,6.6623257670643357E-13,1456171555483.5566,0,false,0,2.1611730508612522E-9,2.1611730508612522E-9,460842579.90419787,0,false,0,6.2312468540549094E-6,6.2312468540549094E-6,159729.01178563052,0,false,0,1.9698453768452539E-2,1.9698453768452539E-2,50.527361887891828,0,true,0.99765269617763674,62.291980291837135,0,1.5978154772532342E-2,1.5978154772532342E-2,false,0,196984.53768452577,0]
[null,5,5,261.39284256815387,null,85,2,8,496.25013295774704,1,0.47442974517663572,0.47442974517663572,2232548999506132,0,false,0,3.1140769063952369E-13,3.1140769063952369E-13,704521308391.93604,0,false,0,1.0101666180422001E-9,1.0101666180422001E-9,222963713.39914277,0,false,0,2.9125837740010064E-6,2.9125837740010064E-6,77279.69410444492,0,false,0,9.2073702362744578E-3,9.2073702362744578E-3,24.446022841744888,0,true,0.47442974517663572,29.116261207069954,0,7.7305111912415719E-3,7.7305111912415719E-3,false,0,92073.702362744632,0]
[null,5,6,342.06847896057815,null,86,10,6,499.97989161010952,1,3.0516587374663201E-2,3.0516587374663201E-2,156665763753047.69,0,false,0,1.8360493238735389E-14,1.8360493238735389E-14,49438721785.69632,0,false,0,5.9559085783882755E-11,5.9559085783882755E-11,15646142.797591045,0,false,0,1.7172496472381269E-7,1.7172496472381269E-7,5422.9861481888402,0,false,0,5.4286346821582102E-4,5.4286346821582102E-4,1.7154628364589435,0,true,3.0516587374663201E-2,1.7166850180604183,0,5.4247698045831931E-4,5.4247698045831931E-4,false,0,5428.6346821582129,0]
[null,5,7,436.1663087289167,null,87,3,8,508.11964520669659,1,0.40457613227338218,0.40457613227338218,2506005323092010,0,false,0,2.0174605008997517E-13,2.0174605008997517E-13,790815408509.51257,0,false,0,6.5443831751307655E-10,6.5443831751307655E-10,250273679.43916088,0,false,0,1.8869228012773966E-6,1.8869228012773966E-6,86745.386029826434,0,false,0,5.9650118886582521E-3,5.9650118886582521E-3,27.440321974296555,0,true,0.40457613227338218,18.863023838142773,0,8.6773917167145449E-3,8.6773917167145449E-3,false,0,59650.118886582568,0]
[null,5,8,543.68633187316959,null,88,12,5,510.06669867083724,1,0.46591831127460542,0.46591831127460542,3017194816274394.5,0,false,0,2.222300166189414E-13,2.222300166189414E-13,952130519914.78015,0,false,0,7.2088567836714409E-10,7.2088567836714409E-10,301325955.41419184,0,false,0,2.0785085274260557E-6,2.0785085274260557E-6,104440.21273744928,0,false,0,6.570659948769827E-3,6.570659948769827E-3,33.037757922873858,0,true,0.46591831127460542,20.778251168557929,0,1.044745638215548E-2,1.044745638215548E-2,false,0,65706.599487698331,0]
[null,5,9,664.62854839333704,null,89,15,2,514.28577035021374,1,0.27924662558945151,0.27924662558945151,1990107978304113.2,0,false,0,1.2102796753596705E-13,1.2102796753596705E-13,628014649186.29138,0,false,0,3.9259920782062793E-10,3.9259920782062793E-10,198751232.33850822,0,false,0,1.1319697780156131E-6,1.1319697780156131E-6,68887.597016763961,0,false,0,3.5784257728476696E-3,3.5784257728476696E-3,21.791335870309453,0,true,0.27924662558945151,11.315975880046961,0,6.8910254607905405E-3,6.8910254607905405E-3,false,0,35784.257728476747,0]
[null,5,10,798.99295828941843,null,90,8,7,519.08549415006144,1,0.15412852236103908,0.15412852236103908,1223709963408327,0,false,0,5.9961715134280652E-14,5.9961715134280652E-14,386163862340.03979,0,false,0,1.9450811527748008E-10,1.9450811527748008E-10,122211390.48925914,0,false,0,5.6081954239061977E-7,5.6081954239061977E-7,42358.726131285926,0,false,0,1.7728839968901931E-3,1.7728839968901931E-3,13.399411042610167,0,true,0.15412852236103908,5.606351457435891,0,4.2372658199459588E-3,4.2372658199459588E-3,false,0,17728.839968901942,0]
[null,5,11,946.77956156141431,null,91,4,8,523.93171151183742,1,0.7417434296198866,0.7417434296198866,6561034706924715,0,false,0,2.5901301912444337E-13,2.5901301912444337E-13,2070453440058.8965,0,false,0,8.4020502197780558E-10,8.4020502197780558E-10,655247729.08464324,0,false,0,2.4225384903230729E-6,2.4225384903230729E-6,227110.24719813574,0,false,0,7.6582205089295238E-3,7.6582205089295238E-3,71.842187717467027,0,true,0.7417434296198866,24.217419632031167,0,2.2718494527656893E-2,2.2718494527656893E-2,false,0,76582.205089295341,0]
[null,5,12,1107.9883582093246,null,92,11,6,543.38983630858979,1,0.11560040580251317,0.11560040580251317,1562459510450807.2,0,false,0,2.6417788484315157E-14,2.6417788484315157E-14,493062422753.42407,0,false,0,8.5695918410204483E-11,8.5695918410204483E-11,156042162.82060736,0,false,0,2.470845274450053E-7,2.470845274450053E-7,54084.543293307128,0,false,0,7.810929746119937E-4,7.810929746119937E-4,17.108659603991399,0,true,0.11560040580251317,2.4700328641299767,0,5.410233206112721E-3,5.410233206112721E-3,false,0,7810.9297461199412,0]
[null,5,13,1282.6193482331494,null,93,5,8,543.68633187316959,1,8.5512514254295277E-2,8.5512514254295277E-2,1163144076191429,0,false,0,1.9418351210815738E-14,1.9418351210815738E-14,367051198691.71521,0,false,0,6.2990641400992121E-11,6.2990641400992121E-11,116162701.24562839,0,false,0,1.8161906836123675E-7,1.8161906836123675E-7,40262.237660788203,0,false,0,5.7414108369902906E-4,5.7414108369902906E-4,12.736225122541981,0,true,8.5512514254295277E-2,1.8155935227663063,0,4.0275480179889737E-3,4.0275480179889737E-3,false,0,5741.4108369903106,0]
[null,5,14,1470.6725316328882,null,94,14,4,549.34591533224477,1,0.90802916979380721,0.90802916979380721,1.393139989766943E+16,0,false,0,1.8280638258655013E-13,1.8280638258655013E-13,4396305785811.8721,0,false,0,5.9300046467942835E-10,5.9300046467942835E-10,1391322947.3216286,0,false,0,1.7097808426373917E-6,1.7097808426373917E-6,482235.47289522027,0,false,0,5.4050240139277544E-3,5.4050240139277544E-3,152.54640332250167,0,true,0.90802916979380721,17.092186691917384,0,4.8239408336578207E-2,4.8239408336578207E-2,false,0,54050.24013927763,0]
[null,5,15,1672.1479084085418,null,95,16,1,550.42162244088377,1,0.37492611561136369,0.37492611561136369,5884622108357840,0,false,0,7.37835112805091E-14,7.37835112805091E-14,1856999182588.8213,0,false,0,2.3934424966976363E-10,2.3934424966976363E-10,587694692.26448822,0,false,0,6.900942533021578E-7,6.900942533021578E-7,203696.2219215543,0,false,0,2.1815521135551451E-3,2.1815521135551451E-3,64.435587531460641,0,true,0.37492611561136369,6.8986735131885517,0,2.037632189705622E-2,2.037632189705622E-2,false,0,21815.521135551524,0]
[null,5,16,1887.0454785601089,null,96,9,7,554.61033073615909,1,0.3535481783357538,0.3535481783357538,6060412657983478,0,false,0,6.370617413831277E-14,6.370617413831277E-14,1912473077250.2864,0,false,0,2.0665466015160567E-10,2.0665466015160567E-10,605250819.24475777,0,false,0,5.9584131887648104E-7,5.9584131887648104E-7,209781.21262255387,0,false,0,1.8835961643189182E-3,1.8835961643189182E-3,66.360463443461384,0,true,0.3535481783357538,5.9564540712045666,0,2.0985021106567841E-2,2.0985021106567841E-2,false,0,18835.961643189243,0]
[null,5,17,2115.3652420875915,null,97,15,3,554.69482661489496,1,0.33075462111304055,0.33075462111304055,5679743783384455,0,false,0,5.9493512384952642E-14,5.9493512384952642E-14,1792346113113.8279,0,false,0,1.9298932559416928E-10,1.9298932559416928E-10,567233581.6052562,0,false,0,5.5644046065427758E-7,5.5644046065427758E-7,196604.35774026456,0,false,0,1.7590406777035282E-3,1.7590406777035282E-3,62.192205543793193,0,true,0.33075462111304055,5.5625750384293173,0,1.9666902222773713E-2,1.9666902222773713E-2,false,0,17590.406777035307,0]
[null,5,18,2357.1071989909874,null,98,13,5,561.36175148170025,1,0.19601013739596743,0.19601013739596743,3867489138089868,0,false,0,3.0684176824309923E-14,3.0684176824309923E-14,1220456307279.8894,0,false,0,9.9535535125567E-11,9.9535535125567E-11,386244485.54102236,0,false,0,2.8698788830014953E-7,2.8698788830014953E-7,133873.15468102286,0,false,0,9.0723699159945095E-4,9.0723699159945095E-4,42.34833270439276,0,true,0.19601013739596743,2.8689352710133171,0,1.3391718645647926E-2,1.3391718645647926E-2,false,0,9072.3699159945227,0]
[null,5,19,2612.2713492702983,null,99,6,8,567.38350629069316,1,0.68524314839253087,0.68524314839253087,1.530637410948248E+16,0,false,0,9.4755317897019663E-14,9.4755317897019663E-14,4830203823850.9131,0,false,0,3.0737410121430497E-10,3.0737410121430497E-10,1528641033.5816457,0,false,0,8.8624272843227932E-7,8.8624272843227932E-7,529830.2116955407,0,false,0,2.8016241087111108E-3,2.8016241087111108E-3,167.60213154894953,0,true,0.68524314839253087,8.8595133311663119,0,5.3000447639384482E-2,5.3000447639384482E-2,false,0,28016.241087111204,0]
[null,5,20,2880.8576929255228,null,100,16,2,577.40848532965072,1,0.65778420440095653,0.65778420440095653,1.8011480003549118E+16,0,false,0,7.420001512411856E-14,7.420001512411856E-14,5683849026822.0752,0,false,0,2.4069533473203759E-10,2.4069533473203759E-10,1798798801.8601542,0,false,0,6.9398979722470851E-7,6.9398979722470851E-7,623467.46492484957,0,false,0,2.1938668546749576E-3,2.1938668546749576E-3,197.22257011057562,0,true,0.65778420440095653,6.9376161439224937,0,6.2367252754166443E-2,6.2367252754166443E-2,false,0,21938.668546749588,0]
[null,6,1,96.609405175123641,null,101,12,6,590.74233506326163,1,0.1068966996283538,0.1068966996283538,3816881647966390.5,0,false,0,9.247118289077935E-15,9.247118289077935E-15,1204486196359.9937,0,false,0,2.9996466013830888E-11,2.9996466013830888E-11,381190337.15447402,0,false,0,8.6487930435260821E-8,8.6487930435260821E-8,132121.37617268949,0,false,0,2.7340892426681488E-4,2.7340892426681488E-4,41.794189498669049,0,true,0.1068966996283538,0.86459493329961712,0,1.3216483177648492E-2,1.3216483177648492E-2,false,0,2734.0892426681503,0]
[null,6,2,123.59626806389061,null,102,10,7,594.07772137844802,1,7.946970215129566E-2,7.946970215129566E-2,3029530768735501,0,false,0,6.4389390803545147E-15,6.4389390803545147E-15,956023353339.75635,0,false,0,2.0887092740785039E-11,2.0887092740785039E-11,302557941.70862782,0,false,0,6.0223141723659096E-8,6.0223141723659096E-8,104867.22178983537,0,false,0,1.9037967854900357E-4,1.9037967854900357E-4,33.172834454545281,0,true,7.946970215129566E-2,0.60203340442555187,0,1.0490171332007234E-2,1.0490171332007234E-2,false,0,1903.7967854900401,0]
[null,6,3,164.0053243285719,null,103,7,8,595.02323476440813,1,0.5382699957869066,0.5382699957869066,2.0902780825896424E+16,0,false,0,4.2813702856930456E-14,4.2813702856930456E-14,6596251414749.7549,0,false,0,1.3888216226140945E-10,1.3888216226140945E-10,2087551777.9637721,0,false,0,4.0043486398781237E-7,4.0043486398781237E-7,723549.85647117579,0,false,0,1.2658698716786541E-3,1.2658698716786541E-3,228.88181071899814,0,true,0.5382699957869066,4.0030320158896258,0,7.2378783685557488E-2,7.2378783685557488E-2,false,0,12658.698716786583,0]
[null,6,4,217.83657396916749,null,104,15,4,608.52607625549058,1,0.3010414798310368,0.3010414798310368,1.5175255768180062E+16,0,false,0,1.8446041189867491E-14,1.8446041189867491E-14,4788827054342.6104,0,false,0,5.9836592367929789E-11,5.9836592367929789E-11,1515546300.9339063,0,false,0,1.7252509131623724E-7,1.7252509131623724E-7,525291.5496954805,0,false,0,5.4539285873090346E-4,5.4539285873090346E-4,166.16640854033503,0,true,0.3010414798310368,1.7246836531801051,0,5.2546432159751334E-2,5.2546432159751334E-2,false,0,5453.9285873090475,0]
[null,6,5,285.09001698567744,null,105,1,9,609.26539128515628,1,0.92398329710319338,0.92398329710319338,4.7239443257993616E+16,0,false,0,5.58225901476869E-14,5.58225901476869E-14,14907262675618.99,0,false,0,1.8108132456215042E-10,1.8108132456215042E-10,4717782987.0880117,0,false,0,5.2210647063007119E-7,5.2210647063007119E-7,1635193.5502645655,0,false,0,1.6505027669099224E-3,1.6505027669099224E-3,517.26367894800512,0,true,0.92398329710319338,5.219348027845351,0,0.16357313763537834,0.16357313763537834,false,0,16505.027669099291,0]
[null,6,6,365.76565337810172,null,106,14,5,616.59935834875478,1,0.59542716717552091,0.59542716717552091,3.4985524014801864E+16,0,false,0,3.1300798887915845E-14,3.1300798887915845E-14,11040316319658.865,0,false,0,1.0153577803326041E-10,1.0153577803326041E-10,3493989315.0298839,0,false,0,2.9275512999370146E-7,2.9275512999370146E-7,1211024.078103408,0,false,0,9.2546861466506801E-4,9.2546861466506801E-4,383.08539673057771,0,true,0.59542716717552091,2.9265887253423228,0,0.12114223920178463,0.12114223920178463,false,0,9254.6861466506689,0]
[null,6,7,459.86348314644027,null,107,2,9,617.19234947791449,1,0.61049913677502299,0.61049913677502299,3.6274259768507552E+16,0,false,0,3.173642934930153E-14,3.173642934930153E-14,11447000248913.334,0,false,0,1.0294890739108272E-10,1.0294890739108272E-10,3622694803.3752799,0,false,0,2.9682956441337696E-7,2.9682956441337696E-7,1255633.6722712643,0,false,0,9.383488712057514E-4,9.383488712057514E-4,397.19682885548531,0,true,0.61049913677502299,2.9673196728581646,0,0.12560466585794228,0.12560466585794228,false,0,9383.488712057544,0]
[null,6,8,567.38350629069316,null,108,17,1,617.48689147651214,1,0.40688912579048425,0.40688912579048425,2.4310771876821024E+16,0,false,0,2.1034874824335942E-14,2.1034874824335942E-14,7671704770853.7178,0,false,0,6.8234436723778391E-11,6.8234436723778391E-11,2427906386.1328592,0,false,0,1.9673834957538879E-7,1.9673834957538879E-7,841517.48270666227,0,false,0,6.2193672861324148E-4,6.2193672861324148E-4,266.19871937085583,0,true,0.40688912579048425,1.9667366229318577,0,8.4179426343188896E-2,8.4179426343188896E-2,false,0,6219.3672861324185,0]
[null,6,9,688.32572281086061,null,109,16,3,617.81754159433206,1,0.7791147514908402,0.7791147514908402,4.684111495752412E+16,0,false,0,4.0027838940433509E-14,4.0027838940433509E-14,14781562959519.312,0,false,0,1.298451769349584E-10,1.298451769349584E-10,4678002110.1422567,0,false,0,3.7437878931894332E-7,3.7437878931894332E-7,1621405.4142728085,0,false,0,1.1835004207046385E-3,1.1835004207046385E-3,512.90205340968282,0,true,0.7791147514908402,3.7425569411941635,0,0.1621938705351928,0.1621938705351928,false,0,11835.004207046424,0]
[null,6,10,822.69013270694199,null,110,8,8,626.60551729431427,1,0.32959454650757647,0.32959454650757647,2.3351998311701832E+16,0,false,0,1.436886608008696E-14,1.436886608008696E-14,7369146391754.9023,0,false,0,4.6610759109429985E-11,4.6610759109429985E-11,2332154080.3894491,0,false,0,1.3439143429537136E-7,1.3439143429537136E-7,808329.53124659415,0,false,0,4.2484329659010344E-4,4.2484329659010344E-4,255.70031576218034,0,true,0.32959454650757647,1.3434724658791743,0,8.0859539623274301E-2,8.0859539623274301E-2,false,0,4248.4329659010446,0]
[null,6,11,970.47673597893788,null,111,3,9,629.06186172686398,1,0.52061107471395751,0.52061107471395751,3.8602277181289736E+16,0,false,0,2.1687045630857063E-14,2.1687045630857063E-14,12181648345763.721,0,false,0,7.0349995195235109E-11,7.0349995195235109E-11,3855192906.3627768,0,false,0,2.0283807725086635E-7,2.0283807725086635E-7,1336218.0059496902,0,false,0,6.4121941896876078E-4,6.4121941896876078E-4,422.6882142008651,0,true,0.52061107471395751,2.02771384387106,0,0.13366574969838618,0.13366574969838618,false,0,6412.1941896876124,0]
[null,6,12,1131.6855326268483,null,112,11,7,637.48766607692846,1,0.30104053591923052,0.30104053591923052,2.6056066864386552E+16,0,false,0,1.0743050324274241E-14,1.0743050324274241E-14,8222464242848.0889,0,false,0,3.48490777194438E-11,3.48490777194438E-11,2602208249.8279552,0,false,0,1.0047932340238128E-7,1.0047932340238128E-7,901930.87689909502,0,false,0,3.1763904609864897E-4,3.1763904609864897E-4,285.30939561628111,0,true,0.30104053591923052,1.0044628594749523,0,9.0222752799350672E-2,9.0222752799350672E-2,false,0,3176.3904609864921,0]
[null,6,13,1306.3165226506728,null,113,13,6,642.03738787412453,1,4.4971052380424245E-2,4.4971052380424245E-2,4227917683994865,0,false,0,1.477495243940526E-15,1.477495243940526E-15,1334196068780.7351,0,false,0,4.7928051188450881E-12,4.7928051188450881E-12,422240330.21354938,0,false,0,1.3818954390070808E-8,1.3818954390070808E-8,146349.39049049851,0,false,0,4.3685002465281085E-5,4.3685002465281085E-5,46.294962528848814,0,true,4.4971052380424245E-2,0.13814410738035912,0,1.4639752578331078E-2,1.4639752578331078E-2,false,0,436.8500246528115,0]
[null,6,14,1494.3697060504117,null,114,17,2,644.47375436527909,1,0.71386128824626027,0.71386128824626027,7.0134601794269744E+16,0,false,0,2.2443048112785694E-14,2.2443048112785694E-14,22132244994656.879,0,false,0,7.2802370307850614E-11,7.2802370307850614E-11,7004312674.5615253,0,false,0,2.0990893846642501E-7,2.0990893846642501E-7,2427709.5705389441,0,false,0,6.6357209348480591E-4,6.6357209348480591E-4,767.9616787083562,0,true,0.71386128824626027,2.0983992071381663,0,0.24285080604448389,0.24285080604448389,false,0,6635.7209348480765,0]
[null,6,15,1695.8450828260654,null,115,4,9,644.87392803200476,1,0.95448004282044019,0.95448004282044019,9.445386463886416E+16,0,false,0,2.9792056680510943E-14,2.9792056680510943E-14,29806629244315.988,0,false,0,9.6641611771592946E-11,9.6641611771592946E-11,9433067050.0132256,0,false,0,2.7864392399421975E-7,2.7864392399421975E-7,3269520.9681349741,0,false,0,8.8085973533346817E-4,8.8085973533346817E-4,1034.2533726980025,0,true,0.95448004282044019,2.785523062786861,0,0.3270596335436689,0.3270596335436689,false,0,8808.5973533347096,0]
[null,6,16,1910.7426529776324,null,116,9,8,662.13035388041192,1,0.75604144983750676,0.75604144983750676,1.0170491152423722E+17,0,false,0,1.7359443531168475E-14,1.7359443531168475E-14,32094828535809.32,0,false,0,5.6311808892588162E-11,5.6311808892588162E-11,10157226000.142262,0,false,0,1.6236218653024865E-7,1.6236218653024865E-7,3520515.9901311649,0,false,0,5.1326549886716877E-4,5.1326549886716877E-4,1113.6510736333885,0,true,0.75604144983750676,1.623088020802828,0,0.35216739113733947,0.35216739113733947,false,0,5132.6549886717003,0]
[null,6,17,2139.0624165051149,null,117,5,9,664.62854839333704,1,0.110038033378941,0.110038033378941,1.5465167274485514E+16,0,false,0,2.4183409587246075E-15,2.4183409587246075E-15,4880313885666.5771,0,false,0,7.8447879772360754E-12,7.8447879772360754E-12,1544499639.0318785,0,false,0,2.2618647028010876E-8,2.2618647028010876E-8,535326.8378479915,0,false,0,7.1502924410109069E-5,7.1502924410109069E-5,169.34088905870058,0,true,0.110038033378941,0.2261121004987964,0,5.3550291042338029E-2,5.3550291042338029E-2,false,0,715.02924410109176,0]
[null,6,18,2380.8043734085104,null,118,16,4,671.64879123492767,1,0.70912344915306047,0.70912344915306047,1.1261321453841571E+17,0,false,0,1.3792431993060356E-14,1.3792431993060356E-14,35537141297403.336,0,false,0,4.4740880844638159E-11,4.4740880844638159E-11,11246633555.121864,0,false,0,1.2900006915211835E-7,1.2900006915211835E-7,3898106.9502044963,0,false,0,4.0779990872398151E-4,4.0779990872398151E-4,1233.0950924245774,0,true,0.70912344915306047,1.2895765411765514,0,0.38993890636375073,0.38993890636375073,false,0,4077.9990872398216,0]
[null,6,19,2635.9685236878217,null,119,15,5,675.77951927200047,1,0.19740365342979471,0.19740365342979471,3.366528237569412E+16,0,false,0,3.5753175757011281E-15,3.5753175757011281E-15,10623690137127.953,0,false,0,1.1597871768856317E-11,1.1597871768856317E-11,3362137347.3889956,0,false,0,3.3439803418156602E-8,3.3439803418156602E-8,1165323.9075643662,0,false,0,1.0571117419783331E-4,1.0571117419783331E-4,368.62898064591934,0,true,0.19740365342979471,0.33428808459597603,0,0.11657071903872328,0.11657071903872328,false,0,1057.1117419783347,0]
[null,6,20,2904.5548673430462,null,120,12,7,684.84016483160008,1,0.27837479912563623,0.27837479912563623,5.5425344555938808E+16,0,false,0,4.3185499277965781E-15,4.3185499277965781E-15,17490472224019.086,0,false,0,1.4008822217748329E-11,1.4008822217748329E-11,5535305447.4292192,0,false,0,4.0391226116099967E-8,4.0391226116099967E-8,1918548.5621430445,0,false,0,1.2768627514433246E-4,1.2768627514433246E-4,606.89787293617314,0,true,0.27837479912563623,0.40377945539903559,0,0.19191795855897692,0.19191795855897692,false,0,1276.8627514433267,0]
[null,7,1,124.24913364883859,null,121,17,3,684.88281062996043,1,0.84553544531740243,0.84553544531740243,1.6847083463206634E+17,0,false,0,1.3107667681316873E-14,1.3107667681316873E-14,53164025903628.937,0,false,0,4.2519593221556685E-11,4.2519593221556685E-11,16825110175.556252,0,false,0,1.2259549571559478E-7,1.2259549571559478E-7,5831618.7321159076,0,false,0,3.875535283925829E-4,3.875535283925829E-4,1844.7263072364292,0,true,0.84553544531740243,1.2255518649552992,0,0.5833536790498659,0.5833536790498659,false,0,3875.5352839258344,0]
[null,7,2,151.23599653760553,null,122,6,9,688.32572281086061,1,0.88177513072854685,0.88177513072854685,1.8623903422962909E+17,0,false,0,1.2895301311944483E-14,1.2895301311944483E-14,58771103388159.727,0,false,0,4.1830703950086718E-11,4.1830703950086718E-11,18599612667.356358,0,false,0,1.2060924148947934E-7,1.2060924148947934E-7,6446665.0446447665,0,false,0,3.8127450623828265E-4,3.8127450623828265E-4,2039.2849992582987,0,true,0.88177513072854685,1.2056958534690527,0,0.64487853958710084,0.64487853958710084,false,0,3812.7450623828327,0]
[null,7,3,191.64505280228681,null,123,18,1,688.49471456833214,1,0.10608417784363931,0.10608417784363931,2.2469997316687868E+16,0,false,0,1.5469800839381764E-15,1.5469800839381764E-15,7090814988884.0508,0,false,0,5.0182050300723509E-12,5.0182050300723509E-12,2244069018.3757477,0,false,0,1.4468843341434092E-8,1.4468843341434092E-8,777799.06266131822,0,false,0,4.5739456054249144E-5,4.5739456054249144E-5,246.04255842949459,0,true,0.10608417784363931,0.14464086006860541,0,7.7805488597226316E-2,7.7805488597226316E-2,false,0,457.39456054249081,0]
[null,7,4,245.47630244288246,null,124,14,6,697.27499474117894,1,0.1366102114896475,0.1366102114896475,3.3529196925044584E+16,0,false,0,1.7192130103262311E-15,1.7192130103262311E-15,10580745906221.482,0,false,0,5.5769065586300565E-12,5.5769065586300565E-12,3348546551.6559229,0,false,0,1.6079731067798121E-8,1.6079731067798121E-8,1160613.3090509297,0,false,0,5.0831855400184084E-5,5.0831855400184084E-5,367.13886865476553,0,true,0.1366102114896475,0.16074444075691183,0,0.11609950425264573,0.11609950425264573,false,0,508.31855400184207,0]
[null,7,5,312.72974545939235,null,125,10,8,701.59774452270096,1,0.16994116364973039,0.16994116364973039,4.4817316693081792E+16,0,false,0,1.990388426834219E-15,1.990388426834219E-15,14142916729805.369,0,false,0,6.4565648381912266E-12,6.4565648381912266E-12,4475886243.3413277,0,false,0,1.8616023978249799E-8,1.8616023978249799E-8,1551351.6278431236,0,false,0,5.8849680694214067E-5,5.8849680694214067E-5,490.74181477188279,0,true,0.16994116364973039,0.18609903056735555,0,0.15518618777636112,0.15518618777636112,false,0,588.49680694214101,0]
[null,7,6,393.40538185181663,null,126,18,2,715.48157745709909,1,0.18611799396428302,0.18611799396428302,6.1642807818228752E+16,0,false,0,1.7357246316771627E-15,1.7357246316771627E-15,19452505466468.215,0,false,0,5.6304681410823594E-12,5.6304681410823594E-12,6156240843.3330307,0,false,0,1.6234163607118022E-8,1.6234163607118022E-8,2133766.0821713475,0,false,0,5.132005339769372E-5,5.132005339769372E-5,674.97801315315155,0,false,0,0.16228825837817523,0.16228825837817523,0.21344678920990479,0,true,0.18611799396428302,513.20053397693846,0]
[null,7,7,487.50321162015524,null,127,7,9,715.96545128457547,1,0.6926491669645527,0.6926491669645527,2.3121771129671626E+17,0,false,0,6.4090262108830641E-15,6.4090262108830641E-15,72964940309120.953,0,false,0,2.0790059227810987E-11,2.0790059227810987E-11,23091613902.212749,0,false,0,5.9943367842425251E-8,5.9943367842425251E-8,8003602.1625921056,0,false,0,1.8949524675001021E-4,1.8949524675001021E-4,2531.7936820315676,0,false,0,0.59923658550565218,0.59923658550565218,0.80062346008438756,0,true,0.6926491669645527,1894.9524675001048,0]
[null,7,8,595.02323476440813,null,128,13,7,736.13521764246309,1,0.11711126457966448,0.11711126457966448,5.39994486866498E+16,0,false,0,7.8450285513016649E-16,7.8450285513016649E-16,17040504933857.109,0,false,0,2.5448266688077496E-12,2.5448266688077496E-12,5392901837.023675,0,false,0,7.3374240752279591E-9,7.3374240752279591E-9,1869191.1699300378,0,false,0,2.3195343132868267E-5,2.3195343132868267E-5,591.28456142619757,0,false,0,7.3350115409009306E-2,7.3350115409009306E-2,0.18698059594005234,0,true,0.11711126457966448,231.95343132868263,0]
[null,7,9,{"$f":"3.141625/2*SQRT($H$2/$I$2)*((1+($D$8-1)/B138)*(B138/$C$2)^2+(1+($D$8-1)/C138)*(C138/$D$2)^2)","v":715.96545128457547},null,129,17,4,738.71406027055605,1,{"$f":"ABS(SIN(G138*3.1416*$J$2/$C$2)*SIN(H138*3.1416*$K$2/$D$2))*(1/F138^$N$2)+(1-1/F138^$N$2)","v":0.76957728013406068},{"$f":"$J138*$K138","v":0.76957728013406068},{"$f":"10^(LOG10($I138/22.27)/LOG10(2)*70/20)*$L138","v":3.69573861063272E+17},{"$f":"IF($I138<22.27,M138,0)","v":0},{"$f":"AND($I138>22.27,$I138<44.45)","v":false},{"$f":"IF($O138=TRUE,$L138,0)","v":0},{"$f":"10^(LOG10(44.45/$I138)/LOG10(2)*70/20)*$L138","v":4.9498238231711938E-15},{"$f":"IF($I138>44.45,Q138,0)","v":4.9498238231711938E-15},{"$f":"10^(LOG10($I138/44.548)/LOG10(2)*70/20)*$L138","v":116625731485111.27},{"$f":"IF($I138<44.528,S138,0)","v":0},{"$f":"AND($I138>44.548,$I138<89.095)","v":false},{"$f":"IF($U138=TRUE,$L138,0)","v":0},{"$f":"10^(LOG10(89.095/$I138)/LOG10(2)*70/20)*$L138","v":1.6056593788961942E-11},{"$f":"IF($I138>89.095,W138,0)","v":1.6056593788961942E-11},{"$f":"10^(LOG10($I138/89.09)/LOG10(2)*70/20)*$L138","v":36909183384.622169},{"$f":"IF($I138<89.09,Y138,0)","v":0},{"$f":"AND($I138>89.09,$I138<176.78)","v":false},{"$f":"IF($AA138=TRUE,$L138,0)","v":0},{"$f":"10^(LOG10(176.78/$I138)/LOG10(2)*70/20)*$L138","v":4.6295505810806881E-8},{"$f":"IF($I138>176.78,AC138,0)","v":4.6295505810806881E-8},{"$f":"10^(LOG10($I138/176.78)/LOG10(2)*70/20)*$L138","v":12792800.936636234},{"$f":"IF($I138<176.78,AE138,0)","v":0},{"$f":"AND($I138>176.78,$I138<353.55)","v":false},{"$f":"IF($AG138=TRUE,$L138,0)","v":0},{"$f":"10^(LOG10(353.55/$I138)/LOG10(2)*70/20)*$L138","v":1.4635110793401876E-4},{"$f":"IF($I138>353.55,AI138,0)","v":1.4635110793401876E-4},{"$f":"10^(LOG10($I138/353.55)/LOG10(2)*70/20)*$L138","v":4046.7694331740104},{"$f":"IF($I138<353.55,AK138,0)","v":0},{"$f":"AND($I138>353.55,$I138<707.1)","v":false},{"$f":"IF($AM138=TRUE,$L138,0)","v":0},{"$f":"10^(LOG10(707.1/$I138)/LOG10(2)*70/20)*$L138","v":0.46280283916063958},{"$f":"IF($I138>707.1,AO138,0)","v":0.46280283916063958},{"$f":"10^(LOG10($I138/707.1)/LOG10(2)*70/20)*$L138","v":1.2797008574378419},{"$f":"IF($I138<707.1,AQ138,0)","v":0},{"$f":"AND($I138>707.1,$I138<1414.2)","v":true},{"$f":"IF($AS138=TRUE,$L138,0)","v":0.76957728013406068},{"$f":"10^(LOG10(1414.2/$I138)/LOG10(2)*70/20)*$L138","v":1463.5110793401898},{"$f":"IF($I138>1414.2,AU138,0)","v":0}]
[null,7,10,850.32986118065696,null,130,16,5,738.90223425143745,{"$f":"IF(ABS(I139-I138)>0.0001,1,$M$2)","v":1},0.46499757998173169,0.46499757998173169,2.2396790597132992E+17,0,false,0,2.9819620293360068E-15,2.9819620293360068E-15,70677132814387.281,0,false,0,9.6731024597318751E-12,9.6731024597318751E-12,22367578946.148121,0,false,0,2.789017253714809E-8,2.789017253714809E-8,7752650.1172006307,0,false,0,8.8167470681998082E-5,8.8167470681998082E-5,2452.4095759618453,0,false,0,0.27881002289123319,0.27881002289123319,0.77552000156471379,0,true,0.46499757998173169,881.67470681998054,0]
[null,7,11,998.11646445265274,null,131,1,10,743.62980118123778,1,0.90302650696289555,0.90302650696289555,4.6842431962436576E+17,0,false,0,5.3770995344919513E-15,5.3770995344919513E-15,147819785642941.78,0,false,0,1.744262140886455E-11,1.744262140886455E-11,46781336388.594086,0,false,0,5.0291798584636295E-8,5.0291798584636295E-8,16214510.024040449,0,false,0,1.5898434014167178E-4,1.5898434014167178E-4,5129.1647438417549,0,false,0,0.50275262714661895,0.50275262714661895,1.6219843084774042,0,true,0.90302650696289555,1589.843401416719,0]
[null,7,12,1159.3252611005632,null,132,11,8,745.00768922118129,1,0.64375702431166582,0.64375702431166582,3.4119956159166848E+17,0,false,0,3.7516473670854798E-15,3.7516473670854798E-15,107671706918187.61,0,false,0,1.2169863002139656E-11,1.2169863002139656E-11,34075454236.152027,0,false,0,3.5089008960268805E-8,3.5089008960268805E-8,11810624.427149279,0,false,0,1.1092470527545898E-4,1.1092470527545898E-4,3736.0757941296702,0,false,0,0.35077471745334565,0.35077471745334565,1.1814509020472095,0,true,0.64375702431166582,1109.2470527545913,0]
[null,7,13,1333.9562511243876,null,133,8,9,747.54773381448183,1,0.42412430538838813,0.42412430538838813,2.3386541633283968E+17,0,false,0,2.3757833385477957E-15,2.3757833385477957E-15,73800471630806.187,0,false,0,7.7067365143526515E-12,7.7067365143526515E-12,23356039071.367054,0,false,0,2.2220607295168941E-8,2.2220607295168941E-8,8095252.484854064,0,false,0,7.0244626117803167E-5,7.0244626117803167E-5,2560.7855911926135,0,false,0,0.22213301191920942,0.22213301191920942,0.80979150675094791,0,true,0.42412430538838813,702.44626117803284,0]
[null,7,14,1522.0094345241266,null,134,2,10,751.55675937399587,1,0.59665245542229917,0.59665245542229917,3.501075973601088E+17,0,false,0,3.140710038364454E-15,3.140710038364454E-15,110482799089589.12,0,false,0,1.0188060645484676E-11,1.0188060645484676E-11,34965095957.101013,0,false,0,2.9374936366524549E-8,2.9374936366524549E-8,12118976.127115866,0,false,0,9.2861162383684763E-5,9.2861162383684763E-5,3833.6172348409573,0,false,0,0.29365277930319483,0.29365277930319483,1.2122962139374023,0,true,0.59665245542229917,928.61162383684825,0]
[null,7,15,1723.4848112997802,null,135,18,3,755.89063372178043,1,0.22044809474790297,0.22044809474790297,1.3829947230748126E+17,0,false,0,1.0853721900769513E-15,1.0853721900769513E-15,43642905576331.57,0,false,0,3.5208082122681483E-12,3.5208082122681483E-12,13811909128.820456,0,false,0,1.0151443026593188E-8,1.0151443026593188E-8,4787236.8835319774,0,false,0,3.2091126515441957E-5,3.2091126515441957E-5,1514.355142833512,0,false,0,0.10148105246941935,0.10148105246941935,0.47888114377435087,0,true,0.22044809474790297,320.91126515442033,0]
[null,7,16,1938.3823814513473,null,136,15,6,756.45515566442475,1,4.529076993882588E-2,4.529076993882588E-2,2.8661145130411864E+16,0,false,0,2.2106112834083057E-16,2.2106112834083057E-16,9044543914492.1777,0,false,0,7.1709395467417983E-13,7.1709395467417983E-13,2862376301.6901307,0,false,0,2.0675759617419607E-9,2.0675759617419607E-9,992105.67331390572,0,false,0,6.5360995076987793E-6,6.5360995076987793E-6,313.83454906638349,0,false,0,2.0668961457833427E-2,2.0668961457833427E-2,9.9243198350163916E-2,0,true,4.529076993882588E-2,65.360995076987948,0]
[null,7,17,2166.7021449788299,null,137,3,10,763.42627162294536,1,0.50880313719852777,0.50880313719852777,3.5822309355638022E+17,0,false,0,2.2321968660845584E-15,2.2321968660845584E-15,113043791031854.09,0,false,0,7.2409604091223797E-12,7.2409604091223797E-12,35775587090.060631,0,false,0,2.0877648715682073E-8,2.0877648715682073E-8,12399894.066069223,0,false,0,6.599921454760439E-5,6.599921454760439E-5,3922.4805052238394,0,false,0,0.20870784175254953,0.20870784175254953,1.2403972474115312,0,true,0.50880313719852777,659.99214547604493,0]
[null,7,18,2408.4441018822258,null,138,19,1,763.44509171634331,1,0.4769816255164786,0.4769816255164786,3.3591540946761837E+17,0,false,0,2.0919913531196089E-15,2.0919913531196089E-15,106004196924453.39,0,false,0,6.7861517029796668E-12,6.7861517029796668E-12,33547728224.312939,0,false,0,1.9566312116227752E-8,1.9566312116227752E-8,11627713.47655501,0,false,0,6.1853767579407253E-5,6.1853767579407253E-5,3678.2152483802261,0,false,0,0.19559878741360656,0.19559878741360656,1.1631537909243475,0,true,0.4769816255164786,618.53767579407292,0]
[null,7,19,2663.6082521615367,null,139,4,10,779.23833792808625,1,0.93283155846666244,0.93283155846666244,8.3353226245663322E+17,0,false,0,3.2245607213414634E-15,3.2245607213414634E-15,263036215672194.84,0,false,0,1.0460061509270301E-11,1.0460061509270301E-11,83244510430.19957,0,false,0,3.0159188477242257E-8,3.0159188477242257E-8,28852723.180133484,0,false,0,9.5340369885428227E-5,9.5340369885428227E-5,9127.0331499347303,0,false,0,0.30149272180087955,0.30149272180087955,2.8862213033654855,0,true,0.93283155846666244,953.40369885428277,0]
[null,7,20,2932.1945958167612,null,140,9,9,783.07257040057948,1,0.97287882386061098,0.97287882386061098,9.2037047394616883E+17,0,false,0,3.1764449736311176E-15,3.1764449736311176E-15,290439587508851.94,0,false,0,1.0303980193361483E-11,1.0303980193361483E-11,91917005458.496185,0,false,0,2.9709163798123671E-8,2.9709163798123671E-8,31858628.278732739,0,false,0,9.3917734810312954E-5,9.3917734810312954E-5,10077.896446587596,0,false,0,0.29699395468427081,0.29699395468427081,3.1869106794534159,0,true,0.97287882386061098,939.17734810313016,0]
[null,8,1,155.8314161787448,null,141,19,2,790.43195460511026,1,0.83683415475772294,0.83683415475772294,8.8262602026963046E+17,0,false,0,2.4506911435533232E-15,2.4506911435533232E-15,278528640920617.56,0,false,0,7.9497278287032176E-12,7.9497278287032176E-12,88147483018.539688,0,false,0,2.2921217023069442E-8,2.2921217023069442E-8,30552103.837429423,0,false,0,7.2459420148278058E-5,7.2459420148278058E-5,9664.6012504105456,0,false,0,0.22913680560365435,0.22913680560365435,3.0562152628608681,0,true,0.83683415475772294,724.59420148278173,0]
[null,8,2,182.81827906751175,null,142,14,7,791.3728245095175,1,0.3557531739909241,0.3557531739909241,3.8044597856015744E+17,0,false,0,1.0275218893205468E-15,1.0275218893205468E-15,120056625250754.45,0,false,0,3.3331492544954324E-12,3.3331492544954324E-12,37994977107.47126,0,false,0,9.6103714590986474E-9,9.6103714590986474E-9,13169139.334858421,0,false,0,3.0380670565397226E-5,3.0380670565397226E-5,4165.8172268509943,0,false,0,9.6072115829890725E-2,9.6072115829890725E-2,1.3173470752815477,0,true,0.3557531739909241,303.80670565397247,0]
[null,8,3,223.22733533219304,null,143,12,8,792.36018797585302,1,0.59528771360066401,0.59528771360066401,6.4590281434814362E+17,0,false,0,1.6946233043082294E-15,1.6946233043082294E-15,203826341979167.25,0,false,0,5.4971407053338877E-12,5.4971407053338877E-12,64506037723.640862,0,false,0,1.584974452312297E-8,1.584974452312297E-8,22357928.952540889,0,false,0,5.01048132168525E-5,5.01048132168525E-5,7072.5233607839718,0,false,0,0.15844533150256207,0.15844533150256207,2.2365282624826115,0,true,0.59528771360066401,501.04813216852534,0]
[null,8,4,277.05858497278865,null,144,5,10,798.99295828941843,1,0.10754226967822986,0.10754226967822986,1.2856176794545597E+17,0,false,0,2.7786450536512222E-16,2.7786450536512222E-16,40569996440010.93,0,false,0,9.0135682610218867E-13,9.0135682610218867E-13,12839408760.398413,0,false,0,2.5988556931116321E-9,2.5988556931116321E-9,4450166.2013014024,0,false,0,8.2156011341976516E-6,8.2156011341976516E-6,1407.7289754737596,0,false,0,2.5980011931527235E-2,2.5980011931527235E-2,0.44516298907123908,0,true,0.10754226967822986,82.156011341976551,0]
[null,8,5,344.3120279892986,null,145,17,5,805.96750328706605,1,0.50463931674895313,0.50463931674895313,6.6742090921912525E+17,0,false,0,1.1785523339494132E-15,1.1785523339494132E-15,210616766895242.69,0,false,0,3.8230726509241927E-12,3.8230726509241927E-12,66655040652.028954,0,false,0,1.1022953214876147E-8,1.1022953214876147E-8,23102777.907572892,0,false,0,3.4846177559753662E-5,3.4846177559753662E-5,7308.1427531660238,0,false,0,0.11019328883946951,0.11019328883946951,2.3110376565658353,0,true,0.50463931674895313,348.46177559753619,0]
[null,8,6,424.98766438172282,null,146,18,4,809.72188336237605,1,0.20064427352674954,0.20064427352674954,2.8009946930659162E+17,0,false,0,4.4394356564213556E-16,4.4394356564213556E-16,88390465176540.391,0,false,0,1.4400960020779811E-12,1.4400960020779811E-12,27973414160.917336,0,false,0,4.152186553922352E-9,4.152186553922352E-9,9695644.445707133,0,false,0,1.3126049534886475E-5,1.3126049534886475E-5,3067.0404215738217,0,false,0,4.1508213210434991E-2,4.1508213210434991E-2,0.96988334079763228,0,true,0.20064427352674954,131.26049534886471,0]
[null,8,7,519.08549415006144,null,147,16,6,819.57787064386184,1,0.10668545415018511,0.10668545415018511,1.7142797565608234E+17,0,false,0,2.0507618850522878E-16,2.0507618850522878E-16,54097205360742.398,0,false,0,6.6524085952364552E-13,6.6524085952364552E-13,17120438584.431097,0,false,0,1.9180694537365055E-9,1.9180694537365055E-9,5933980.1825522324,0,false,0,6.0634738671158222E-6,6.0634738671158222E-6,1877.1064865898661,0,false,0,1.917438795299517E-2,1.917438795299517E-2,0.59359319083002815,0,true,0.10668545415018511,60.634738671158374,0]
[null,8,8,626.60551729431427,null,148,10,9,822.5399610428683,1,0.21868134273932674,0.21868134273932674,3.6644163016536134E+17,0,false,0,4.0309292028337188E-16,4.0309292028337188E-16,115637299244264.67,0,false,0,1.3075817466266853E-12,1.3075817466266853E-12,36596368824.952133,0,false,0,3.7701120888214433E-9,3.7701120888214433E-9,12684378.749392608,0,false,0,1.1918221252173036E-5,1.1918221252173036E-5,4012.4720501858146,0,false,0,3.7688724814690766E-2,3.7688724814690766E-2,1.2688550726352628,0,true,0.21868134273932674,119.18221252173032,0]
[null,8,9,747.54773381448183,null,149,6,10,822.69013270694199,1,0.86177566058276989,0.86177566058276989,1.447135151154572E+18,0,false,0,1.5851335880698097E-15,1.5851335880698097E-15,456669730580123,0,false,0,5.1419701052250109E-12,5.1419701052250109E-12,144524768398.46811,0,false,0,1.4825691551659392E-8,1.4825691551659392E-8,50092590.054576315,0,false,0,4.6867538143775456E-5,4.6867538143775456E-5,15845.877948498619,0,false,0,0.14820816885915078,0.14820816885915078,5.0109065842291862,0,true,0.86177566058276989,468.67538143775573,0]
[null,8,10,881.91214371056321,null,150,19,3,830.84101086979149,1,0.99119107780472948,0.99119107780472948,1.8666107770053189E+18,0,false,0,1.6257266030776043E-15,1.6257266030776043E-15,589042868561986.5,0,false,0,5.2736486408524942E-12,5.2736486408524942E-12,186417619682.27069,0,false,0,1.5205356410310317E-8,1.5205356410310317E-8,64612740.813725576,0,false,0,4.806774908723625E-5,4.806774908723625E-5,20439.063017839133,0,false,0,0.15200356911314633,0.15200356911314633,6.4633992376086269,0,true,0.99119107780472948,480.67749087236365,0]
[null,8,11,1029.698746982559,null,151,20,1,842.33802292054577,1,0.20906964749962895,0.20906964749962895,4.6193554568718899E+17,0,false,0,2.9227192837457347E-16,2.9227192837457347E-16,145772135398718.44,0,false,0,9.4809265894650658E-13,9.4809265894650658E-13,46133305311.668022,0,false,0,2.7336077488374507E-9,2.7336077488374507E-9,15989901.083726553,0,false,0,8.6415844409240798E-6,8.6415844409240798E-6,5058.1137989719173,0,false,0,2.7327089425992868E-2,2.7327089425992868E-2,1.599516026907833,0,true,0.20906964749962895,86.415844409240847,0]
[null,8,12,1190.9075436304695,null,152,13,8,843.65524078671592,1,0.25043537399032711,0.25043537399032711,5.6347677686014406E+17,0,false,0,3.4379680585736403E-16,3.4379680585736403E-16,177815311632485.62,0,false,0,1.1152327546998848E-12,1.1152327546998848E-12,56274184625.156921,0,false,0,3.2155178834444906E-9,3.2155178834444906E-9,19504751.277729198,0,false,0,1.0165017026639803E-5,1.0165017026639803E-5,6169.9726012566807,0,false,0,3.2144606258574238E-2,3.2144606258574238E-2,1.9511166520804946,0,true,0.25043537399032711,101.65017026639809,0]
[null,8,13,1365.538533654294,null,153,7,10,850.32986118065696,1,0.67693924744713629,0.67693924744713629,1.6692511361185162E+18,0,false,0,8.4793823987073227E-16,8.4793823987073227E-16,526762456149048.5,0,false,0,2.7506029228751472E-12,2.7506029228751472E-12,166707396785.94125,0,false,0,7.9307327116121674E-9,7.9307327116121674E-9,57781135.917407863,0,false,0,2.5070932885283842E-5,2.5070932885283842E-5,18278.009311862395,0,false,0,7.9281250982713991E-2,7.9281250982713991E-2,5.7800140519251988,0,true,0.67693924744713629,250.70932885283904,0]
[null,8,14,1553.5917170540329,null,154,15,7,850.55298543276331,1,0.117943856337936,0.117943856337936,2.9172395540286074E+17,0,false,0,1.472872206234088E-16,1.472872206234088E-16,92058782492639.828,0,false,0,4.7778085773165112E-13,4.7778085773165112E-13,29134346613.891441,0,false,0,1.377571530184305E-9,1.377571530184305E-9,10098026.086531106,0,false,0,4.3548313420472972E-6,4.3548313420472972E-6,3194.3265204213226,0,false,0,1.3771185866757255E-2,1.3771185866757255E-2,1.0101347394811755,0,true,0.117943856337936,43.548313420473036,0]
[null,8,15,1755.0670938296864,null,155,11,9,865.94990574134863,1,0.82839052911576228,0.82839052911576228,2.5241810109895537E+18,0,false,0,8.3972342408517974E-16,8.3972342408517974E-16,796551076314033.12,0,false,0,2.7239551138152867E-12,2.7239551138152867E-12,252088877613.13721,0,false,0,7.8538998655309156E-9,7.8538998655309156E-9,87374537.55177258,0,false,0,2.4828045979680787E-5,2.4828045979680787E-5,27639.342592256446,0,false,0,7.8513175147178135E-2,7.8513175147178135E-2,8.7403275621232712,0,true,0.82839052911576228,248.28045979680894,0]
[null,8,16,1969.9646639812536,null,156,20,2,869.32488580931272,1,0.36679950000464479,0.36679950000464479,1.1693800219158927E+18,0,false,0,3.5537617883475849E-16,3.5537617883475849E-16,369019064410152.75,0,false,0,1.1527947558681868E-12,1.1527947558681868E-12,116785482477.12143,0,false,0,3.3238192994364749E-9,3.3238192994364749E-9,40478094.951331392,0,false,0,1.0507383568351702E-5,1.0507383568351702E-5,12804.50764250182,0,false,0,3.3227264325018907E-2,3.3227264325018907E-2,4.0491408467338719,0,true,0.36679950000464479,105.07383568351717,0]
[null,8,17,2198.2844275087364,null,157,18,5,876.97532637888605,1,0.13156961843323992,0.13156961843323992,4.6443546943632256E+17,0,false,0,1.1512572118117096E-16,1.1512572118117096E-16,146561031656317.69,0,false,0,3.7345307746389144E-13,3.7345307746389144E-13,46382971626.917587,0,false,0,1.0767663020583259E-9,1.0767663020583259E-9,16076435.956045186,0,false,0,3.4039144520042687E-6,3.4039144520042687E-6,5085.4875287701961,0,false,0,1.0764122628697394E-2,1.0764122628697394E-2,1.6081723603294871,0,true,0.13156961843323992,34.039144520042676,0]
[null,8,18,2440.0263844121318,null,158,8,10,881.91214371056321,1,0.41450477645394751,0.41450477645394751,1.5618693870638354E+18,0,false,0,3.397823998017759E-16,3.397823998017759E-16,492876198620925.25,0,false,0,1.1022105362045945E-12,1.1022105362045945E-12,155983227450.43094,0,false,0,3.1779713028968427E-9,3.1779713028968427E-9,54064116.169495225,0,false,0,1.0046323352900916E-5,1.0046323352900916E-5,17102.19785564885,0,false,0,3.176926390570646E-2,3.176926390570646E-2,5.408189821869783,0,true,0.41450477645394751,100.4632335290094,0]
[null,8,19,2695.1905346914427,null,159,19,4,884.6722605103871,1,0.90214802699816787,0.90214802699816787,3.5251003719884984E+18,0,false,0,7.1313316325222575E-16,7.1313316325222575E-16,1112409325320797.1,0,false,0,2.3133125397668132E-12,2.3133125397668132E-12,352050265959.27612,0,false,0,6.6699061790184978E-9,6.6699061790184978E-9,122021365.93418339,0,false,0,2.108516025517636E-5,2.108516025517636E-5,38599.235327930866,0,false,0,6.66771312360145E-2,6.66771312360145E-2,12.206149957709766,0,true,0.90214802699816787,210.85160255176407,0]
[null,8,20,2963.7768783466672,null,160,17,6,886.64313967949022,1,0.11578054812998445,0.11578054812998445,4.6426499020658765E+17,0,false,0,8.9184992607860399E-17,8.9184992607860399E-17,146507233844933.31,0,false,0,2.8930468023376173E-13,2.8930468023376173E-13,46365945939.182724,0,false,0,8.3414369703137298E-10,8.3414369703137298E-10,16070534.816707324,0,false,0,2.6369266756822821E-6,2.6369266756822821E-6,5083.6208108862966,0,false,0,8.3386943180121451E-3,8.3386943180121451E-3,1.6075820523032804,0,true,0.11578054812998445,26.369266756822817,0]
[null,9,1,191.35625276484248,null,161,1,11,891.41640445323355,1,0.66031971008257495,0.66031971008257495,2.8183532533884815E+18,0,false,0,4.7785882199675206E-16,4.7785882199675206E-16,889382460150778.5,0,false,0,1.5501127448932138E-12,1.5501127448932138E-12,281467733601.8421,0,false,0,4.4693946008612987E-9,4.4693946008612987E-9,97557311.104172781,0,false,0,1.4128819637557244E-5,1.4128819637557244E-5,30860.477429020422,0,false,0,4.4679250704395643E-2,4.4679250704395643E-2,9.7589398355921624,0,true,0.66031971008257495,141.28819637557265,0]
[null,9,2,218.34311565360943,null,162,14,8,898.89284765377056,1,0.76075670001887574,0.76075670001887574,3.5781676823871119E+18,0,false,0,4.9959420958405951E-16,4.9959420958405951E-16,1129155677120090.7,0,false,0,1.6206195551965049E-12,1.6206195551965049E-12,357350075544.2879,0,false,0,4.6726848185126871E-9,4.6726848185126871E-9,123858291.13289642,0,false,0,1.4771468379899771E-5,1.4771468379899771E-5,39180.313137395533,0,false,0,4.6711484465640683E-2,4.6711484465640683E-2,12.389902895278748,0,true,0.76075670001887574,147.71468379899804,0]
[null,9,3,258.75217191829074,null,163,2,11,899.34336264599176,1,0.43628993539687683,0.43628993539687683,2.0640498522707761E+18,0,false,0,2.8485032537433425E-16,2.8485032537433425E-16,651348347933088.75,0,false,0,9.2401793045213538E-13,9.2401793045213538E-13,206135775656.01013,0,false,0,2.6641937904628574E-9,2.6641937904628574E-9,71447095.331432745,0,false,0,8.4221504043737157E-6,8.4221504043737157E-6,22600.986516431756,0,false,0,2.6633178074329092E-2,2.6633178074329092E-2,7.1470594758679002,0,true,0.43628993539687683,84.221504043737212,0]
[null,9,4,312.5834215588863,null,164,20,3,909.73394207399394,1,0.4344569227735437,0.4344569227735437,2.3490701365712522E+18,0,false,0,2.4818982514562064E-16,2.4818982514562064E-16,741291665485372.25,0,false,0,8.0509596851946023E-13,8.0509596851946023E-13,234600629505.02579,0,false,0,2.3213095864997598E-9,2.3213095864997598E-9,81313073.811267108,0,false,0,7.3382118607892354E-6,7.3382118607892354E-6,25721.909005439411,0,false,0,2.3205463432956458E-2,2.3205463432956458E-2,8.1339818224784945,0,true,0.4344569227735437,73.382118607892522,0]
[null,9,5,379.83686457539631,null,165,3,11,911.21287489494125,1,0.3720519137073805,0.3720519137073805,2.0500048193872312E+18,0,false,0,2.0856369707502474E-16,2.0856369707502474E-16,646916183198643.12,0,false,0,6.7655389013670444E-13,6.7655389013670444E-13,204733104231.00552,0,false,0,1.9506879830066896E-9,1.9506879830066896E-9,70960926.452197969,0,false,0,6.1665887983443263E-6,6.1665887983443263E-6,22447.195851698361,0,false,0,1.9500465996448831E-2,1.9500465996448831E-2,7.0984265975250018,0,true,0.3720519137073805,61.665887983443362,0]
[null,9,6,460.51250096782047,null,166,12,9,913.30240449602047,1,0.76601991966308103,0.76601991966308103,4.3346811010554977E+18,0,false,0,4.1812822748316327E-16,4.1812822748316327E-16,1367887200439027.7,0,false,0,1.3563543552737076E-12,1.3563543552737076E-12,432902746997.35974,0,false,0,3.9107367204652423E-9,3.9107367204652423E-9,150045006.67353126,0,false,0,1.2362769168508275E-5,1.2362769168508275E-5,47464.003357383423,0,false,0,3.9094508759392216E-2,3.9094508759392216E-2,15.009435747921025,0,true,0.76601991966308103,123.62769168508318,0]
[null,9,7,554.61033073615909,null,167,16,7,913.6757004122004,1,0.27782468469033694,0.27782468469033694,1.5796154113369331E+18,0,false,0,1.509304306713239E-16,1.509304306713239E-16,498476278279820.87,0,false,0,4.8959896397482291E-13,4.8959896397482291E-13,157755515302.06274,0,false,0,1.4116463292011133E-9,1.4116463292011133E-9,54678394.883063227,0,false,0,4.4625498884029232E-6,4.4625498884029232E-6,17296.513731728613,0,false,0,1.411182181948349E-2,1.411182181948349E-2,5.4696378972640902,0,true,0.27782468469033694,44.625498884029376,0]
[null,9,8,662.13035388041192,null,168,9,10,917.43698029666086,1,0.95081303824791985,0.95081303824791985,5.6704786692864051E+18,0,false,0,4.924442253837619E-16,4.924442253837619E-16,1789422338402409.2,0,false,0,1.5974259232606955E-12,1.5974259232606955E-12,566308278624.30444,0,false,0,4.6058112999961936E-9,4.6058112999961936E-9,196283645.77224159,0,false,0,1.4560065278131588E-5,1.4560065278131588E-5,62090.754157542578,0,false,0,4.604296915962882E-2,4.604296915962882E-2,19.634820477540384,0,true,0.95081303824791985,145.60065278131597,0]
[null,9,9,783.07257040057948,null,169,4,11,927.02494120008203,1,0.68211404592566693,0.68211404592566693,4.5906947041190856E+18,0,false,0,3.1305603940892124E-16,3.1305603940892124E-16,1448676933894559.7,0,false,0,1.0155136500898534E-12,1.0155136500898534E-12,458470716001.57404,0,false,0,2.9280007146352723E-9,2.9280007146352723E-9,158906918.74610439,0,false,0,9.2561068534311249E-6,9.2561068534311249E-6,50267.307737119459,0,false,0,2.9270379922736737E-2,2.9270379922736737E-2,15.895918429390182,0,true,0.68211404592566693,92.561068534311559,0]
[null,9,10,917.43698029666086,null,170,5,11,946.77956156141431,1,7.8638090673974703E-2,7.8638090673974703E-2,6.7627885341515494E+17,0,false,0,2.8244027535474033E-17,2.8244027535474033E-17,213412051762914.94,0,false,0,9.1620003721832692E-14,9.1620003721832692E-14,67539679749.073227,0,false,0,2.6416526882595361E-10,2.6416526882595361E-10,23409395.687525403,0,false,0,8.3508926176029599E-7,8.3508926176029599E-7,7405.135699880796,0,false,0,2.6407841167110937E-3,2.6407841167110937E-3,2.3417095194248327,0,true,7.8638090673974703E-2,8.3508926176029732,0]
[null,9,11,1065.2235835686567,null,171,19,5,951.92570352689711,1,0.59157069173282395,0.59157069173282395,5.4183985925032233E+18,0,false,0,1.9949355177603273E-16,1.9949355177603273E-16,1709873900471545,0,false,0,6.4713150181026099E-13,6.4713150181026099E-13,541133149206.78174,0,false,0,1.8658552739254545E-9,1.8658552739254545E-9,187557892.73034123,0,false,0,5.8984124225677718E-6,5.8984124225677718E-6,59330.521205721991,0,false,0,1.865241783434575E-2,1.865241783434575E-2,18.761958177500087,0,true,0.59157069173282395,58.984124225677867,0]
[null,9,12,1226.4323802165673,null,172,10,10,956.9043709389498,1,0.21372144896012696,0.21372144896012696,2.0799487346883546E+18,0,false,0,6.7831294015966363E-17,6.7831294015966363E-17,656365528494536.62,0,false,0,2.2003602008934457E-13,2.2003602008934457E-13,207723590240.81903,0,false,0,6.344234014088287E-10,6.344234014088287E-10,71997435.220996112,0,false,0,2.0055633061854795E-6,2.0055633061854795E-6,22775.076510794439,0,false,0,6.3421480392037797E-3,6.3421480392037797E-3,7.2021115658710722,0,true,0.21372144896012696,20.05563306185481,0]
[null,9,13,1401.0633702403918,null,173,18,6,957.65096277131022,1,3.0186317303991607E-2,3.0186317303991607E-2,2.9645089404331328E+17,0,false,0,9.4941046498509216E-18,9.4941046498509216E-18,93550453670470.781,0,false,0,3.0797658098240286E-14,3.0797658098240286E-14,29606423953.52346,0,false,0,8.8797984067236231E-11,8.8797984067236231E-11,10261649.089773351,0,false,0,2.8071155337747219E-7,2.8071155337747219E-7,3246.0856755402442,0,false,0,8.8768787419674327E-4,8.8768787419674327E-4,1.0265024214753502,0,true,3.0186317303991607E-2,2.8071155337747213,0]
[null,9,14,1589.1165536401304,null,174,15,8,958.07300857701625,1,0.25221582123519615,0.25221582123519615,2.4896586132191821E+18,0,false,0,7.8920779337696497E-17,7.8920779337696497E-17,785656907876363.25,0,false,0,2.5600888851875133E-13,2.5600888851875133E-13,248641140517.99478,0,false,0,7.3814291759599278E-10,7.3814291759599278E-10,86179544.590796411,0,false,0,2.3334453725442562E-6,2.3334453725442562E-6,27261.32834726906,0,false,0,7.3790021728199814E-3,7.3790021728199814E-3,8.6207889619083797,0,true,0.25221582123519615,23.334453725442572,0]
[null,9,15,1790.591930415784,null,175,20,4,963.56519171458967,1,0.3954277479614916,0.3954277479614916,4.1715551807685688E+18,0,false,0,1.1577713629182588E-16,1.1577713629182588E-16,1316409859149503,0,false,0,3.7556618455485398E-13,3.7556618455485398E-13,416611431130.67023,0,false,0,1.0828589617403494E-9,1.0828589617403494E-9,144398402.1765801,0,false,0,3.4231747987509298E-6,3.4231747987509298E-6,45677.802931638696,0,false,0,1.0825029192941487E-2,1.0825029192941487E-2,14.444589577629429,0,true,0.3954277479614916,34.231747987509415,0]
[null,9,16,2005.4895005673513,null,176,13,9,964.59745730688348,1,0.32226179153691514,0.32226179153691514,3.442280215670292E+18,0,false,0,9.3187557059770896E-17,9.3187557059770896E-17,1086273923632651.1,0,false,0,3.0228848608511564E-13,3.0228848608511564E-13,343779052381.83966,0,false,0,8.7157952352970596E-10,8.7157952352970596E-10,119154545.83421332,0,false,0,2.7552702295219451E-6,2.7552702295219451E-6,37692.369035831805,0,false,0,8.7129294945442678E-3,8.7129294945442678E-3,11.919373656083303,0,true,0.32226179153691514,27.552702295219515,0]
[null,9,17,2233.8092640948339,null,177,6,11,970.47673597893788,1,0.63015587024802111,0.63015587024802111,7.223847480435157E+18,0,false,0,1.6979070745054854E-16,1.6979070745054854E-16,2279616026195046.5,0,false,0,5.5077928347907857E-13,5.5077928347907857E-13,721442557195.00439,0,false,0,1.5880457495478693E-9,1.5880457495478693E-9,250053514.46650556,0,false,0,5.0201904229327629E-6,5.0201904229327629E-6,79099.87218693184,0,false,0,1.5875236024231527E-2,1.5875236024231527E-2,25.013575873890876,0,true,0.63015587024802111,50.201904229327653,0]
[null,9,18,2475.5512209982298,null,178,17,7,980.74096944782877,1,0.30150965315482514,0.30150965315482514,3.9061292667726464E+18,0,false,0,7.1885673169783052E-17,7.1885673169783052E-17,1232649900353132,0,false,0,2.3318790618972032E-13,2.3318790618972032E-13,390103458660.64288,0,false,0,6.7234384875810056E-10,6.7234384875810056E-10,135210682.91687509,0,false,0,2.1254388618301078E-6,2.1254388618301078E-6,42771.435385945006,0,false,0,6.7212278308190722E-3,6.7212278308190722E-3,13.525515461430908,0,true,0.30150965315482514,21.254388618301153,0]
[null,9,19,2730.7153712775403,null,179,7,11,998.11646445265274,1,0.49499801409060534,0.49499801409060534,7.8654742435635732E+18,0,false,0,9.6220700242688705E-17,9.6220700242688705E-17,2482092982695702.5,0,false,0,3.1212761364433919E-13,3.1212761364433919E-13,785521547512.81677,0,false,0,8.9994839136545097E-10,8.9994839136545097E-10,272263427.8859933,0,false,0,2.8449509699282102E-6,2.8449509699282102E-6,86125.57353135194,0,false,0,8.9965248964783452E-3,8.9965248964783452E-3,27.235297714738351,0,true,0.49499801409060534,28.449509699282121,0]
[null,9,20,2999.3017149327648,null,180,11,10,1000.3143156374301,1,0.80960187078469026,0.80960187078469026,1.3197740356071201E+19,0,false,0,1.5340161761494763E-16,1.5340161761494763E-16,4164786217696958.5,0,false,0,4.9761517755088011E-13,4.9761517755088011E-13,1318052682793.6604,0,false,0,1.4347592426289951E-9,1.4347592426289951E-9,456839844.41670918,0,false,0,4.5356153064929161E-6,4.5356153064929161E-6,144512.95907740647,0,false,0,1.4342874958840322E-2,1.4342874958840322E-2,45.699010209530947,0,true,0.80960187078469026,45.356153064929266,0]
[null,10,1,230.82364340713141,null,181,14,9,1019.8350641739379,1,0.97894643702076867,0.97894643702076867,1.9979085489056043E+19,0,false,0,1.4815924907351384E-16,1.4815924907351384E-16,6304762606481615,0,false,0,4.8060960620754649E-13,4.8060960620754649E-13,1995302719870.5654,0,false,0,1.3857275776763323E-9,1.3857275776763323E-9,691576138.04774737,0,false,0,4.3806145485576601E-6,4.3806145485576601E-6,218767.50760260297,0,false,0,1.3852719524712473E-2,1.3852719524712473E-2,69.180360206242668,0,true,0.97894643702076867,43.806145485576614,0]
[null,10,2,257.81050629589839,null,182,16,8,1021.1957235564532,1,0.59411132706913672,0.59411132706913672,1.2314504674333667E+19,0,false,0,8.853301010178435E-17,8.853301010178435E-17,3886065187048244.5,0,false,0,2.8718973258480062E-13,2.8718973258480062E-13,1229844313145.1658,0,false,0,8.280457305224861E-10,8.280457305224861E-10,426266637.14470494,0,false,0,2.6176495527933238E-6,2.6176495527933238E-6,134841.68214006885,0,false,0,8.2777347029480922E-3,8.2777347029480922E-3,42.640683909106478,0,true,0.59411132706913672,26.176495527933309,0]
[null,10,3,298.21956256057967,null,183,8,11,1029.698746982559,1,0.30309816124496047,0.30309816124496047,6.9183515433598884E+18,0,false,0,4.1015734251043978E-17,4.1015734251043978E-17,2183211245227538.7,0,false,0,1.3304978264925297E-13,1.3304978264925297E-13,690932808663.74756,0,false,0,3.8361853495973151E-10,3.8361853495973151E-10,239478771.16969728,0,false,0,1.2127094548835539E-6,1.2127094548835539E-6,75754.744864999346,0,false,0,3.8349240174532367E-3,3.8349240174532367E-3,23.955753733834218,0,true,0.30309816124496047,12.127094548835545,0]
[null,10,4,352.05081220117523,null,184,20,5,1030.8186347310996,1,0.25929610151706006,0.25929610151706006,5.9938245826676675E+18,0,false,0,3.464770389492438E-17,3.464770389492438E-17,1891460002977245.2,0,false,0,1.1239270871758348E-13,1.1239270871758348E-13,598600696652.24377,0,false,0,3.2405859972021002E-10,3.2405859972021002E-10,207476266.08272484,0,false,0,1.0244263298129615E-6,1.0244263298129615E-6,65631.335612216353,0,false,0,3.2395204972558134E-3,3.2395204972558134E-3,20.754450641352509,0,true,0.25929610151706006,10.244263298129624,0]
[null,10,5,419.30425521768518,null,185,19,6,1032.6013399193214,1,0.13572541154286213,0.13572541154286213,3.20106277786609E+18,0,false,0,1.7775206558808266E-17,1.7775206558808266E-17,1010153388349285.7,0,false,0,5.7660490842848177E-14,5.7660490842848177E-14,319688770071.64465,0,false,0,1.6625080163042799E-10,1.6625080163042799E-10,110804803.09159441,0,false,0,5.2555833633104435E-7,5.2555833633104435E-7,35051.080089567513,0,false,0,1.661961386094926E-3,1.661961386094926E-3,11.084124753201179,0,true,0.13572541154286213,5.2555833633104561,0]
[null,10,6,499.97989161010952,null,186,12,10,1047.666814392102,1,0.74864588406092647,0.74864588406092647,2.0895249632418386E+19,0,false,0,8.2849870091016051E-17,8.2849870091016051E-17,6593874810122479,0,false,0,2.6875435511307552E-13,2.6875435511307552E-13,2086799640893.3003,0,false,0,7.7489154750681557E-10,7.7489154750681557E-10,723289164.17356646,0,false,0,2.4496165344813424E-6,2.4496165344813424E-6,228799.34546164985,0,false,0,7.74636764296943E-3,7.74636764296943E-3,72.352705881452252,0,true,0.74864588406092647,24.496165344813438,0]
[null,10,7,594.07772137844802,null,187,18,7,1051.748792539649,1,7.8609630092007984E-2,7.8609630092007984E-2,2.2955276580158257E+18,0,false,0,8.3148704822037202E-18,8.3148704822037202E-18,724395365760367,0,false,0,2.6972373666229012E-14,2.6972373666229012E-14,229253365079.49899,0,false,0,7.7768653688840224E-11,7.7768653688840224E-11,79459700.664576113,0,false,0,2.4584521608665481E-7,2.4584521608665481E-7,25135.628187388458,0,false,0,7.7743083469009532E-4,7.7743083469009532E-4,7.9485835491277186,0,true,7.8609630092007984E-2,2.4584521608665484,0]
[null,10,8,701.59774452270096,null,188,1,12,1052.6252011011441,1,0.25546274481589298,0.25546274481589298,7.5325188227149025E+18,0,false,0,2.6760944413289865E-17,2.6760944413289865E-17,2377022863838564.5,0,false,0,8.6809072242474071E-14,8.6809072242474071E-14,752269432085.46362,0,false,0,2.5029405123239698E-10,2.5029405123239698E-10,260738174.42938468,0,false,0,7.9123904287496915E-7,7.9123904287496915E-7,82479.769642993429,0,false,0,2.5021175491365261E-3,2.5021175491365261E-3,26.082393295787213,0,true,0.25546274481589298,7.9123904287497,0]
[null,10,9,822.5399610428683,null,189,2,12,1060.5521592939022,1,0.16879069749121511,0.16879069749121511,5.4305552334234081E+18,0,false,0,1.6204636508535792E-17,1.6204636508535792E-17,1713710148889233.5,0,false,0,5.2565762986821923E-14,5.2565762986821923E-14,542347227734.3468,0,false,0,1.5156132226991205E-10,1.5156132226991205E-10,187978694.9128966,0,false,0,4.7912139732942827E-7,4.7912139732942827E-7,59463.634307239867,0,false,0,1.5151148912835092E-3,1.5151148912835092E-3,18.804052236220659,0,true,0.16879069749121511,4.7912139732942869,0]
[null,10,10,956.9043709389498,null,190,9,11,1065.2235835686567,1,0.69526263616577977,0.69526263616577977,2.354165889540907E+19,0,false,0,6.3423065877460492E-17,6.3423065877460492E-17,7428997227106469,0,false,0,2.0573629325508389E-13,2.0573629325508389E-13,2351095401739.2388,0,false,0,5.9319341854636328E-10,5.9319341854636328E-10,814894633.24247646,0,false,0,1.8752255214190433E-6,1.8752255214190433E-6,257777.06613250103,0,false,0,5.9299837741610415E-3,5.9299837741610415E-3,81.516265753455457,0,true,0.69526263616577977,18.752255214190441,0]
[null,10,11,1104.6909742109456,null,191,3,12,1072.4216715428515,1,0.1439384613823014,0.1439384613823014,5.2707333132927109E+18,0,false,0,1.2141411617993308E-17,1.2141411617993308E-17,1663275444743825.7,0,false,0,3.9385182450757424E-14,3.9385182450757424E-14,526385880949.65491,0,false,0,1.1355814109603937E-10,1.1355814109603937E-10,182446458.39686853,0,false,0,3.5898430038220936E-7,3.5898430038220936E-7,57713.612107954752,0,false,0,1.1352080334498362E-3,1.1352080334498362E-3,18.250646625660789,0,true,0.1439384613823014,3.5898430038220961,0]
[null,10,12,1265.8997708588561,null,192,15,9,1079.0152250971837,1,0.32455288208744826,0.32455288208744826,1.2762329603919434E+19,0,false,0,2.549338453444175E-17,2.549338453444175E-17,4027384461739229.5,0,false,0,8.2697270528931038E-14,8.2697270528931038E-14,1274568397263.915,0,false,0,2.38438613981873E-10,2.38438613981873E-10,441768099.18580145,0,false,0,7.5376118522401057E-7,7.5376118522401057E-7,139745.28714948977,0,false,0,2.3836021571359317E-3,2.3836021571359317E-3,44.191339966664614,0,true,0.32455288208744826,7.5376118522401168,0]
[null,10,13,{"$f":"3.141625/2*SQRT($H$2/$I$2)*((1+($D$8-1)/B202)*(B202/$C$2)^2+(1+($D$8-1)/C202)*(C202/$D$2)^2)","v":1440.5307608826804},null,193,4,12,1088.2337378479924,1,{"$f":"ABS(SIN(G202*3.1416*$J$2/$C$2)*SIN(H202*3.1416*$K$2/$D$2))*(1/F202^$N$2)+(1-1/F202^$N$2)","v":0.26389447988437886},{"$f":"$J202*$K202","v":0.26389447988437886},{"$f":"10^(LOG10($I202/22.27)/LOG10(2)*70/20)*$L202","v":1.1455950561621334E+19},{"$f":"IF($I202<22.27,M202,0)","v":0},{"$f":"AND($I202>22.27,$I202<44.45)","v":false},{"$f":"IF($O202=TRUE,$L202,0)","v":0},{"$f":"10^(LOG10(44.45/$I202)/LOG10(2)*70/20)*$L202","v":1.8776558474195868E-17},{"$f":"IF($I202>44.45,Q202,0)","v":1.8776558474195868E-17},{"$f":"10^(LOG10($I202/44.548)/LOG10(2)*70/20)*$L202","v":3615132872932302},{"$f":"IF($I202<44.528,S202,0)","v":0},{"$f":"AND($I202>44.548,$I202<89.095)","v":false},{"$f":"IF($U202=TRUE,$L202,0)","v":0},{"$f":"10^(LOG10(89.095/$I202)/LOG10(2)*70/20)*$L202","v":6.0908748057562108E-14},{"$f":"IF($I202>89.095,W202,0)","v":6.0908748057562108E-14},{"$f":"10^(LOG10($I202/89.09)/LOG10(2)*70/20)*$L202","v":1144100881235.3481},{"$f":"IF($I202<89.09,Y202,0)","v":0},{"$f":"AND($I202>89.09,$I202<176.78)","v":false},{"$f":"IF($AA202=TRUE,$L202,0)","v":0},{"$f":"10^(LOG10(176.78/$I202)/LOG10(2)*70/20)*$L202","v":1.7561640636174673E-10},{"$f":"IF($I202>176.78,AC202,0)","v":1.7561640636174673E-10},{"$f":"10^(LOG10($I202/176.78)/LOG10(2)*70/20)*$L202","v":396547782.50043869},{"$f":"IF($I202<176.78,AE202,0)","v":0},{"$f":"AND($I202>176.78,$I202<353.55)","v":false},{"$f":"IF($AG202=TRUE,$L202,0)","v":0},{"$f":"10^(LOG10(353.55/$I202)/LOG10(2)*70/20)*$L202","v":5.5516524103799473E-7},{"$f":"IF($I202>353.55,AI202,0)","v":5.5516524103799473E-7},{"$f":"10^(LOG10($I202/353.55)/LOG10(2)*70/20)*$L202","v":125440.66408631795},{"$f":"IF($I202<353.55,AK202,0)","v":0},{"$f":"AND($I202>353.55,$I202<707.1)","v":false},{"$f":"IF($AM202=TRUE,$L202,0)","v":0},{"$f":"10^(LOG10(707.1/$I202)/LOG10(2)*70/20)*$L202","v":1.7555866394364484E-3},{"$f":"IF($I202>707.1,AO202,0)","v":1.7555866394364484E-3},{"$f":"10^(LOG10($I202/707.1)/LOG10(2)*70/20)*$L202","v":39.667820971684833},{"$f":"IF($I202<707.1,AQ202,0)","v":0},{"$f":"AND($I202>707.1,$I202<1414.2)","v":true},{"$f":"IF($AS202=TRUE,$L202,0)","v":0.26389447988437886},{"$f":"10^(LOG10(1414.2/$I202)/LOG10(2)*70/20)*$L202","v":5.5516524103799583},{"$f":"IF($I202>1414.2,AU202,0)","v":0}]
[null,10,14,1628.5839442824192,null,194,17,8,1088.2609925920817,{"$f":"IF(ABS(I203-I202)>0.0001,1,$M$2)","v":1},0.6447602032181794,0.6447602032181794,2.7997903324445098E+19,0,false,0,4.5862471052783418E-17,4.5862471052783418E-17,8835245939386969,0,false,0,1.4877197535907187E-13,1.4877197535907187E-13,2796138626291.9131,0,false,0,4.2894987194954936E-10,4.2894987194954936E-10,969147555.08504295,0,false,0,1.356012595791053E-6,1.356012595791053E-6,306572.16676621832,0,false,0,4.28808833857699E-3,4.28808833857699E-3,96.946631419422673,0,true,0.6447602032181794,13.560125957910563,0]
[null,10,15,1830.059321058073,null,195,13,10,1098.9618672029649,1,0.314952598008581,0.314952598008581,1.5324314311886637E+19,0,false,0,1.9993823431822714E-17,1.9993823431822714E-17,4835865179939163,0,false,0,6.4857399495752362E-14,6.4857399495752362E-14,1530432713920.1555,0,false,0,1.8700143720977543E-10,1.8700143720977543E-10,530451211.8860305,0,false,0,5.9115603213726996E-7,5.9115603213726996E-7,167798.57364175745,0,false,0,1.8693995141014698E-3,1.8693995141014698E-3,53.062568083544846,0,true,0.314952598008581,5.9115603213727059,0]
[null,10,16,2044.9568912096399,null,196,10,11,1104.6909742109456,1,0.15627944930477833,0.15627944930477833,8.0777991037790259E+18,0,false,0,9.3389319244356088E-18,9.3389319244356088E-18,2549095941356935,0,false,0,3.0294297674085801E-14,3.0294297674085801E-14,806726340460.72388,0,false,0,8.7346659723626445E-11,8.7346659723626445E-11,279613053.91966259,0,false,0,2.7612357184581078E-7,2.7612357184581078E-7,88450.493783424216,0,false,0,8.7317940269390694E-4,8.7317940269390694E-4,27.970502052218421,0,true,0.15627944930477833,2.7612357184581122,0]
[null,10,17,2273.2766547371225,null,197,5,12,1107.9883582093246,1,3.0423296751421289E-2,3.0423296751421289E-2,1.6279723124483287E+18,0,false,0,1.7561113347915415E-18,1.7561113347915415E-18,513736175038338.75,0,false,0,5.6965999918911484E-15,5.6965999918911484E-15,162584898326.87463,0,false,0,1.6424839632409355E-11,1.6424839632409355E-11,56352269.242172718,0,false,0,5.1922825676970385E-8,5.1922825676970385E-8,17826.013379614036,0,false,0,1.6419439169110028E-4,1.6419439169110028E-4,5.6370803880216132,0,true,3.0423296751421289E-2,0.51922825676970408,0]
[null,10,18,2515.0186116405189,null,198,20,6,1111.4942711235237,1,5.9490895309190328E-2,5.9490895309190328E-2,3.3025051928332631E+18,0,false,0,3.3101221003562403E-18,3.3101221003562403E-18,1042165381337981.5,0,false,0,1.0737611651647635E-14,1.0737611651647635E-14,329819780652.94263,0,false,0,3.0959440660121376E-11,3.0959440660121376E-11,114316232.7621706,0,false,0,9.7870157421816111E-8,9.7870157421816111E-8,36161.856871603835,0,false,0,3.094926124121714E-4,3.094926124121714E-4,11.435383213527917,0,true,5.9490895309190328E-2,0.97870157421816129,0]
[null,10,19,2770.1827619198293,null,199,19,7,1126.6991696876601,1,0.35344902420604696,0.35344902420604696,2.2978743437762077E+19,0,false,0,1.6792440226787371E-17,1.6792440226787371E-17,7251359049927220,0,false,0,5.4472522877431791E-14,5.4472522877431791E-14,2294877275823.7178,0,false,0,1.5705902712286841E-10,1.5705902712286841E-10,795409312.03194129,0,false,0,4.9650095031698025E-7,4.9650095031698025E-7,251613.23987889721,0,false,0,1.5700738634397587E-3,1.5700738634397587E-3,79.567092747162476,0,true,0.35344902420604696,4.9650095031698118,0]
[null,10,20,3038.7691055750538,null,200,6,12,1131.6855326268483,1,0.24379303815613193,0.24379303815613193,1.6684701706313247E+19,0,false,0,1.1002988671094087E-17,1.1002988671094087E-17,5265160083322369,0,false,0,3.5692284385814927E-14,3.5692284385814927E-14,1666294020968.6526,0,false,0,1.0291051644592261E-10,1.0291051644592261E-10,577541027.9340024,0,false,0,3.253246257092867E-7,3.253246257092867E-7,182694.57875749297,0,false,0,1.0287667961831175E-3,1.0287667961831175E-3,57.773098503869178,0,true,0.24379303815613193,3.2532462570928695,0]
[null,11,1,274.23358810561177,null,201,16,9,1142.1379400766207,1,0.764506138182656,0.764506138182656,5.8223906356560208E+19,0,false,0,3.1006098822683182E-17,3.1006098822683182E-17,1.8373609132470328E+16,0,false,0,1.0057980880969555E-13,1.0057980880969555E-13,5814796617110.917,0,false,0,2.8999881197717948E-10,2.8999881197717948E-10,2015420792.0167389,0,false,0,9.1675523766504113E-7,9.1675523766504113E-7,637541.63740323076,0,false,0,2.8990346079105136E-3,2.8990346079105136E-3,201.60836773874055,0,true,0.764506138182656,9.1675523766504128,0]
[null,11,2,301.22045099437872,null,202,11,11,1148.1009189094259,1,0.59200485088398735,0.59200485088398735,4.7900449788561433E+19,0,false,0,2.2599428276875456E-17,2.2599428276875456E-17,1.5115855269051104E+16,0,false,0,7.3309647508240336E-14,7.3309647508240336E-14,4783797426488.4512,0,false,0,2.1137155593604638E-10,2.1137155593604638E-10,1658074294.4249885,0,false,0,6.6819577527451495E-7,6.6819577527451495E-7,524501.58537172514,0,false,0,2.1130205727694883E-3,2.1130205727694883E-3,165.86196461439056,0,true,0.59200485088398735,6.6819577527451415,0]
[null,11,3,341.62950725906001,null,203,14,10,1154.1994740700193,1,0.95674303236664182,0.95674303236664182,8.2330460474887274E+19,0,false,0,3.4341288417242794E-17,3.4341288417242794E-17,2.598086928757634E+16,0,false,0,1.1139873619824765E-13,1.1139873619824765E-13,8222307863076.2197,0,false,0,3.2119270791591646E-10,3.2119270791591646E-10,2849869276.0538764,0,false,0,1.0153665640013166E-6,1.0153665640013166E-6,901504.2078743563,0,false,0,3.2108710022232968E-3,3.2108710022232968E-3,285.08066171088717,0,true,0.95674303236664182,10.15366564001318,0]
[null,11,4,395.46075689965562,null,204,18,8,1159.2688156839017,1,0.16810195143902268,0.16810195143902268,1.5221833441276174E+19,0,false,0,5.7340972964932827E-18,5.7340972964932827E-18,4803525483447127,0,false,0,1.8600676372596735E-14,1.8600676372596735E-14,1520197993218.0667,0,false,0,5.3630784487085485E-11,5.3630784487085485E-11,526903836.06848496,0,false,0,1.6953966895040126E-7,1.6953966895040126E-7,166676.42595122964,0,false,0,5.361315076341962E-4,5.361315076341962E-4,52.70771382622825,0,true,0.16810195143902268,1.6953966895040118,0]
[null,11,5,462.71419991616551,null,205,7,12,1159.3252611005632,1,0.19150352386450603,0.19150352386450603,1.7350693335446039E+19,0,false,0,6.528647478461894E-18,6.528647478461894E-18,5475325814976413,0,false,0,2.117809528134556E-14,2.117809528134556E-14,1732806320029.9617,0,false,0,6.1062180811559577E-11,6.1062180811559577E-11,600594331.30466926,0,false,0,1.9303208071987515E-7,1.9303208071987515E-7,189987.07114256063,0,false,0,6.1042103655628132E-4,6.1042103655628132E-4,60.079187079493934,0,true,0.19150352386450603,1.9303208071987574,0]
[null,11,6,543.38983630858979,null,206,8,12,1190.9075436304695,1,0.11726181581132089,0.11726181581132089,1.4521543274071249E+19,0,false,0,2.9247380141478177E-18,2.9247380141478177E-18,4582536226341264,0,false,0,9.4874750920367325E-15,9.4874750920367325E-15,1450260313833.8772,0,false,0,2.7354958593722466E-11,2.7354958593722466E-11,502663288.64133734,0,false,0,8.6475532075209772E-8,8.6475532075209772E-8,159008.37054589172,0,false,0,2.734596432326105E-4,2.734596432326105E-4,50.282861795704981,0,true,0.11726181581132089,0.86475532075209971,0]
[null,11,7,637.48766607692846,null,207,12,11,1195.4534176640977,1,0.54743202918841471,0.54743202918841471,7.0863747564992111E+19,0,false,0,1.3062394759713763E-17,1.3062394759713763E-17,2.2362340160546604E+16,0,false,0,4.2372733669017422E-14,4.2372733669017422E-14,7077132150723.3027,0,false,0,1.2217205987625533E-10,1.2217205987625533E-10,2452948954.8173671,0,false,0,3.8621494696570254E-7,3.8621494696570254E-7,775945.69794823788,0,false,0,1.22131889881276E-3,1.22131889881276E-3,245.37557461254752,0,true,0.54743202918841471,3.8621494696570413,0]
[null,11,8,745.00768922118129,null,208,20,7,1205.5921008918624,1,0.15492308077870209,0.15492308077870209,2.2123502237342167E+19,0,false,0,3.3509263616503292E-18,3.3509263616503292E-18,6981472185341576,0,false,0,1.0869975443140703E-14,1.0869975443140703E-14,2209464703047.1528,0,false,0,3.1341081296905775E-11,3.1341081296905775E-11,765805133.86223936,0,false,0,9.907661427001004E-8,9.907661427001004E-8,242248.49763794639,0,false,0,3.1330776395117307E-4,3.1330776395117307E-4,76.605701228982866,0,true,0.15492308077870209,0.99076614270010244,0]
[null,11,9,865.94990574134863,null,209,17,9,1209.2032091122492,1,0.82968142595071814,0.82968142595071814,1.2267358957994045E+20,0,false,0,1.7332378925254623E-17,1.7332378925254623E-17,3.8711875016007968E+16,0,false,0,5.622401478137499E-14,5.622401478137499E-14,12251358906253.191,0,false,0,1.6210905234505009E-10,1.6210905234505009E-10,4246346879.5216608,0,false,0,5.124652814851357E-7,5.124652814851357E-7,1343254.4475455943,0,false,0,1.6205575112523537E-3,1.6205575112523537E-3,424.77435313952498,0,true,0.82968142595071814,5.1246528148513821,0]
[null,11,10,1000.3143156374301,null,210,15,10,1213.379634993265,1,0.31719172452035876,0.31719172452035876,4.8817054217383494E+19,0,false,0,6.3658828245363782E-18,6.3658828245363782E-18,1.5405106412750262E+16,0,false,0,2.0650107614582777E-14,2.0650107614582777E-14,4875338318631.6816,0,false,0,5.9539849461839692E-11,5.9539849461839692E-11,1689802561.0340607,0,false,0,1.8821962914877316E-7,1.8821962914877316E-7,534538.24427990033,0,false,0,5.9520272846234369E-4,5.9520272846234369E-4,169.03583483919547,0,true,0.31719172452035876,1.8821962914877375,0]
[null,11,11,1148.1009189094259,null,211,9,12,1226.4323802165673,1,0.26898137173677961,0.26898137173677961,4.6881374795085218E+19,0,false,0,4.7668400822146179E-18,4.7668400822146179E-18,1.4794267681091352E+16,0,false,0,1.5463017996471845E-14,1.5463017996471845E-14,4682022842894.5908,0,false,0,4.4584066142372018E-11,4.4584066142372018E-11,1622799008.7390964,0,false,0,1.409408399770977E-7,1.409408399770977E-7,513342.89162145159,0,false,0,4.4569406966494255E-4,4.4569406966494255E-4,162.33327581807563,0,true,0.26898137173677961,1.4094083997709788,0]
[null,11,12,1309.3097155573364,null,212,1,13,1227.2561911249686,1,0.21212644918156079,0.21212644918156079,3.726177931830979E+19,0,false,0,3.7300320927203719E-18,3.7300320927203719E-18,1.1758629944585498E+16,0,false,0,1.2099745823727436E-14,1.2099745823727436E-14,3721317958310.2539,0,false,0,3.4886842156818388E-11,3.4886842156818388E-11,1289816666.1261618,0,false,0,1.1028560791267495E-7,1.1028560791267495E-7,408009.99599156028,0,false,0,3.4875371414034114E-4,3.4875371414034114E-4,129.02408954494982,0,true,0.21212644918156079,1.1028560791267508,0]
[null,11,13,1483.940705581161,null,213,19,8,1234.2191928319128,1,0.7558294147130894,0.7558294147130894,1.4179477289479484E+20,0,false,0,1.2444397378823232E-17,1.2444397378823232E-17,4.4745911039389E+16,0,false,0,4.0368029408402919E-14,4.0368029408402919E-14,14160983303033.941,0,false,0,1.1639195489471006E-10,1.1639195489471006E-10,4908226729.7797184,0,false,0,3.6794265998646686E-7,3.6794265998646686E-7,1552628.0757076202,0,false,0,1.1635368538981344E-3,1.1635368538981344E-3,490.98410783604299,0,true,0.7558294147130894,3.6794265998646707,0]
[null,11,14,1671.9938889808998,null,214,2,13,1235.1831493177267,1,0.14015731076362772,0.14015731076362772,2.6533490383663813E+19,0,false,0,2.2867760843812249E-18,2.2867760843812249E-18,8373123889078700,0,false,0,7.4180083948318396E-15,7.4180083948318396E-15,2649888332435.6069,0,false,0,2.1388125978726263E-11,2.1388125978726263E-11,918456894.26138246,0,false,0,6.7612954622655233E-8,6.7612954622655233E-8,290537.10002949537,0,false,0,2.1381093594120167E-4,2.1381093594120167E-4,91.875898087337617,0,true,0.14015731076362772,0.67612954622655419,0]
[null,11,15,1873.4692657565536,null,215,13,11,1246.7484704749606,1,0.23030266177482786,0.23030266177482786,4.8588857129411879E+19,0,false,0,3.3716908248206267E-18,3.3716908248206267E-18,1.533309468488928E+16,0,false,0,1.0937332699132361E-14,1.0937332699132361E-14,4852548373088.6445,0,false,0,3.1535290497010673E-11,3.1535290497010673E-11,1681903517.7620616,0,false,0,9.9690555755442444E-8,9.9690555755442444E-8,532039.52589736832,0,false,0,3.1524921739520571E-4,3.1524921739520571E-4,168.24567070718246,0,true,0.23030266177482786,0.99690555755442567,0]
[null,11,16,2088.3668359081207,null,216,3,13,1247.0526615666761,1,0.1195209686472658,0.1195209686472658,2.5287953203309801E+19,0,false,0,1.7448618308328286E-18,1.7448618308328286E-18,7980072052748327,0,false,0,5.6601080435217527E-15,5.6601080435217527E-15,2525497067128.6597,0,false,0,1.6319623468259746E-11,1.6319623468259746E-11,875342618.91300941,0,false,0,5.1590212350337944E-8,5.1590212350337944E-8,276898.68476160802,0,false,0,1.6314257599881688E-4,1.6314257599881688E-4,87.563052495163987,0,true,0.1195209686472658,0.51590212350338072,0]
[null,11,17,2316.6865994356031,null,217,4,13,1262.864727871817,1,0.21912783806042277,0.21912783806042277,5.3677114200440324E+19,0,false,0,2.763073654879523E-18,2.763073654879523E-18,1.693878644346131E+16,0,false,0,8.9630566400562323E-15,8.9630566400562323E-15,5360710429794.624,0,false,0,2.5842918256272295E-11,2.5842918256272295E-11,1858033560.1758416,0,false,0,8.1695612842205297E-8,8.1695612842205297E-8,587755.0549229543,0,false,0,2.5834421142467126E-4,2.5834421142467126E-4,185.86446798338966,0,true,0.21912783806042277,0.81695612842205456,0]
[null,11,18,2558.4285563389985,null,218,10,12,1265.8997708588561,1,6.0460980443431414E-2,6.0460980443431414E-2,1.5229566227999894E+19,0,false,0,7.4139448370891745E-19,7.4139448370891745E-19,4805965704477545,0,false,0,2.4049886395077176E-15,2.4049886395077176E-15,1520970263319.7205,0,false,0,6.9342331878504736E-12,6.9342331878504736E-12,527171506.51724261,0,false,0,2.1920760815574988E-8,2.1920760815574988E-8,166761.09861951935,0,false,0,6.9319532220987433E-5,6.9319532220987433E-5,52.734489674964003,0,true,6.0460980443431414E-2,0.21920760815575052,0]
[null,11,19,2813.5927066183099,null,219,16,10,1276.5023499727022,1,0.74716643653534998,0.74716643653534998,2.0736967324150428E+20,0,false,0,8.3152627980699188E-18,8.3152627980699188E-18,6.5439259584103728E+16,0,false,0,2.6973646288593892E-14,2.6973646288593892E-14,20709920544866.254,0,false,0,7.7772323003569566E-11,7.7772323003569566E-11,7178102213.293931,0,false,0,2.4585681566347185E-7,2.4585681566347185E-7,2270661.8174420344,0,false,0,7.7746751577273464E-4,7.7746751577273464E-4,718.04631390942802,0,true,0.74716643653534998,2.4585681566347288,0]
[null,11,20,3082.1790502735344,null,220,18,9,1280.2110322040694,1,0.21631463306650658,0.21631463306650658,6.2095892222409368E+19,0,false,0,2.3275308182271824E-18,2.3275308182271824E-18,1.9595484463711244E+16,0,false,0,7.5502115256338345E-15,7.5502115256338345E-15,6201490188929.4053,0,false,0,2.1769303387253397E-11,2.1769303387253397E-11,2149449600.9502792,0,false,0,6.8817947096122603E-8,6.8817947096122603E-8,679939.20849367767,0,false,0,2.1762145672071819E-4,2.1762145672071819E-4,215.01565692921278,0,true,0.21631463306650658,0.68817947096122689,0]
[null,12,1,321.5860868602835,null,221,5,13,1282.6193482331494,1,2.5262336850435416E-2,2.5262336850435416E-2,7.4120867995266867E+18,0,false,0,2.6594575361585217E-19,2.6594575361585217E-19,2339018355732530.5,0,false,0,8.6269392371490733E-16,8.6269392371490733E-16,740241937455.71765,0,false,0,2.4873800809326685E-12,2.4873800809326685E-12,256569419.38104329,0,false,0,7.8632002031724461E-9,7.8632002031724461E-9,81161.059957164529,0,false,0,2.486562233992363E-5,2.486562233992363E-5,25.665380677812838,0,true,2.5262336850435416E-2,7.8632002031724366E-2,0]
[null,12,2,348.57294974905051,null,222,14,11,1301.9860773420153,1,0.69959882338406576,0.69959882338406576,2.4433706658955523E+20,0,false,0,6.1872162937498266E-18,6.1872162937498266E-18,7.7104990699151296E+16,0,false,0,2.0070536298308169E-14,2.0070536298308169E-14,24401838302277.687,0,false,0,5.7868788488819793E-11,5.7868788488819793E-11,8457728707.6768227,0,false,0,1.8293700785446878E-7,1.8293700785446878E-7,2675448.3383139758,0,false,0,5.7849761315623409E-4,5.7849761315623409E-4,846.0510511184882,0,true,0.69959882338406576,1.8293700785446914,0]
[null,12,3,388.98200601373179,null,223,6,13,1306.3165226506728,1,0.20243637308647486,0.20243637308647486,7.3484464166044475E+19,0,false,0,1.722535087126098E-18,1.722535087126098E-18,2.3189354792299792E+16,0,false,0,5.5876829497940193E-15,5.5876829497940193E-15,7338861996413.9404,0,false,0,1.611080232028846E-11,1.611080232028846E-11,2543665072.2726202,0,false,0,5.0930079021402414E-8,5.0930079021402414E-8,804642.08844414249,0,false,0,1.6105505111999055E-4,1.6105505111999055E-4,254.45017007181491,0,true,0.20243637308647486,0.50930079021402286,0]
[null,12,4,442.81325565432735,null,224,11,12,1309.3097155573364,1,0.22903327258281359,0.22903327258281359,8.5381190904320606E+19,0,false,0,1.8976733666001814E-18,1.8976733666001814E-18,2.6943582578156072E+16,0,false,0,6.1558090712226235E-15,6.1558090712226235E-15,8526983005828.6016,0,false,0,1.7748863698782594E-11,1.7748863698782594E-11,2955470324.1983538,0,false,0,5.6108380746546514E-8,5.6108380746546514E-8,934909.17492253741,0,false,0,1.7743027898302617E-4,1.7743027898302617E-4,295.6442398143983,0,true,0.22903327258281359,0.56108380746546749,0]
[null,12,5,510.06669867083724,null,225,20,8,1313.1121240361153,1,0.33129366174810271,0.33129366174810271,1.2773788588524493E+20,0,false,0,2.6539518747803952E-18,2.6539518747803952E-18,4.0310005520595976E+16,0,false,0,8.609079577604358E-15,8.609079577604358E-15,12757128011537.705,0,false,0,2.4822306576920086E-11,2.4822306576920086E-11,4421647519.9173288,0,false,0,7.8469216512202228E-8,7.8469216512202228E-8,1398707.6103582422,0,false,0,2.4814145038745358E-4,2.4814145038745358E-4,442.31018293433692,0,true,0.33129366174810271,0.78469216512202511,0]
[null,12,6,590.74233506326163,null,226,7,13,1333.9562511243876,1,0.15901716922524312,0.15901716922524312,7.3633418156912632E+19,0,false,0,1.060717142962321E-18,1.060717142962321E-18,2.3236359924352984E+16,0,false,0,3.4408304008328642E-15,3.4408304008328642E-15,7353737967752.9502,0,false,0,9.9208453492338706E-12,9.9208453492338706E-12,2548821115.3661757,0,false,0,3.1362152396302458E-8,3.1362152396302458E-8,806273.10871019284,0,false,0,9.9175833897623681E-5,9.9175833897623681E-5,254.96594396687485,0,true,0.15901716922524312,0.31362152396302528,0]
[null,12,7,684.84016483160008,null,227,17,10,1343.5676190083307,1,0.8108634888933447,0.8108634888933447,4.0815978753415243E+20,0,false,0,4.9756725250285443E-18,4.9756725250285443E-18,1.2880222006780006E+17,0,false,0,1.6140443663325494E-14,1.6140443663325494E-14,40762743352532.086,0,false,0,4.6537267693610894E-11,4.6537267693610894E-11,14128452962.66836,0,false,0,1.4711537476262168E-7,1.4711537476262168E-7,4469278.6099426877,0,false,0,4.6521966307913766E-4,4.6521966307913766E-4,1413.3099905290183,0,true,0.8108634888933447,1.4711537476262171,0]
[null,12,8,792.36018797585302,null,228,19,9,1355.1614093520802,1,0.9726059757482427,0.9726059757482427,5.4100911720265358E+20,0,false,0,5.400771415409284E-18,5.400771415409284E-18,1.7072523433434077E+17,0,false,0,1.7519409955222772E-14,1.7519409955222772E-14,54030349067805.633,0,false,0,5.0513200747563988E-11,5.0513200747563988E-11,18727033133.152042,0,false,0,1.5968424505200685E-7,1.5968424505200685E-7,5923955.6397884153,0,false,0,5.0496592080881495E-4,5.0496592080881495E-4,1873.319257953136,0,true,0.9726059757482427,1.5968424505200725,0]
[null,12,9,913.30240449602047,null,229,12,12,1356.6622143120082,1,0.21178905709041757,0.21178905709041757,1.1933289711378802E+20,0,false,0,1.1610030550571368E-18,1.1610030550571368E-18,3.7657658948315824E+16,0,false,0,3.7661450404619088E-15,3.7661450404619088E-15,11917725378951.955,0,false,0,1.0858815505746062E-11,1.0858815505746062E-11,4130708794.1141319,0,false,0,3.4327299211537445E-8,3.4327299211537445E-8,1306674.4466798154,0,false,0,1.0855245143056062E-4,1.0855245143056062E-4,413.20674118484533,0,true,0.21178905709041757,0.34327299211537493,0]
[null,12,10,1047.666814392102,null,230,15,11,1361.1662382652607,1,0.23193997735492972,0.23193997735492972,1.3582142305281067E+20,0,false,0,1.2234027649184215E-18,1.2234027649184215E-18,4.2860912212000032E+16,0,false,0,3.9685616980207689E-15,3.9685616980207689E-15,13564427409973.863,0,false,0,1.1442437516079471E-11,1.1442437516079471E-11,4701459196.9419394,0,false,0,3.6172267234481944E-8,3.6172267234481944E-8,1487220.9349410932,0,false,0,1.1438675259324295E-4,1.1438675259324295E-4,470.30055382989485,0,true,0.23193997735492972,0.36172267234481942,0]
[null,12,11,1195.4534176640977,null,231,8,13,1365.538533654294,1,9.7369707001951106E-2,9.7369707001951106E-2,5.9184797153745625E+19,0,false,0,4.9479360292250122E-19,4.9479360292250122E-19,1.8676835642528824E+16,0,false,0,1.6050470027463826E-15,1.6050470027463826E-15,5910760369914.9385,0,false,0,4.6277849348935595E-12,4.6277849348935595E-12,2048682031.4747124,0,false,0,1.462952916574323E-8,1.462952916574323E-8,648063.22433440702,0,false,0,4.6262633259611577E-5,4.6262633259611577E-5,204.93558566893836,0,true,9.7369707001951106E-2,0.14629529165743252,0]
[null,12,12,1356.6622143120082,null,232,9,13,1401.0633702403918,1,0.22335179763150642,0.22335179763150642,1.8300308024869585E+20,0,false,0,8.4199016363311789E-19,8.4199016363311789E-19,5.774993944817628E+16,0,false,0,2.7313081262551007E-15,2.7313081262551007E-15,18276439327762.371,0,false,0,7.8751005905794438E-12,7.8751005905794438E-12,6334652482.3951712,0,false,0,2.4895066515378755E-8,2.4895066515378755E-8,2003851.8665699749,0,false,0,7.8725112689988108E-5,7.8725112689988108E-5,633.67359919409387,0,true,0.22335179763150642,0.24895066515378794,0]
[null,12,13,1531.2932043358328,null,233,13,12,1407.9572671228711,1,8.9098885308218981E-2,8.9098885308218981E-2,7.7290460977276781E+19,0,false,0,3.1725257603976917E-19,3.1725257603976917E-19,2.4390406081108608E+16,0,false,0,1.0291266768175143E-15,1.0291266768175143E-15,7718965269580.8164,0,false,0,2.9672507552264683E-12,2.9672507552264683E-12,2675409669.7706509,0,false,0,9.3801855696342294E-9,9.3801855696342294E-9,846317.09087571048,0,false,0,2.9662751275088088E-5,2.9662751275088088E-5,267.62896298949551,0,true,8.9098885308218981E-2,9.3801855696342265E-2,0]
[null,12,14,1719.3463877355716,null,234,18,10,1414.5754421001504,1,0.21140841843723499,0.21140841843723499,1.9366690403687875E+20,0,false,0,7.1281307577789206E-19,7.1281307577789206E-19,6.1115102358093872E+16,0,false,0,2.3122742170434444E-15,2.3122742170434444E-15,19341430847040.844,0,false,0,6.6669124135720395E-12,6.6669124135720395E-12,6703780792.9123325,0,false,0,2.1075696250359724E-8,2.1075696250359724E-8,2120618.8804021222,0,false,0,6.6647203425007173E-5,6.6647203425007173E-5,670.59857112268855,0,false,0,0.21075696250359802,0.21075696250359802]
[null,12,15,1920.8217645112252,null,235,1,14,1415.3093745247074,1,0.62762521042532737,0.62762521042532737,5.7843246473094411E+20,0,false,0,2.1034617221348207E-18,2.1034617221348207E-18,1.8253485005648806E+17,0,false,0,6.8233601092716704E-15,6.8233601092716704E-15,57767802774120.156,0,false,0,1.9673594022486645E-11,1.9673594022486645E-11,20022442483.625599,0,false,0,6.2192911208303349E-8,6.2192911208303349E-8,6333734.7795490436,0,false,0,1.9667125373485373E-4,1.9667125373485373E-4,2002.9027998799393,0,false,0,0.62192911208303392,0.62192911208303392]
[null,12,16,2135.7193346627923,null,236,2,14,1423.2363327174655,1,0.41468785245812889,0.41468785245812889,4.0782691507055893E+20,0,false,0,1.3024265968643234E-18,1.3024265968643234E-18,1.2869717612760955E+17,0,false,0,4.2249048759865554E-15,4.2249048759865554E-15,40729499522010.602,0,false,0,1.2181544280630918E-11,1.2181544280630918E-11,14116930580.777582,0,false,0,3.8508759556558976E-8,3.8508759556558976E-8,4465633.7144218627,0,false,0,1.217753900665023E-4,1.217753900665023E-4,1412.1573733610967,0,false,0,0.38508759556559091,0.38508759556559091]
[null,12,17,2364.0390981902751,null,237,16,11,1424.288953244698,1,0.5463502133683491,0.5463502133683491,5.4194953705589663E+20,0,false,0,1.7012568922184077E-18,1.7012568922184077E-18,1.7102200086694269E+17,0,false,0,5.5186592139197076E-15,5.5186592139197076E-15,54124268396196.711,0,false,0,1.5911788207628264E-11,1.5911788207628264E-11,18759585770.789581,0,false,0,5.0300948064255918E-8,5.0300948064255918E-8,5934253.0734476149,0,false,0,1.590655643488867E-4,1.590655643488867E-4,1876.5755923948964,0,false,0,0.5030094806425609,0.5030094806425609]
[null,12,18,2605.7810550936706,null,238,20,9,1434.0543405562828,1,0.42631073741160863,0.42631073741160863,4.5784281986698012E+20,0,false,0,1.2260908405698043E-18,1.2260908405698043E-18,1.4448060157331043E+17,0,false,0,3.9772814707541766E-15,3.9772814707541766E-15,45724566535049.508,0,false,0,1.1467578980985016E-11,1.1467578980985016E-11,15848231360.235964,0,false,0,3.6251745386401152E-8,3.6251745386401152E-8,5013299.1638136311,0,false,0,1.146380845775281E-4,1.146380845775281E-4,1585.3443949468713,0,false,0,0.3625174538640108,0.3625174538640108]
[null,12,19,2860.945205372981,null,239,3,14,1435.1058449664149,1,0.35363045667762877,0.35363045667762877,3.8303713644620585E+20,0,false,0,1.0084281375311266E-18,1.0084281375311266E-18,1.2087431209414773E+17,0,false,0,3.2712115719955265E-15,3.2712115719955265E-15,38253754936940.773,0,false,0,9.4317883562457258E-12,9.4317883562457258E-12,13258832277.254955,0,false,0,2.9816126890950025E-8,2.9816126890950025E-8,4194189.9545640051,0,false,0,9.4286871979997293E-5,9.4286871979997293E-5,1326.3193195820331,0,false,0,0.29816126890950134,0.29816126890950134]
[null,12,20,3129.531549028206,null,240,10,13,1440.5307608826804,1,5.0204475430434645E-2,5.0204475430434645E-2,5.6817913615375835E+19,0,false,0,1.370206736580296E-19,1.370206736580296E-19,1.7929922635185108E+16,0,false,0,4.4447749580860337E-16,4.4447749580860337E-16,5674380723593.7217,0,false,0,1.2815489237901733E-12,1.2815489237901733E-12,1966752346.6765385,0,false,0,4.0512810386998704E-9,4.0512810386998704E-9,622146.26168072177,0,false,0,1.2811275523744351E-5,1.2811275523744351E-5,196.73992246702167,0,false,0,4.0512810386998735E-2,4.0512810386998735E-2]
[null,13,1,372.88113967114646,null,241,4,14,1450.9179112715558,1,0.64834044035219152,0.64834044035219152,7.9767313601518148E+20,0,false,0,1.6276752898035111E-18,1.6276752898035111E-18,2.5172021827016154E+17,0,false,0,5.2799699307200964E-15,5.2799699307200964E-15,79663274814585.531,0,false,0,1.5223582399934504E-11,1.5223582399934504E-11,27611459349.928276,0,false,0,4.8125365776545191E-8,4.8125365776545191E-8,8734381.958732808,0,false,0,1.5218576908260022E-4,1.5218576908260022E-4,2762.0540943478577,0,false,0,0.48125365776545115,0.48125365776545115]
[null,13,2,399.86800255991346,null,242,14,12,1463.1948739899256,1,0.27065894439121452,0.27065894439121452,3.672741273319325E+20,0,false,0,6.1608543986669637E-19,6.1608543986669637E-19,1.1590000881666518E+17,0,false,0,1.9985021690925244E-15,1.9985021690925244E-15,36679509960798.984,0,false,0,5.7622226730141138E-12,5.7622226730141138E-12,12713195642.723667,0,false,0,1.8215756747629671E-8,1.8215756747629671E-8,4021587.7492160206,0,false,0,5.7603280626090939E-5,5.7603280626090939E-5,1271.7377097752608,0,false,0,0.18215756747629744,0.18215756747629744]
[null,13,3,440.27705882459475,null,243,5,14,1470.6725316328882,1,7.4744472189884087E-2,7.4744472189884087E-2,1.0761837817384187E+20,0,false,0,1.6034603648716164E-19,1.6034603648716164E-19,3.3960930136281648E+16,0,false,0,5.2014198192107662E-16,5.2014198192107662E-16,10747801384400.051,0,false,0,1.4997101167886416E-12,1.4997101167886416E-12,3725210665.9834647,0,false,0,4.740940472036937E-9,4.740940472036937E-9,1178402.5038694534,0,false,0,1.4992170142910491E-5,1.4992170142910491E-5,372.64359126728607,0,false,0,4.7409404720369273E-2,4.7409404720369273E-2]
[null,13,4,494.10830846519031,null,244,11,13,1483.940705581161,1,0.1901804307803798,0.1901804307803798,3.039653650044194E+20,0,false,0,3.675310756287967E-19,3.675310756287967E-19,9.5921781204408128E+16,0,false,0,1.1922236825008991E-15,1.1922236825008991E-15,30356890953392.152,0,false,0,3.4375035668489981E-12,3.4375035668489981E-12,10521762537.388412,0,false,0,1.0866766584026764E-8,1.0866766584026764E-8,3328367.8242408959,0,false,0,3.4363733206932088E-5,3.4363733206932088E-5,1052.5223215420219,0,false,0,0.10866766584026792,0.10866766584026792]
[null,13,5,561.36175148170025,null,245,19,10,1489.525819248162,1,0.95054637858143476,0.95054637858143476,1.5870860775913491E+21,0,false,0,1.7584606509089933E-18,1.7584606509089933E-18,5.0083378244448147E+17,0,false,0,5.7042208721339753E-15,5.7042208721339753E-15,158501607544617.09,0,false,0,1.6446812692835705E-11,1.6446812692835705E-11,54936992030.55101,0,false,0,5.1992287748542301E-8,5.1992287748542301E-8,17378316.226517897,0,false,0,1.644140500482618E-4,1.644140500482618E-4,5495.5061174459079,0,false,0,0.51992287748542432,0.51992287748542432]
[null,13,6,642.03738787412453,null,246,17,11,1491.3542222803264,1,0.59292738338698492,0.59292738338698492,1.0042066430423887E+21,0,false,0,1.0813503850868522E-18,1.0813503850868522E-18,3.1689561044734163E+17,0,false,0,3.5077619925779987E-15,3.5077619925779987E-15,100289687797377.56,0,false,0,1.0113827244104526E-11,1.0113827244104526E-11,34760617665.786774,0,false,0,3.1972214077903948E-8,3.1972214077903948E-8,10995887.901710952,0,false,0,1.0110501832467682E-4,1.0110501832467682E-4,3477.2050665296292,0,false,0,0.31972214077904038,0.31972214077904038]
[null,13,7,736.13521764246309,null,247,6,14,1494.3697060504117,1,0.59895487689699711,0.59895487689699711,1.0385208387338244E+21,0,false,0,1.0669879351503732E-18,1.0669879351503732E-18,3.2772407694473766E+17,0,false,0,3.4611720466157447E-15,3.4611720466157447E-15,103716631839976.33,0,false,0,9.9794958197458033E-12,9.9794958197458033E-12,35948403710.823433,0,false,0,3.1547560487000419E-8,3.1547560487000419E-8,11371622.370183688,0,false,0,9.976214576085232E-5,9.976214576085232E-5,3596.0227381102859,0,false,0,0.31547560487000487,0.31547560487000487]
[null,13,8,843.65524078671592,null,248,7,14,1522.0094345241266,1,0.47048911006288863,0.47048911006288863,1.0095116672324315E+21,0,false,0,6.7728946767699552E-19,6.7728946767699552E-19,3.1856970699986822E+17,0,false,0,2.1970401873949011E-15,2.1970401873949011E-15,100819498293517.84,0,false,0,6.3346615165689067E-12,6.3346615165689067E-12,34944251103.043289,0,false,0,2.002537211982336E-8,2.002537211982336E-8,11053976.992948879,0,false,0,6.3325786891076354E-5,6.3325786891076354E-5,3495.5744500817591,0,false,0,0.20025372119823412,0.20025372119823412]
[null,13,9,964.59745730688348,null,249,15,12,1522.3750349131712,1,8.9732325633921722E-2,8.9732325633921722E-2,1.9307385330604071E+20,0,false,0,1.288133563997627E-19,1.288133563997627E-19,6.0927954449167704E+16,0,false,0,4.1785401100976458E-16,4.1785401100976458E-16,19282203124284.937,0,false,0,1.2047862111371482E-12,1.2047862111371482E-12,6683252339.0787458,0,false,0,3.8086158415487209E-9,3.8086158415487209E-9,2114125.0781538459,0,false,0,1.2043900791892937E-5,1.2043900791892937E-5,668.54505054476215,0,false,0,3.8086158415487313E-2,3.8086158415487313E-2]
[null,13,10,1098.9618672029649,null,250,12,13,1531.2932043358328,1,0.17586149670660775,0.17586149670660775,4.0498496302615233E+20,0,false,0,2.3587892777331515E-19,2.3587892777331515E-19,1.2780034664115285E+17,0,false,0,7.6516099601410486E-16,7.6516099601410486E-16,40445674987245.5,0,false,0,2.206166251868792E-12,2.206166251868792E-12,14018556397.41132,0,false,0,6.9742163865130811E-9,6.9742163865130811E-9,4434514.8343398487,0,false,0,2.2054408676250521E-5,2.2054408676250521E-5,1402.3167194318182,0,false,0,6.9742163865130671E-2,6.9742163865130671E-2]
[null,13,11,1246.7484704749606,null,251,8,14,1553.5917170540329,1,0.28809082074365011,0.28809082074365011,7.8486792506489871E+20,0,false,0,3.2662451185221273E-19,3.2662451185221273E-19,2.4767930182222531E+17,0,false,0,1.0595280348723523E-15,1.0595280348723523E-15,78384423875606.812,0,false,0,3.0549060990050416E-12,3.0549060990050416E-12,27168206912.736591,0,false,0,9.6572849652160642E-9,9.6572849652160642E-9,8594167.1283066515,0,false,0,3.0539016503382787E-5,3.0539016503382787E-5,2717.7142717597503,0,false,0,9.6572849652160897E-2,9.6572849652160897E-2]
[null,13,12,1407.9572671228711,null,252,18,11,1562.3620453721462,1,0.15458809292430506,0.15458809292430506,4.4964324727135876E+20,0,false,0,1.6416119949718773E-19,1.6416119949718773E-19,1.4189307779909451E+17,0,false,0,5.3251788152459322E-16,5.3251788152459322E-16,44905678728058.156,0,false,0,1.5353931850370489E-12,1.5353931850370489E-12,15564403116.324083,0,false,0,4.8537431400535775E-9,4.8537431400535775E-9,4923515.2714961739,0,false,0,1.5348883499986979E-5,1.5348883499986979E-5,1556.9522352550171,0,false,0,4.853743140053586E-2,4.853743140053586E-2]
[null,13,13,1582.5882571466957,null,253,20,10,1568.4187504523643,1,0.41664161818997308,0.41664161818997308,1.267627466656205E+21,0,false,0,4.2298032937321612E-19,4.2298032937321612E-19,4.0002282662541766E+17,0,false,0,1.3720939516420971E-15,1.3720939516420971E-15,126597412748808.16,0,false,0,3.9561182369131934E-12,3.9561182369131934E-12,43878930712.496872,0,false,0,1.250623093862101E-8,1.250623093862101E-8,13880300.056821076,0,false,0,3.9548174710107921E-5,3.9548174710107921E-5,4389.3362786119242,0,false,0,0.12506230938621027,0.12506230938621027]
[null,13,14,1770.6414405464345,null,254,13,13,1582.5882571466957,1,7.3984291447618533E-2,7.3984291447618533E-2,2.4990881835625339E+20,0,false,0,6.765251870106285E-20,6.765251870106285E-20,7.8863257973722896E+16,0,false,0,2.194560958913458E-16,2.194560958913458E-16,24958286767380.25,0,false,0,6.327513229822838E-13,6.327513229822838E-13,8650594921.2522087,0,false,0,2.000277468478516E-9,2.000277468478516E-9,2736458.0500772418,0,false,0,6.325432752707795E-6,6.325432752707795E-6,865.34401597471515,0,false,0,2.0002774684785236E-2,2.0002774684785236E-2]
[null,13,15,1972.1168173220883,null,255,16,12,1585.4977498926085,1,0.21137052704420004,0.21137052704420004,7.2939208468518168E+20,0,false,0,1.8919703574548026E-19,1.8919703574548026E-19,2.301728947256225E+17,0,false,0,6.1373092408258854E-16,6.1373092408258854E-16,72844075431860.062,0,false,0,1.7695523680539251E-12,1.7695523680539251E-12,25247910437.416,0,false,0,5.5939760258868482E-9,5.5939760258868482E-9,7986716.3348916741,0,false,0,1.7689705418179446E-5,1.7689705418179446E-5,2525.6214643929852,0,false,0,5.5939760258868508E-2,5.5939760258868508E-2]
[null,13,16,2187.014387473655,null,256,9,14,1589.1165536401304,1,0.66083800265457271,0.66083800265457271,2.3416582934910156E+21,0,false,0,5.7604049129848059E-19,5.7604049129848059E-19,7.3895272403968512E+17,0,false,0,1.8686014907189309E-15,1.8686014907189309E-15,233860411907713.78,0,false,0,5.3876838580253509E-12,5.3876838580253509E-12,81056512828.231018,0,false,0,1.7031750447711552E-8,1.7031750447711552E-8,25640750.614166178,0,false,0,5.3859123954360767E-5,5.3859123954360767E-5,8108.3172857126465,0,false,0,0.17031750447711527,0.17031750447711527]
[null,13,17,{"$f":"3.141625/2*SQRT($H$2/$I$2)*((1+($D$8-1)/B266)*(B266/$C$2)^2+(1+($D$8-1)/C266)*(C266/$D$2)^2)","v":2415.3341510011378},null,257,1,15,1616.7847513003612,1,{"$f":"ABS(SIN(G266*3.1416*$J$2/$C$2)*SIN(H266*3.1416*$K$2/$D$2))*(1/F266^$N$2)+(1-1/F266^$N$2)","v":0.88900236663436871},{"$f":"$J266*$K266","v":0.88900236663436871},{"$f":"10^(LOG10($I266/22.27)/LOG10(2)*70/20)*$L266","v":3.8502665677597405E+21},{"$f":"IF($I266<22.27,M266,0)","v":0},{"$f":"AND($I266>22.27,$I266<44.45)","v":false},{"$f":"IF($O266=TRUE,$L266,0)","v":0},{"$f":"10^(LOG10(44.45/$I266)/LOG10(2)*70/20)*$L266","v":6.3401794356111595E-19},{"$f":"IF($I266>44.45,Q266,0)","v":6.3401794356111595E-19},{"$f":"10^(LOG10($I266/44.548)/LOG10(2)*70/20)*$L266","v":1.2150214130018478E+18},{"$f":"IF($I266<44.528,S266,0)","v":0},{"$f":"AND($I266>44.548,$I266<89.095)","v":false},{"$f":"IF($U266=TRUE,$L266,0)","v":0},{"$f":"10^(LOG10(89.095/$I266)/LOG10(2)*70/20)*$L266","v":2.0566729116737998E-15},{"$f":"IF($I266>89.095,W266,0)","v":2.0566729116737998E-15},{"$f":"10^(LOG10($I266/89.09)/LOG10(2)*70/20)*$L266","v":384524474810717},{"$f":"IF($I266<89.09,Y266,0)","v":0},{"$f":"AND($I266>89.09,$I266<176.78)","v":false},{"$f":"IF($AA266=TRUE,$L266,0)","v":0},{"$f":"10^(LOG10(176.78/$I266)/LOG10(2)*70/20)*$L266","v":5.929944668512401E-12},{"$f":"IF($I266>176.78,AC266,0)","v":5.929944668512401E-12},{"$f":"10^(LOG10($I266/176.78)/LOG10(2)*70/20)*$L266","v":133276995328.14886},{"$f":"IF($I266<176.78,AE266,0)","v":0},{"$f":"AND($I266>176.78,$I266<353.55)","v":false},{"$f":"IF($AG266=TRUE,$L266,0)","v":0},{"$f":"10^(LOG10(353.55/$I266)/LOG10(2)*70/20)*$L266","v":1.8745965877785709E-8},{"$f":"IF($I266>353.55,AI266,0)","v":1.8745965877785709E-8},{"$f":"10^(LOG10($I266/353.55)/LOG10(2)*70/20)*$L266","v":42159748.557851449},{"$f":"IF($I266<353.55,AK266,0)","v":0},{"$f":"AND($I266>353.55,$I266<707.1)","v":false},{"$f":"IF($AM266=TRUE,$L266,0)","v":0},{"$f":"10^(LOG10(707.1/$I266)/LOG10(2)*70/20)*$L266","v":5.9279949113600483E-5},{"$f":"IF($I266>707.1,AO266,0)","v":5.9279949113600483E-5},{"$f":"10^(LOG10($I266/707.1)/LOG10(2)*70/20)*$L266","v":13332.083102280965},{"$f":"IF($I266<707.1,AQ266,0)","v":0},{"$f":"AND($I266>707.1,$I266<1414.2)","v":false},{"$f":"IF($AS266=TRUE,$L266,0)","v":0},{"$f":"10^(LOG10(1414.2/$I266)/LOG10(2)*70/20)*$L266","v":0.18745965877785736},{"$f":"IF($I266>1414.2,AU266,0)","v":0.18745965877785736}]
[null,13,18,2657.0761079045337,null,258,2,15,1624.7117094931193,{"$f":"IF(ABS(I267-I266)>0.0001,1,$M$2)","v":1},0.58738635116325078,0.58738635116325078,2.6928252941603444E+21,0,false,0,3.9575465947289304E-19,3.9575465947289304E-19,8.497698370483273E+17,0,false,0,1.2837773695092952E-15,1.2837773695092952E-15,268931310020047.94,0,false,0,3.701477626640682E-12,3.701477626640682E-12,93212160205.870819,0,false,0,1.1701251388539556E-8,1.1701251388539556E-8,29485968.130793262,0,false,0,3.7002605861992942E-5,3.7002605861992942E-5,9324.2818308444457,0,false,0,0.11701251388539589,0.11701251388539589]
[null,13,19,2912.2402581838442,null,259,10,14,1628.5839442824192,1,0.14854156366587931,0.14854156366587931,7.000877806720617E+20,0,false,0,9.7348664598762863E-20,9.7348664598762863E-20,2.2092539036652525E+17,0,false,0,3.1578658538170477E-16,3.1578658538170477E-16,69917467127725.719,0,false,0,9.1049819723058636E-13,9.1049819723058636E-13,24233541816.356339,0,false,0,2.8783014161499313E-9,2.8783014161499313E-9,7665839.3080383101,0,false,0,9.1019882675219554E-6,9.1019882675219554E-6,2424.1512390250214,0,false,0,2.8783014161499375E-2,2.8783014161499375E-2]
[null,13,20,3180.8266018390686,null,260,3,15,1636.5812217420687,1,0.50090134634228212,0.50090134634228212,2.499145964553012E+21,0,false,0,3.1009823124348867E-19,3.1009823124348867E-19,7.8865081357622682E+17,0,false,0,1.0059188996674949E-15,1.0059188996674949E-15,249588638236600.31,0,false,0,2.900336452228827E-12,2.900336452228827E-12,86507949301.778275,0,false,0,9.1686535384181137E-9,9.1686535384181137E-9,27365213.192557771,0,false,0,2.8993828258363274E-5,2.8993828258363274E-5,8653.6402344570579,0,false,0,9.168653538418102E-2,9.168653538418102E-2]
[null,14,1,428.11874653820092,null,261,19,11,1637.3124225201577,1,0.69506764672493127,0.69506764672493127,3.4859568466128703E+21,0,false,0,4.280738064570604E-19,4.280738064570604E-19,1.1000568762955514E+18,0,false,0,1.3886165381886684E-15,1.3886165381886684E-15,348141018827315.44,0,false,0,4.0037573259709501E-12,4.0037573259709501E-12,120666412619.44435,0,false,0,1.2656829432847735E-8,1.2656829432847735E-8,38170620.540236995,0,false,0,4.0024408964055947E-5,4.0024408964055947E-5,12070.610060915589,0,false,0,0.12656829432847724,0.12656829432847724]
[null,14,2,455.10560942696793,null,262,14,13,1637.8258640137501,1,0.22474478951643204,0.22474478951643204,1.1312738744533962E+21,0,false,0,1.3791071791112794E-19,1.3791071791112794E-19,3.5699397879098515E+17,0,false,0,4.4736468523932943E-16,4.4736468523932943E-16,112979837833509.08,0,false,0,1.2898734723727559E-12,1.2898734723727559E-12,39159050477.928253,0,false,0,4.0775969172451647E-9,4.0775969172451647E-9,12387251.962342031,0,false,0,1.2894493638575887E-5,1.2894493638575887E-5,3917.1930151391248,0,false,0,4.0775969172451854E-2,4.0775969172451854E-2]
[null,14,3,495.51466569164916,null,263,4,15,1652.3932880472096,1,0.91834454111119912,0.91834454111119912,5.1238537780615478E+21,0,false,0,5.0839478056920382E-19,5.0839478056920382E-19,1.6169249447727158E+18,0,false,0,1.6491674790151172E-15,1.6491674790151172E-15,511717084607570.25,0,false,0,4.7549962097331185E-12,4.7549962097331185E-12,177362222594.93109,0,false,0,1.5031674270076876E-8,1.5031674270076876E-8,56105306.769957408,0,false,0,4.7534327739192043E-5,4.7534327739192043E-5,17742.055821552967,0,false,0,0.15031674270076908,0.15031674270076908]
[null,14,4,549.34591533224477,null,264,17,12,1652.5630189282367,1,0.22939017952016394,0.22939017952016394,1.2813994761826664E+21,0,false,0,1.2683865078510168E-19,1.2683865078510168E-19,4.0436883389016691E+17,0,false,0,4.1144831920331884E-16,4.1144831920331884E-16,127972817447950.45,0,false,0,1.1863168678788364E-12,1.1863168678788364E-12,44355648886.944206,0,false,0,3.7502298535067711E-9,3.7502298535067711E-9,14031101.16332986,0,false,0,1.1859268086240979E-5,1.1859268086240979E-5,4437.0237756360484,0,false,0,3.7502298535067639E-2,3.7502298535067639E-2]
[null,14,5,616.59935834875478,null,265,11,14,1671.9938889808998,1,0.56269283414607263,0.56269283414607263,3.6008589173970578E+21,0,false,0,2.7159587918260259E-19,2.7159587918260259E-19,1.136316307673666E+18,0,false,0,8.8102220656354062E-16,8.8102220656354062E-16,359616239476427.87,0,false,0,2.540225481163474E-12,2.540225481163474E-12,124643748339.34814,0,false,0,8.0302570856395943E-9,8.0302570856395943E-9,39428778.210046709,0,false,0,2.5393902587326886E-5,2.5393902587326886E-5,12468.474450136466,0,false,0,8.030257085639593E-2,8.030257085639593E-2]
[null,14,6,697.27499474117894,null,266,5,15,1672.1479084085418,1,0.10587212171514493,0.10587212171514493,6.7823696574389695E+20,0,false,0,5.1046772695866251E-20,5.1046772695866251E-20,2.1402996960486093E+17,0,false,0,1.6558918512980183E-16,1.6558918512980183E-16,67735235589578.633,0,false,0,4.7743843950598896E-13,4.7743843950598896E-13,23477175754.982037,0,false,0,1.5092964936497099E-9,1.5092964936497099E-9,7426576.6889589811,0,false,0,4.7728145844389281E-6,4.7728145844389281E-6,2348.4897555022271,0,false,0,1.509296493649709E-2,1.509296493649709E-2]
[null,14,7,791.3728245095175,null,267,6,15,1695.8450828260654,1,0.84839215223330977,0.84839215223330977,6.4010791636482424E+21,0,false,0,3.4731744708855277E-19,3.4731744708855277E-19,2.0199765687075415E+18,0,false,0,1.1266532634180301E-15,1.1266532634180301E-15,639273037413563,0,false,0,3.2484463011819392E-12,3.2484463011819392E-12,221573385316.29141,0,false,0,1.0269111589038211E-8,1.0269111589038211E-8,70090702.368001044,0,false,0,3.247378216779175E-5,3.247378216779175E-5,22164.626228384052,0,false,0,0.10269111589038227,0.10269111589038227]
[null,14,8,898.89284765377056,null,268,15,13,1697.0060249369958,1,7.4510275959201913E-2,7.4510275959201913E-2,5.6666747598976595E+20,0,false,0,3.0261508275771142E-20,3.0261508275771142E-20,1.7882219458375946E+17,0,false,0,9.816445255097358E-17,9.816445255097358E-17,56592838382112.43,0,false,0,2.8303468613700692E-13,2.8303468613700692E-13,19615197343.088207,0,false,0,8.9473997906377968E-10,8.9473997906377968E-10,6204910.2012023488,0,false,0,2.8294162474529146E-6,2.8294162474529146E-6,1962.16489126131,0,false,0,8.9473997906377983E-3,8.9473997906377983E-3]
[null,14,9,1019.8350641739379,null,269,20,11,1716.2053537243601,1,0.3046606831695608,0.3046606831695608,2.6407986346097278E+21,0,false,0,1.085635533733212E-19,1.085635533733212E-19,8.3335188148902874E+17,0,false,0,3.5216624653216854E-16,3.5216624653216854E-16,263735429789996.84,0,false,0,1.015390606936081E-12,1.015390606936081E-12,91411257141.151031,0,false,0,3.2098912779607647E-9,3.2098912779607647E-9,28916285.266929854,0,false,0,1.0150567479864662E-5,1.0150567479864662E-5,9144.1322914668272,0,false,0,3.2098912779607698E-2,3.2098912779607698E-2]
[null,14,10,1154.1994740700193,null,270,12,14,1719.3463877355716,1,0.52032695263628692,0.52032695263628692,4.6071072838992339E+21,0,false,0,1.8151429491645868E-19,1.8151429491645868E-19,1.4538562209710602E+18,0,false,0,5.8880909795617101E-16,5.8880909795617101E-16,460109833322205.37,0,false,0,1.6976959979286101E-12,1.6976959979286101E-12,159475040272.28653,0,false,0,5.3668209447233778E-9,5.3668209447233778E-9,50447022.628164008,0,false,0,1.697137797962256E-5,1.697137797962256E-5,15952.749267905114,0,false,0,5.366820944723398E-2,5.366820944723398E-2]
[null,14,11,1301.9860773420153,null,271,7,15,1723.4848112997802,1,0.66642627697851187,0.66642627697851187,6.0679692278235178E+21,0,false,0,2.2607230857875139E-19,2.2607230857875139E-19,1.9148576898486382E+18,0,false,0,7.3334958080514058E-16,7.3334958080514058E-16,606005490641657.75,0,false,0,2.1144453316653336E-12,2.1144453316653336E-12,210042783323.06131,0,false,0,6.684264736619421E-9,6.684264736619421E-9,66443206.567556866,0,false,0,2.113750105126291E-5,2.113750105126291E-5,21011.186779853793,0,false,0,6.6842647366194316E-2,6.6842647366194316E-2]
[null,14,12,1463.1948739899256,null,272,18,12,1723.5708420200567,1,5.9806632955661368E-2,5.9806632955661368E-2,5.4486969615261611E+20,0,false,0,2.0276480033891758E-20,2.0276480033891758E-20,1.7194351000648813E+17,0,false,0,6.5774301269092822E-17,6.5774301269092822E-17,54415903435814.281,0,false,0,1.8964511319320942E-13,1.8964511319320942E-13,18860667091.638378,0,false,0,5.9951332087227305E-10,5.9951332087227305E-10,5966228.3071358949,0,false,0,1.8958275815677504E-6,1.8958275815677504E-6,1886.687049112001,0,false,0,5.9951332087227523E-3,5.9951332087227523E-3]
[null,14,13,1637.8258640137501,null,273,8,15,1755.0670938296864,1,0.4080674536212151,0.4080674536212151,4.5889657068324945E+21,0,false,0,1.1208193419918783E-19,1.1208193419918783E-19,1.4481313174575519E+18,0,false,0,3.6357942278529962E-16,3.6357942278529962E-16,458298041782305.56,0,false,0,1.0482978831922585E-12,1.0482978831922585E-12,158847069496.90829,0,false,0,3.3139190071071815E-9,3.3139190071071815E-9,50248375.517862149,0,false,0,1.0479532043782438E-5,1.0479532043782438E-5,15889.931535988688,0,false,0,3.3139190071071863E-2,3.3139190071071863E-2]
[null,14,14,1825.8790474134889,null,274,16,13,1760.128739916433,1,0.17551396543489961,0.17551396543489961,2.0409681667963056E+21,0,false,0,4.6620147061656349E-20,4.6620147061656349E-20,6.4406450365734272E+17,0,false,0,1.5122977917850516E-16,1.5122977917850516E-16,203830617603023.41,0,false,0,4.3603638559621193E-13,4.3603638559621193E-13,70648122680.316879,0,false,0,1.3784147513656581E-9,1.3784147513656581E-9,22348246.079173975,0,false,0,4.3589301746901653E-6,4.3589301746901653E-6,7067.1359320117663,0,false,0,1.3784147513656558E-2,1.3784147513656558E-2]
[null,14,15,2027.3544241891427,null,275,13,14,1770.6414405464345,1,0.21889965474431122,0.21889965474431122,2.7279638447341122E+21,0,false,0,5.4254786192797546E-20,5.4254786192797546E-20,8.6085844367272986E+17,0,false,0,1.7599556956486207E-16,1.7599556956486207E-16,272440582032046.5,0,false,0,5.0744286244991634E-13,5.0744286244991634E-13,94428481299.03093,0,false,0,1.6041476128643825E-9,1.6041476128643825E-9,29870729.141701281,0,false,0,5.0727601597734723E-6,5.0727601597734723E-6,9445.9539457742521,0,false,0,1.6041476128643851E-2,1.6041476128643851E-2]
[null,14,16,2242.2519943407096,null,276,9,15,1790.591930415784,1,0.93604676575008527,0.93604676575008527,1.3288220366044488E+22,0,false,0,2.0366424222149975E-19,2.0366424222149975E-19,4.1933388250636329E+18,0,false,0,6.6066068682668133E-16,6.6066068682668133E-16,1327088882678405.5,0,false,0,1.9048635761703326E-12,1.9048635761703326E-12,459971810386.9328,0,false,0,6.0217269463467162E-9,6.0217269463467162E-9,145503699.43339282,0,false,0,1.9042372598066182E-5,1.9042372598066182E-5,46012.309819007241,0,false,0,6.0217269463467206E-2,6.0217269463467206E-2]
[null,14,17,2470.5717578681924,null,277,19,12,1798.521219168068,1,0.2689059347370828,0.2689059347370828,4.0186550600824804E+21,0,false,0,5.5578466196343567E-20,5.5578466196343567E-20,1.2681594542970778E+18,0,false,0,1.8028941776689388E-16,1.8028941776689388E-16,401341361495070.37,0,false,0,5.1982318899990435E-13,5.1982318899990435E-13,139105763780.84116,0,false,0,1.6432847704662609E-9,1.6432847704662609E-9,44003573.231136978,0,false,0,5.196522718940363E-6,5.196522718940363E-6,13915.151659640847,0,false,0,1.6432847704662596E-2,1.6432847704662596E-2]
[null,14,18,2712.3137147715879,null,278,14,14,1825.8790474134889,1,0.66495949164508006,0.66495949164508006,1.1844196339224546E+22,0,false,0,1.1531114758879167E-19,1.1531114758879167E-19,3.7376508661656975E+18,0,false,0,3.7405457695382515E-16,3.7405457695382515E-16,1182874820936172.5,0,false,0,1.0785005878911539E-12,1.0785005878911539E-12,409986911915.81323,0,false,0,3.4093969421220953E-9,3.4093969421220953E-9,129691887.75469036,0,false,0,1.0781459784719091E-5,1.0781459784719091E-5,41012.175935172221,0,false,0,3.4093969421221011E-2,3.4093969421221011E-2]
[null,14,19,2967.4778650508993,null,279,17,13,1827.1940089520613,1,0.19047679258985992,0.19047679258985992,3.421272522191587E+21,0,false,0,3.2755405691491626E-20,3.2755405691491626E-20,1.0796445651284612E+18,0,false,0,1.0625433598644402E-16,1.0625433598644402E-16,341681023022128.5,0,false,0,3.0636000970924895E-13,3.0636000970924895E-13,118427364425.7728,0,false,0,9.6847687615412518E-10,9.6847687615412518E-10,37462338.449830607,0,false,0,3.0625927898518548E-6,3.0625927898518548E-6,11846.631597756597,0,false,0,9.6847687615412847E-3,9.6847687615412847E-3]
[null,14,20,3236.0642087061233,null,280,10,15,1830.059321058073,1,0.21040232203713835,0.21040232203713835,3.848647965598592E+21,0,false,0,3.5528705328013952E-20,3.5528705328013952E-20,1.2145106337479224E+18,0,false,0,1.1525056439971757E-16,1.1525056439971757E-16,384362825705391.44,0,false,0,3.3229857116606309E-13,3.3229857116606309E-13,133220967406.73793,0,false,0,1.0504748399075076E-9,1.0504748399075076E-9,42142025.145997301,0,false,0,3.3218931188084787E-6,3.3218931188084787E-6,13326.478467344084,0,false,0,1.0504748399075106E-2,1.0504748399075106E-2]
[null,15,1,487.29890746144667,null,281,1,16,1831.6823214519281,1,0.93207332776162344,0.93207332776162344,1.7225977624099675E+22,0,false,0,1.557768061032802E-19,1.557768061032802E-19,5.4359695114173952E+18,0,false,0,5.0531998444740412E-16,5.0531998444740412E-16,1720351015296604.2,0,false,0,1.4569742863136944E-12,1.4569742863136944E-12,596277296370.60864,0,false,0,4.605842344714398E-9,4.605842344714398E-9,188621455.81721979,0,false,0,1.4564952352947866E-5,1.4564952352947866E-5,59647.34159592299,0,false,0,4.6058423447143983E-2,4.6058423447143983E-2]
[null,15,2,514.28577035021374,null,282,2,16,1839.6092796446862,1,0.61584442467031209,0.61584442467031209,1.1967682417075312E+22,0,false,0,9.7885527468959334E-20,9.7885527468959334E-20,3.7766191365843338E+18,0,false,0,3.1752809969313479E-16,3.1752809969313479E-16,1195207322698423.7,0,false,0,9.1551945435298951E-13,9.1551945435298951E-13,414261383080.64581,0,false,0,2.8941748045105295E-9,2.8941748045105295E-9,131044038.80734146,0,false,0,9.1521843289258359E-6,9.1521843289258359E-6,41439.763641869387,0,false,0,2.8941748045105326E-2,2.8941748045105326E-2]
[null,15,3,554.69482661489496,null,283,3,16,1851.4787918936356,1,0.52516933844963176,0.52516933844963176,1.0997998521996557E+22,0,false,0,7.7458945576919213E-20,7.7458945576919213E-20,3.4706178050845107E+18,0,false,0,2.5126688724308704E-16,2.5126688724308704E-16,1098365406969824.5,0,false,0,7.2447044443651063E-13,7.2447044443651063E-13,380695770497.77637,0,false,0,2.290223432097894E-9,2.290223432097894E-9,120426168.98517258,0,false,0,7.2423223961173374E-6,7.2423223961173374E-6,38082.098388147402,0,false,0,2.2902234320979011E-2,2.2902234320979011E-2]
[null,15,4,608.52607625549058,null,284,4,16,1867.2908581987765,1,0.96283709086826286,0.96283709086826286,2.2259087384592412E+22,0,false,0,1.2864259225012593E-19,1.2864259225012593E-19,7.0242585364408269E+18,0,false,0,4.1730007400465646E-16,4.1730007400465646E-16,2223005533693798.5,0,false,0,1.2031890608214586E-12,1.2031890608214586E-12,770498414371.1604,0,false,0,3.803566869426166E-9,3.803566869426166E-9,243733131.3939859,0,false,0,1.202793454014299E-5,1.202793454014299E-5,77075.183645008292,0,false,0,3.8035668694261789E-2,3.8035668694261789E-2]
[null,15,5,675.77951927200047,null,285,11,15,1873.4692657565536,1,0.79702862940298524,0.79702862940298524,1.9147329853817631E+22,0,false,0,1.0247693734069785E-19,1.0247693734069785E-19,6.0422870377347451E+18,0,false,0,3.3242204458143821E-16,3.3242204458143821E-16,1912235640440510.5,0,false,0,9.5846272869778965E-13,9.5846272869778965E-13,662784912827.11292,0,false,0,3.029928711258178E-9,3.029928711258178E-9,209659928.21138412,0,false,0,9.5814758755145585E-6,9.5814758755145585E-6,66300.290721536236,0,false,0,3.0299287112582004E-2,3.0299287112582004E-2]
[null,15,6,756.45515566442475,null,286,20,12,1877.4141503722703,1,0.1178663201651944,0.1178663201651944,2.9016512923059948E+21,0,false,0,1.4788384828125416E-20,1.4788384828125416E-20,9.156686663561655E+17,0,false,0,4.7971624135084593E-17,4.7971624135084593E-17,289786673110010.19,0,false,0,1.3831517649941365E-13,1.3831517649941365E-13,100440673112.56335,0,false,0,4.3724717918630969E-10,4.3724717918630969E-10,31772576.452379059,0,false,0,1.3826969867125059E-6,1.3826969867125059E-6,10047.370872135034,0,false,0,4.3724717918630926E-3,4.3724717918630926E-3]
[null,15,7,850.55298543276331,null,287,15,14,1885.0592083367346,1,0.22045590169530044,0.22045590169530044,5.6898048882081991E+21,0,false,0,2.638351156442196E-20,2.638351156442196E-20,1.7955210771284155E+18,0,false,0,8.5584728477245193E-17,8.5584728477245193E-17,568238379839427.25,0,false,0,2.4676393677334067E-13,2.4676393677334067E-13,196952622930.99628,0,false,0,7.8007951122781608E-10,7.8007951122781608E-10,62302372.889902093,0,false,0,2.4668280115107963E-6,2.4668280115107963E-6,19701.740196521812,0,false,0,7.8007951122781661E-3,7.8007951122781661E-3]
[null,15,8,958.07300857701625,null,288,5,16,1887.0454785601089,1,0.11100148268199649,0.11100148268199649,2.900161385090873E+21,0,false,0,1.3122660922211706E-20,1.3122660922211706E-20,9.1519849912542285E+17,0,false,0,4.2568229372504111E-17,4.2568229372504111E-17,289637876713883.06,0,false,0,1.2273572690275618E-13,1.2273572690275618E-13,100389099967.31256,0,false,0,3.8799683253730684E-10,3.8799683253730684E-10,31756262.227776922,0,false,0,1.2269537157488197E-6,1.2269537157488197E-6,10042.21186133475,0,false,0,3.8799683253730797E-3,3.8799683253730797E-3]
[null,15,9,1079.0152250971837,null,289,18,13,1898.2018320438813,1,4.9661130414661143E-2,4.9661130414661143E-2,1.3895516995497403E+21,0,false,0,5.4820754125326799E-21,5.4820754125326799E-21,4.3849822855470669E+17,0,false,0,1.7783149696648955E-17,1.7783149696648955E-17,138773933723396.42,0,false,0,5.1273633806544359E-14,5.1273633806544359E-14,48099338606.798782,0,false,0,1.6208815486446789E-10,1.6208815486446789E-10,15215349.179118922,0,false,0,5.125677511058196E-7,5.125677511058196E-7,4811.515880078904,0,false,0,1.6208815486446827E-3,1.6208815486446827E-3]
[null,15,10,1213.379634993265,null,290,6,16,1910.7426529776324,1,0.88949560345115963,0.88949560345115963,2.6869043548686215E+22,0,false,0,9.0954023942776901E-20,9.0954023942776901E-20,8.4790137732017684E+18,0,false,0,2.9504319104938126E-16,2.9504319104938126E-16,2683399883462169.5,0,false,0,8.5068937691228701E-13,8.5068937691228701E-13,930072068644.77161,0,false,0,2.6892315061336103E-9,2.6892315061336103E-9,294211348.76427144,0,false,0,8.5040967148672823E-6,8.5040967148672823E-6,93037.797556526304,0,false,0,2.6892315061336169E-2,2.6892315061336169E-2]
[null,15,11,1361.1662382652607,null,291,12,15,1920.8217645112252,1,0.73701929851389125,0.73701929851389125,2.3667526146310783E+22,0,false,0,7.0891043204526223E-20,7.0891043204526223E-20,7.4687169198471291E+18,0,false,0,2.2996145411930565E-16,2.2996145411930565E-16,2363665710235285,0,false,0,6.6304111415963208E-13,6.6304111415963208E-13,819251528723.64648,0,false,0,2.0960307045703913E-9,2.0960307045703913E-9,259155290.61547968,0,false,0,6.6282310720899485E-6,6.6282310720899485E-6,81952.098602777522,0,false,0,2.0960307045703976E-2,2.0960307045703976E-2]
[null,15,12,1522.3750349131712,null,292,7,16,1938.3823814513473,1,0.69871372788664632,0.69871372788664632,2.4941735875635673E+22,0,false,0,6.0458642215026881E-20,6.0458642215026881E-20,7.870816898780756E+18,0,false,0,1.9612008300871695E-16,1.9612008300871695E-16,2490920490740635.5,0,false,0,5.6546728165893707E-13,5.6546728165893707E-13,863358304489.3374,0,false,0,1.7875766064511879E-9,1.7875766064511879E-9,273107665.30250257,0,false,0,5.6528135684201965E-6,5.6528135684201965E-6,86364.226880684655,0,false,0,1.7875766064511928E-2,1.7875766064511928E-2]
[null,15,13,1697.0060249369958,null,293,16,14,1948.1819233161718,1,0.51929870091012653,0.51929870091012653,1.9656575614523074E+22,0,false,0,4.2375333015155577E-20,4.2375333015155577E-20,6.202988769120981E+18,0,false,0,1.3746014670486358E-16,1.3746014670486358E-16,1963093796684698,0,false,0,3.9633480825205414E-13,3.9633480825205414E-13,680412457225.92261,0,false,0,1.2529086200623186E-9,1.2529086200623186E-9,215236080.62775707,0,false,0,3.9620449394554843E-6,3.9620449394554843E-6,68063.624943135233,0,false,0,1.2529086200623251E-2,1.2529086200623251E-2]
[null,15,14,1885.0592083367346,null,294,8,16,1969.9646639812536,1,0.42783776930525175,0.42783776930525175,1.8429538628274173E+22,0,false,0,3.0678229543402226E-20,3.0678229543402226E-20,5.8157750044114022E+18,0,false,0,9.9516242908895942E-17,9.9516242908895942E-17,1840550137847782,0,false,0,2.8693226361780642E-13,2.8693226361780642E-13,637938566183.37573,0,false,0,9.0706114874501442E-10,9.0706114874501442E-10,201800239.26430044,0,false,0,2.8683792070830274E-6,2.8683792070830274E-6,63814.838844212631,0,false,0,9.0706114874501524E-3,9.0706114874501524E-3]
[null,15,15,2086.5345851123884,null,295,13,15,1972.1168173220883,1,0.31006133579507,0.31006133579507,1.3526840367852726E+22,0,false,0,2.1952570259484548E-20,2.1952570259484548E-20,4.2686396923322194E+18,0,false,0,7.1211323043485682E-17,7.1211323043485682E-17,1350919760166972.5,0,false,0,2.0532151856649146E-13,2.0532151856649146E-13,468231642870.349,0,false,0,6.490701677977361E-10,6.490701677977361E-10,148116546.90773246,0,false,0,2.0525400915085159E-6,2.0525400915085159E-6,46838.564738760564,0,false,0,6.4907016779773511E-3,6.4907016779773511E-3]
[null,15,16,2301.4321552639553,null,296,19,13,1973.1522091918926,1,0.2232891576450218,0.2232891576450218,9.8009172219228555E+21,0,false,0,1.5712853551259471E-20,1.5712853551259471E-20,3.0928571001835177E+18,0,false,0,5.0970482132510354E-17,5.0970482132510354E-17,978813409694894.5,0,false,0,1.4696169578428581E-13,1.4696169578428581E-13,339258795672.89648,0,false,0,4.6458088372093473E-10,4.6458088372093473E-10,107318337.16983546,0,false,0,1.4691337499319984E-6,1.4691337499319984E-6,33937.03801585878,0,false,0,4.6458088372093613E-3,4.6458088372093613E-3]
[null,15,17,2529.7519187914381,null,297,9,16,2005.4895005673513,1,0.98139696432553614,0.98139696432553614,5.2038691419008182E+22,0,false,0,5.7167548210849577E-20,5.7167548210849577E-20,1.6421752433489269E+19,0,false,0,1.8544419606118777E-16,1.8544419606118777E-16,5197081847601464,0,false,0,5.3468581002734725E-13,5.3468581002734725E-13,1801319547900.6943,0,false,0,1.690269051468796E-9,1.690269051468796E-9,569814610.72746754,0,false,0,5.3451000611337812E-6,5.3451000611337812E-6,180191.20139410082,0,false,0,1.690269051468803E-2,1.690269051468803E-2]
[null,15,18,2771.4938756948341,null,298,17,14,2015.2471923518001,1,0.56356968917171713,0.56356968917171713,3.1618239170314569E+22,0,false,0,3.1027307313905382E-20,3.1027307313905382E-20,9.9777085449174241E+18,0,false,0,1.0064860643575199E-16,1.0064860643575199E-16,3157700018281806.5,0,false,0,2.9019717415403516E-13,2.9019717415403516E-13,1094465497394.953,0,false,0,9.1738230769800696E-10,9.1738230769800696E-10,346214213.95196575,0,false,0,2.9010175774671331E-6,2.9010175774671331E-6,109482.54744130527,0,false,0,9.173823076980123E-3,9.173823076980123E-3]
[null,15,19,3026.6580259741445,null,299,14,15,2027.3544241891427,1,0.94188466614948996,0.94188466614948996,5.6654325372800402E+22,0,false,0,4.8366971417628528E-20,4.8366971417628528E-20,1.7878299399716467E+19,0,false,0,1.5689625340193335E-16,1.5689625340193335E-16,5658043235797835,0,false,0,4.5237436448422955E-13,4.5237436448422955E-13,1961089738891.3899,0,false,0,1.4300629895647498E-9,1.4300629895647498E-9,620354998.90640891,0,false,0,4.5222562445342237E-6,4.5222562445342237E-6,196173.47544155156,0,false,0,1.4300629895647492E-2,1.4300629895647492E-2]
[null,15,20,3295.2443696293694,null,300,10,16,2044.9568912096399,1,0.22059602969604367,0.22059602969604367,1.4671867961317054E+22,0,false,0,1.0244634927934172E-20,1.0244634927934172E-20,4.6299739064842414E+18,0,false,0,3.3232282083256933E-17,3.3232282083256933E-17,1465273176033683.5,0,false,0,9.5817663977365277E-14,9.5817663977365277E-14,507866778396.44684,0,false,0,3.0290243161061917E-10,3.0290243161061917E-10,160654399.69862482,0,false,0,9.5786159269293985E-7,9.5786159269293985E-7,50803.381917472361,0,false,0,3.0290243161061928E-3,3.0290243161061928E-3]
[null,16,1,550.42162244088377,null,301,20,13,2052.0451403960951,1,9.7871664194160851E-2,9.7871664194160851E-2,6.7766775214079339E+21,0,false,0,4.3659990794207453E-21,4.3659990794207453E-21,2.1385034393371185E+18,0,false,0,1.4162741181428332E-17,1.4162741181428332E-17,676783884705710,0,false,0,4.0835016148475311E-14,4.0835016148475311E-14,234574724234.36865,0,false,0,1.2908920101781942E-10,1.2908920101781942E-10,74203438.991092086,0,false,0,4.0821589654763573E-7,4.0821589654763573E-7,23465.18774291981,0,false,0,1.2908920101781965E-3,1.2908920101781965E-3]
[null,16,2,577.40848532965072,null,302,1,17,2060.0020849794109,1,0.74626145419948164,0.74626145419948164,5.4049603507140805E+22,0,false,0,3.1825557564545407E-20,3.1825557564545407E-20,1.7056332196668379E+19,0,false,0,1.0323802789282619E-16,1.0323802789282619E-16,5397910777487680,0,false,0,2.9766317707397159E-13,2.9766317707397159E-13,1870927279276.9041,0,false,0,9.4098411914892353E-10,9.4098411914892353E-10,591833747.97825575,0,false,0,2.9756530585578626E-6,2.9756530585578626E-6,187154.26397653605,0,false,0,9.4098411914892415E-3,9.4098411914892415E-3]
[null,16,3,617.81754159433206,null,303,2,17,2067.9290431721688,1,0.49307381965193137,0.49307381965193137,3.7342771409246667E+22,0,false,0,2.0109619562379169E-20,2.0109619562379169E-20,1.1784188467103506E+19,0,false,0,6.5233027295266103E-17,6.5233027295266103E-17,3729406603780208,0,false,0,1.8808447382411914E-13,1.8808447382411914E-13,1292620207734.3848,0,false,0,5.9457976853816727E-10,5.9457976853816727E-10,408896845.28601456,0,false,0,1.8802263192363225E-6,1.8802263192363225E-6,129304.5359161292,0,false,0,5.9457976853816595E-3,5.9457976853816595E-3]
[null,16,4,671.64879123492767,null,304,3,17,2079.7985554211182,1,0.42047510913501146,0.42047510913501146,3.4035708783622481E+22,0,false,0,1.6044725747229526E-20,1.6044725747229526E-20,1.0740584905231219E+19,0,false,0,5.2047032981774698E-17,5.2047032981774698E-17,3399131674264277,0,false,0,1.5006568326461827E-13,1.5006568326461827E-13,1178146219414.7397,0,false,0,4.7439332660937602E-10,4.7439332660937602E-10,372685085.31883186,0,false,0,1.5001634188698E-6,1.5001634188698E-6,117853.37195816818,0,false,0,4.7439332660937803E-3,4.7439332660937803E-3]
[null,16,5,738.90223425143745,null,305,18,14,2086.2550154436203,1,0.14693395164402095,0.14693395164402095,1.2330130754011843E+22,0,false,0,5.4083295698318777E-21,5.4083295698318777E-21,3.8909962797599391E+18,0,false,0,1.7543927639021819E-17,1.7543927639021819E-17,1231404883037108.5,0,false,0,5.058389186597352E-14,5.058389186597352E-14,426807533966.16858,0,false,0,1.5990771649527444E-10,1.5990771649527444E-10,135012784.99193364,0,false,0,5.0567259956154516E-7,5.0567259956154516E-7,42694.791381710667,0,false,0,1.5990771649527465E-3,1.5990771649527465E-3]
[null,16,6,819.57787064386184,null,306,15,15,2086.5345851123884,1,0.31226568832826312,0.31226568832826312,2.6244989088515163E+22,0,false,0,1.1475950071373419E-20,1.1475950071373419E-20,8.2820820754496502E+18,0,false,0,3.7226510522631224E-17,3.7226510522631224E-17,2621075831522519.5,0,false,0,1.0733410565579043E-13,1.0733410565579043E-13,908470420574.68835,0,false,0,3.3930864360844853E-10,3.3930864360844853E-10,287378061.07776988,0,false,0,1.0729881435850313E-6,1.0729881435850313E-6,90876.922256873542,0,false,0,3.3930864360844902E-3,3.3930864360844902E-3]
[null,16,7,913.6757004122004,null,307,11,16,2088.3668359081207,1,0.83564358747591905,0.83564358747591905,7.0953746590636479E+22,0,false,0,3.0398583736766294E-20,3.0398583736766294E-20,2.2390740984588825E+19,0,false,0,9.8609107769877995E-17,9.8609107769877995E-17,7086120314908934,0,false,0,2.8431674748458726E-13,2.8431674748458726E-13,2456064271512.8086,0,false,0,8.9879287999598669E-10,8.9879287999598669E-10,776931171.60957265,0,false,0,2.8422326455297135E-6,2.8422326455297135E-6,245687.20874693964,0,false,0,8.9879287999598892E-3,8.9879287999598892E-3]
[null,16,8,1021.1957235564532,null,308,4,17,2095.6106217262591,1,0.77089236027609076,0.77089236027609076,6.8144738740396544E+22,0,false,0,2.6936531072448814E-20,2.6936531072448814E-20,2.1504307635814986E+19,0,false,0,8.7378652850106994E-17,8.7378652850106994E-17,6805585902721169,0,false,0,2.5193630628829216E-13,2.5193630628829216E-13,2358830451582.5195,0,false,0,7.964306018120875E-10,7.964306018120875E-10,746173024.7179296,0,false,0,2.5185346999848146E-6,2.5185346999848146E-6,235960.62866857674,0,false,0,7.9643060181208598E-3,7.9643060181208598E-3]
[null,16,9,1142.1379400766207,null,309,5,17,2115.3652420875915,1,8.8872973206406899E-2,8.8872973206406899E-2,8.7616249693971866E+21,0,false,0,2.7844618535709363E-21,2.7844618535709363E-21,2.7648895896326108E+18,0,false,0,9.0324372140997265E-18,9.0324372140997265E-18,875019737089577.12,0,false,0,2.6042961229956875E-14,2.6042961229956875E-14,303283689470.04718,0,false,0,8.232799627382339E-11,8.232799627382339E-11,95938267.952940062,0,false,0,2.6034398342313781E-7,2.6034398342313781E-7,30338.344150282916,0,false,0,8.2327996273823571E-4,8.2327996273823571E-4]
[null,16,10,1276.5023499727022,null,310,12,16,2135.7193346627923,1,0.77272688574620307,0.77272688574620307,8.5151925194775251E+22,0,false,0,2.1659283608811646E-20,2.1659283608811646E-20,2.6871233627385635E+19,0,false,0,7.0259938755518149E-17,7.0259938755518149E-17,8504086337506118,0,false,0,2.0257842016026454E-13,2.0257842016026454E-13,2947534290585.5439,0,false,0,6.4039858113089472E-10,6.4039858113089472E-10,932398755.31982088,0,false,0,2.0251181267137601E-6,2.0251181267137601E-6,294850.37543166609,0,false,0,6.4039858113089697E-3,6.4039858113089697E-3]
[null,16,11,1424.288953244698,null,311,6,17,2139.0624165051149,1,0.71217173881546036,0.71217173881546036,7.9919172138404957E+22,0,false,0,1.9602208659183359E-20,1.9602208659183359E-20,2.5219943541218914E+19,0,false,0,6.3587051388292175E-17,6.3587051388292175E-17,7981493528565697,0,false,0,1.833386797804189E-13,1.833386797804189E-13,2766402518960.4619,0,false,0,5.7957718450418799E-10,5.7957718450418799E-10,875101020.4125303,0,false,0,1.8327839829008748E-6,1.8327839829008748E-6,276731.24072411068,0,false,0,5.795771845041868E-3,5.795771845041868E-3]
[null,16,12,1585.4977498926085,null,312,16,15,2149.6573000918256,1,0.73556282703558185,0.73556282703558185,8.7424744830312424E+22,0,false,0,1.9115765156345727E-20,1.9115765156345727E-20,2.758846306500234E+19,0,false,0,6.2009091039526191E-17,6.2009091039526191E-17,8731071862096272,0,false,0,1.787889930002913E-13,1.787889930002913E-13,3026207952945.3794,0,false,0,5.6519454218582503E-10,5.6519454218582503E-10,957285734.61470127,0,false,0,1.7873020744033295E-6,1.7873020744033295E-6,302720.32929699449,0,false,0,5.6519454218582491E-3,5.6519454218582491E-3]
[null,16,13,1760.128739916433,null,313,19,14,2161.2053925916312,1,0.66065266775244169,0.66065266775244169,8.3568201915638095E+22,0,false,0,1.6132134769644574E-20,1.6132134769644574E-20,2.63714610369543E+19,0,false,0,5.2330576642427922E-17,5.2330576642427922E-17,8345920571204369,0,false,0,1.5088321638290716E-13,1.5088321638290716E-13,2892713701839.2905,0,false,0,4.7697774329386743E-10,4.7697774329386743E-10,915057261.15088892,0,false,0,1.5083360620157279E-6,1.5083360620157279E-6,289366.51347123127,0,false,0,4.7697774329386808E-3,4.7697774329386808E-3]
[null,16,14,1948.1819233161718,null,314,7,17,2166.7021449788299,1,0.55942285559659621,0.55942285559659621,7.2884362474079966E+22,0,false,0,1.3262718916811453E-20,1.3262718916811453E-20,2.2999981824770654E+19,0,false,0,4.3022559547985477E-17,4.3022559547985477E-17,7278930097187016,0,false,0,1.2404568376879482E-13,1.2404568376879482E-13,2522892549386.5308,0,false,0,3.9213791783992758E-10,3.9213791783992758E-10,798071079.39916003,0,false,0,1.2400489772901489E-6,1.2400489772901489E-6,252372.23456104234,0,false,0,3.9213791783992849E-3,3.9213791783992849E-3]
[null,16,15,2149.6573000918256,null,315,13,16,2187.014387473655,1,0.32508338775163881,0.32508338775163881,4.7206899498990971E+22,0,false,0,6.9146561709931415E-21,6.9146561709931415E-21,1.4896992902513392E+19,0,false,0,2.2430257983777438E-17,2.2430257983777438E-17,4714532855800087,0,false,0,6.467250479611168E-14,6.467250479611168E-14,1634067047893.8389,0,false,0,2.0444517375960404E-10,2.0444517375960404E-10,516907330.4530279,0,false,0,6.4651240570923622E-7,6.4651240570923622E-7,163460.45034688895,0,false,0,2.044451737596036E-3,2.044451737596036E-3]
[null,16,16,2364.5548702433925,null,316,8,17,2198.2844275087364,1,0.34254690738758559,0.34254690738758559,5.2806147263339723E+22,0,false,0,6.863444601468412E-21,6.863444601468412E-21,1.6663937037590276E+19,0,false,0,2.2264134218865477E-17,2.2264134218865477E-17,5273727334423875,0,false,0,6.4193525018403978E-14,6.4193525018403978E-14,1827885035557.072,0,false,0,2.0293100472920068E-10,2.0293100472920068E-10,578218118.60331643,0,false,0,6.4172418281067637E-7,6.4172418281067637E-7,182848.62391638543,0,false,0,2.0293100472920118E-3,2.0293100472920118E-3]
[null,16,17,2592.8746337708749,null,317,17,15,2216.7225691274539,1,0.79827065438866895,0.79827065438866895,1.3560951273086576E+23,0,false,0,1.4514319748280442E-20,1.4514319748280442E-20,4.2794040068404789E+19,0,false,0,4.7082592158187378E-17,4.7082592158187378E-17,1.354326401678558E+16,0,false,0,1.3575185668243306E-13,1.3575185668243306E-13,4694123920152.4316,0,false,0,4.2914391541082442E-10,4.2914391541082442E-10,1484900553.8109059,0,false,0,1.3570722167008415E-6,1.3570722167008415E-6,469566.78488878725,0,false,0,4.2914391541082472E-3,4.2914391541082472E-3]
[null,16,18,2834.6165906742708,null,318,9,17,2233.8092640948339,1,0.78575226211369109,0.78575226211369109,1.4594790623275001E+23,0,false,0,1.3066519600004646E-20,1.3066519600004646E-20,4.6056507552087974E+19,0,false,0,4.2386114122010915E-17,4.2386114122010915E-17,1.4575754952604498E+16,0,false,0,1.2221063934382242E-13,1.2221063934382242E-13,5051987459780.7822,0,false,0,3.8633690584104447E-10,3.8633690584104447E-10,1598104162.6678302,0,false,0,1.2217045666397101E-6,1.2217045666397101E-6,505364.90922265535,0,false,0,3.8633690584104503E-3,3.8633690584104503E-3]
[null,16,19,3089.7807409535812,null,319,20,14,2240.0983237958339,1,0.28957597730758006,0.28957597730758006,5.5573908568558086E+22,0,false,0,4.6605871403678886E-21,4.6605871403678886E-21,1.7537354291366281E+19,0,false,0,1.511834707745279E-17,1.511834707745279E-17,5550142471807480,0,false,0,4.3590286593360201E-14,4.3590286593360201E-14,1923691106137.6929,0,false,0,1.3779926639467569E-10,1.3779926639467569E-10,608524623.0082984,0,false,0,4.3575954170747602E-7,4.3575954170747602E-7,192432.38210015194,0,false,0,1.3779926639467639E-3,1.3779926639467639E-3]
[null,16,20,3358.3670846088062,null,320,14,16,2242.2519943407096,1,0.98751770309591114,0.98751770309591114,1.9164857039126188E+23,0,false,0,1.5717038213851239E-20,1.5717038213851239E-20,6.0478180587913224E+19,0,false,0,5.098405664137816E-17,5.098405664137816E-17,1.913986072938398E+16,0,false,0,1.4700083476745962E-13,1.4700083476745962E-13,6633916164288.9814,0,false,0,4.6470461135822324E-10,4.6470461135822324E-10,2098518478.3890297,0,false,0,1.4695250110753439E-6,1.4695250110753439E-6,663609.8103660167,0,false,0,4.6470461135822471E-3,4.6470461135822471E-3]
[null,17,1,{"$f":"3.141625/2*SQRT($H$2/$I$2)*((1+($D$8-1)/B330)*(B330/$C$2)^2+(1+($D$8-1)/C330)*(C330/$D$2)^2)","v":617.48689147651214},null,321,10,17,2273.2766547371225,1,{"$f":"ABS(SIN(G330*3.1416*$J$2/$C$2)*SIN(H330*3.1416*$K$2/$D$2))*(1/F330^$N$2)+(1-1/F330^$N$2)","v":0.17661948798271324},{"$f":"$J330*$K330","v":0.17661948798271324},{"$f":"10^(LOG10($I330/22.27)/LOG10(2)*70/20)*$L330","v":4.0214833351865959E+22},{"$f":"IF($I330<22.27,M330,0)","v":0},{"$f":"AND($I330>22.27,$I330<44.45)","v":false},{"$f":"IF($O330=TRUE,$L330,0)","v":0},{"$f":"10^(LOG10(44.45/$I330)/LOG10(2)*70/20)*$L330","v":2.3959485216098315E-21},{"$f":"IF($I330>44.45,Q330,0)","v":2.3959485216098315E-21},{"$f":"10^(LOG10($I330/44.548)/LOG10(2)*70/20)*$L330","v":1.2690519677770975E+19},{"$f":"IF($I330<44.528,S330,0)","v":0},{"$f":"AND($I330>44.548,$I330<89.095)","v":false},{"$f":"IF($U330=TRUE,$L330,0)","v":0},{"$f":"10^(LOG10(89.095/$I330)/LOG10(2)*70/20)*$L330","v":7.7721497825161474E-18},{"$f":"IF($I330>89.095,W330,0)","v":7.7721497825161474E-18},{"$f":"10^(LOG10($I330/89.09)/LOG10(2)*70/20)*$L330","v":4016238201196565},{"$f":"IF($I330<89.09,Y330,0)","v":0},{"$f":"AND($I330>89.09,$I330<176.78)","v":false},{"$f":"IF($AA330=TRUE,$L330,0)","v":0},{"$f":"10^(LOG10(176.78/$I330)/LOG10(2)*70/20)*$L330","v":2.2409211452200528E-14},{"$f":"IF($I330>176.78,AC330,0)","v":2.2409211452200528E-14},{"$f":"10^(LOG10($I330/176.78)/LOG10(2)*70/20)*$L330","v":1392036645368.5483},{"$f":"IF($I330<176.78,AE330,0)","v":0},{"$f":"AND($I330>176.78,$I330<353.55)","v":false},{"$f":"IF($AG330=TRUE,$L330,0)","v":0},{"$f":"10^(LOG10(353.55/$I330)/LOG10(2)*70/20)*$L330","v":7.0840848728597004E-11},{"$f":"IF($I330>353.55,AI330,0)","v":7.0840848728597004E-11},{"$f":"10^(LOG10($I330/353.55)/LOG10(2)*70/20)*$L330","v":440345423.51104307},{"$f":"IF($I330<353.55,AK330,0)","v":0},{"$f":"AND($I330>353.55,$I330<707.1)","v":false},{"$f":"IF($AM330=TRUE,$L330,0)","v":0},{"$f":"10^(LOG10(707.1/$I330)/LOG10(2)*70/20)*$L330","v":2.2401843336181033E-7},{"$f":"IF($I330>707.1,AO330,0)","v":2.2401843336181033E-7},{"$f":"10^(LOG10($I330/707.1)/LOG10(2)*70/20)*$L330","v":139249.44955263523},{"$f":"IF($I330<707.1,AQ330,0)","v":0},{"$f":"AND($I330>707.1,$I330<1414.2)","v":false},{"$f":"IF($AS330=TRUE,$L330,0)","v":0},{"$f":"10^(LOG10(1414.2/$I330)/LOG10(2)*70/20)*$L330","v":7.0840848728597112E-4},{"$f":"IF($I330>1414.2,AU330,0)","v":7.0840848728597112E-4}]
[null,17,2,644.47375436527909,null,322,18,15,2287.7303922192741,{"$f":"IF(ABS(I331-I330)>0.0001,1,$M$2)","v":1},0.20812521323347286,0.20812521323347286,5.1012375888522394E+22,0,false,0,2.6227708833248114E-21,2.6227708833248114E-21,1.609787996281975E+19,0,false,0,8.5079324395192511E-18,8.5079324395192511E-18,5094584154674293,0,false,0,2.4530672001087154E-14,2.4530672001087154E-14,1765793630992.2063,0,false,0,7.7547290235827906E-11,7.7547290235827906E-11,558576634.35757184,0,false,0,2.4522606351935263E-7,2.4522606351935263E-7,176637.44123209867,0,false,0,7.7547290235828112E-4,7.7547290235828112E-4]
[null,17,3,684.88281062996043,null,323,15,16,2301.4321552639553,1,0.32739453818080083,0.32739453818080083,8.6015028555198941E+22,0,false,0,3.8490631396685294E-21,3.8490631396685294E-21,2.7143601539085525E+19,0,false,0,1.2485867277217347E-17,1.2485867277217347E-17,8590284100838605,0,false,0,3.6000134815813227E-14,3.6000134815813227E-14,2977410617460.7261,0,false,0,1.1380499086886358E-10,1.1380499086886358E-10,941849586.8439604,0,false,0,3.5988298024027511E-7,3.5988298024027511E-7,297838.99077154626,0,false,0,1.1380499086886407E-3,1.1380499086886407E-3]
[null,17,4,738.71406027055605,null,324,1,18,2301.7440418828064,1,0.37719528940383479,0.37719528940383479,9.9255233063340061E+22,0,false,0,4.4275718808895667E-21,4.4275718808895667E-21,3.132178808975736E+19,0,false,0,1.4362475454192381E-17,1.4362475454192381E-17,9912577660331352,0,false,0,4.1410904117424658E-14,4.1410904117424658E-14,3435720358700.7998,0,false,0,1.3090971989596116E-10,1.3090971989596116E-10,1086827520.9932115,0,false,0,4.1397288272589667E-7,4.1397288272589667E-7,343685.03900930122,0,false,0,1.3090971989596079E-3,1.3090971989596079E-3]
[null,17,5,805.96750328706605,null,325,2,18,2309.6710000755647,1,0.24922246895435818,0.24922246895435818,6.8254953157663742E+22,0,false,0,2.8107791834634816E-21,2.8107791834634816E-21,2.1539087793148264E+19,0,false,0,9.1178072577195132E-18,9.1178072577195132E-18,6816592969419172,0,false,0,2.6289106172179123E-14,2.6289106172179123E-14,2362645524153.9136,0,false,0,8.310611899601149E-11,8.310611899601149E-11,747379853.39788222,0,false,0,2.6280462352438268E-7,2.6280462352438268E-7,236342.26140600364,0,false,0,8.3106118996011688E-4,8.3106118996011688E-4]
[null,17,6,886.64313967949022,null,326,11,17,2316.6865994356031,1,0.66905529877123382,0.66905529877123382,1.8981185816992637E+23,0,false,0,7.284289566851247E-21,7.284289566851247E-21,5.989857275059318E+19,0,false,0,2.3629301323530937E-17,2.3629301323530937E-17,1.895642906566468E+16,0,false,0,6.8129671280645369E-14,6.8129671280645369E-14,6570338362120.2275,0,false,0,2.1537409950439387E-10,2.1537409950439387E-10,2078406799.3502288,0,false,0,6.8107270344162785E-7,6.8107270344162785E-7,657249.93903272774,0,false,0,2.1537409950439456E-3,2.1537409950439456E-3]
[null,17,7,980.74096944782877,null,327,3,18,2321.5405123245141,1,0.21252770002360899,0.21252770002360899,6.1779637081485615E+22,0,false,0,2.2582511762642125E-21,2.2582511762642125E-21,1.9495684420926714E+19,0,false,0,7.3254772505194318E-18,7.3254772505194318E-18,6169905923312985,0,false,0,2.1121333644966124E-14,2.1121333644966124E-14,2138502427761.7095,0,false,0,6.6769560583638863E-11,6.6769560583638863E-11,676476269.76285732,0,false,0,2.1114388981289966E-7,2.1114388981289966E-7,213920.57955051289,0,false,0,6.6769560583638914E-4,6.6769560583638914E-4]
[null,17,8,1088.2609925920817,null,328,4,18,2337.352578629655,1,0.38964489629906351,0.38964489629906351,1.2256712886261142E+23,0,false,0,3.8260486197006893E-21,3.8260486197006893E-21,3.867827940673731E+19,0,false,0,1.241121112548885E-17,1.241121112548885E-17,1.2240726719961932E+16,0,false,0,3.5784880923762026E-14,3.5784880923762026E-14,4242661741291.2427,0,false,0,1.1312452210549189E-10,1.1312452210549189E-10,1342088721.2264063,0,false,0,3.5773114907141986E-7,3.5773114907141986E-7,424405.71810982266,0,false,0,1.1312452210549167E-3,1.1312452210549167E-3]
[null,17,9,1209.2032091122492,null,329,5,18,2357.1071989909874,1,4.4920539122216385E-2,4.4920539122216385E-2,1.5582853019144294E+22,0,false,0,3.9997187939792957E-22,3.9997187939792957E-22,4.9174517557981215E+18,0,false,0,1.2974574901911758E-18,1.2974574901911758E-18,1556252863999883.5,0,false,0,3.7409211172616948E-15,3.7409211172616948E-15,539400530452.14069,0,false,0,1.1825941646310207E-11,1.1825941646310207E-11,170629527.47277933,0,false,0,3.7396911078581717E-8,3.7396911078581717E-8,53957.794289225567,0,false,0,1.1825941646310247E-4,1.1825941646310247E-4]
[null,17,10,1343.5676190083307,null,330,19,15,2362.6807693672849,1,0.93578424734917087,0.93578424734917087,3.3365945945919548E+23,0,false,0,8.1065213660096127E-21,8.1065213660096127E-21,1.0529229100348482E+20,0,false,0,2.6296515848954812E-17,2.6296515848954812E-17,3.3322427462165492E+16,0,false,0,7.5819972672297194E-14,7.5819972672297194E-14,11549623756417.037,0,false,0,2.396849717867761E-10,2.396849717867761E-10,3653512988.565134,0,false,0,7.579504317594119E-7,7.579504317594119E-7,1155342.250487451,0,false,0,2.3968497178677647E-3,2.3968497178677647E-3]
[null,17,11,1491.3542222803264,null,331,12,17,2364.0390981902751,1,0.61868124779499889,0.61868124779499889,2.22073531892307E+23,0,false,0,5.3238231340650636E-21,5.3238231340650636E-21,7.0079328732582126E+19,0,false,0,1.7269799597270216E-17,1.7269799597270216E-17,2.2178388617371936E+16,0,false,0,4.9793506525432558E-14,4.9793506525432558E-14,7687076349557.2412,0,false,0,1.5740912039491659E-10,1.5740912039491659E-10,2431666509.6207342,0,false,0,4.9777134493160235E-7,4.9777134493160235E-7,768960.46803532238,0,false,0,1.5740912039491726E-3,1.5740912039491726E-3]
[null,17,12,1652.5630189282367,null,332,16,16,2364.5548702433925,1,0.77119985019654846,0.77119985019654846,2.775225763846003E+23,0,false,0,6.6194524633404698E-21,6.6194524633404698E-21,8.7577279901150036E+19,0,false,0,2.1472655008781199E-17,2.1472655008781199E-17,2.77160609673051E+16,0,false,0,6.1911476232018429E-14,6.1911476232018429E-14,9606445285108.4746,0,false,0,1.9571690559802523E-10,1.9571690559802523E-10,3038823892.7336679,0,false,0,6.1891119828991998E-7,6.1891119828991998E-7,960960.49091775704,0,false,0,1.9571690559802546E-3,1.9571690559802546E-3]
[null,17,13,1827.1940089520613,null,333,6,18,2380.8043734085104,1,0.35996475982521198,0.35996475982521198,1.4027264385588074E+23,0,false,0,2.853208455303509E-21,2.853208455303509E-21,4.426557562803916E+19,0,false,0,9.2554423750559321E-18,9.2554423750559321E-18,1.4008968927150674E+16,0,false,0,2.6685945468119744E-14,2.6685945468119744E-14,4855538225948.124,0,false,0,8.4360622421679581E-11,8.4360622421679581E-11,1535961027.7451386,0,false,0,2.6677171168197615E-7,2.6677171168197615E-7,485713.52449277317,0,false,0,8.43606224216794E-4,8.43606224216794E-4]
[null,17,14,2015.2471923518001,null,334,7,18,2408.4441018822258,1,0.28275836133360399,0.28275836133360399,1.2601194314865475E+23,0,false,0,1.9597727602846965E-21,1.9597727602846965E-21,3.9765353002213482E+19,0,false,0,6.3572515416121961E-18,6.3572515416121961E-18,1.2584758848867656E+16,0,false,0,1.8329676863831201E-14,1.8329676863831201E-14,4361904003983.2769,0,false,0,5.794446934129928E-11,5.794446934129928E-11,1379808837.8916233,0,false,0,1.8323650092830232E-7,1.8323650092830232E-7,436333.8663367572,0,false,0,5.7944469341299318E-4,5.7944469341299318E-4]
[null,17,15,2216.7225691274539,null,335,13,17,2415.3341510011378,1,0.26027694866264411,0.26027694866264411,1.199103566163361E+23,0,false,0,1.7450233075079569E-21,1.7450233075079569E-21,3.7839886762518209E+19,0,false,0,5.6606318531505491E-18,5.6606318531505491E-18,1.1975396012409274E+16,0,false,0,1.632113375319511E-14,1.632113375319511E-14,4150697557507.2866,0,false,0,5.1594986720327349E-11,5.1594986720327349E-11,1312997527.692878,0,false,0,1.6315767388237512E-7,1.6315767388237512E-7,415206.27496795147,0,false,0,5.1594986720327331E-4,5.1594986720327331E-4]
[null,17,16,2431.6201392790208,null,336,17,16,2431.6201392790208,1,0.83694578689069909,0.83694578689069909,4.1691842911432946E+23,0,false,0,5.1895544798349927E-21,5.1895544798349927E-21,1.3156616819488236E+20,0,false,0,1.6834249299606976E-17,1.6834249299606976E-17,4.1637465139816376E+16,0,false,0,4.853769713015274E-14,4.853769713015274E-14,14431633382106.437,0,false,0,1.5343920812947592E-10,1.5343920812947592E-10,4565184210.3030806,0,false,0,4.8521738006176731E-7,4.8521738006176731E-7,1443638.0042794878,0,false,0,1.5343920812947573E-3,1.5343920812947573E-3]
[null,17,17,2659.9399028065036,null,337,8,18,2440.0263844121318,1,0.17313915805158397,0.17313915805158397,8.9779075711250744E+22,0,false,0,1.031340294191108E-21,1.031340294191108E-21,2.8331414853739598E+19,0,false,0,3.345535670278847E-18,3.345535670278847E-18,8966197879890466,0,false,0,9.6460848483400077E-15,9.6460848483400077E-15,3107703127447.623,0,false,0,3.0493569085286426E-11,3.0493569085286426E-11,983065247.85502672,0,false,0,9.6429132297202234E-8,9.6429132297202234E-8,310872.52717798355,0,false,0,3.0493569085286335E-4,3.0493569085286335E-4]
[null,17,18,2901.6818597098991,null,338,20,15,2441.5737005714873,1,0.41017110987693106,0.41017110987693106,2.1426237987331734E+23,0,false,0,2.4253293621253993E-21,2.4253293621253993E-21,6.7614378112601326E+19,0,false,0,7.8674574617769349E-18,7.8674574617769349E-18,2.1398292207185756E+16,0,false,0,2.2684009287720792E-14,2.2684009287720792E-14,7416693285729.8994,0,false,0,7.1709550063249269E-11,7.1709550063249269E-11,2346135754.9905429,0,false,0,2.267655081857396E-7,2.267655081857396E-7,741913.26857288531,0,false,0,7.1709550063249309E-4,7.1709550063249309E-4]
[null,17,19,3156.8460099892104,null,339,14,17,2470.5717578681924,1,0.79065281154420042,0.79065281154420042,4.7378836214246832E+23,0,false,0,4.0754330560671647E-21,4.0754330560671647E-21,1.495125064987705E+20,0,false,0,1.3220182259629192E-17,1.3220182259629192E-17,4.73170410199062E+16,0,false,0,3.8117363661608927E-14,3.8117363661608927E-14,16400186381000.154,0,false,0,1.2049805495586908E-10,1.2049805495586908E-10,5187900075.4966192,0,false,0,3.8104830728068786E-7,3.8104830728068786E-7,1640558.0511928746,0,false,0,1.2049805495586935E-3,1.2049805495586935E-3]
[null,17,20,3425.4323536444344,null,340,9,18,2475.5512209982298,1,0.39715578265478291,0.39715578265478291,2.4362755192678021E+23,0,false,0,1.999778489749511E-21,1.999778489749511E-21,7.688109048524687E+19,0,false,0,6.4870249982433327E-18,6.4870249982433327E-18,2.4330979376467656E+16,0,false,0,1.8703848864101972E-14,1.8703848864101972E-14,8433168854292.1924,0,false,0,5.9127316052626105E-11,5.9127316052626105E-11,2667679276.288198,0,false,0,1.8697699065893577E-7,1.8697699065893577E-7,843594.2579900272,0,false,0,5.9127316052626341E-4,5.9127316052626341E-4]
[null,18,1,688.49471456833214,null,341,18,16,2502.6279623708406,1,0.21820859805360271,0.21820859805360271,1.5190305269982649E+23,0,false,0,9.6819699341057387E-22,9.6819699341057387E-22,4.7935761974534447E+19,0,false,0,3.1407068991252058E-18,3.1407068991252058E-18,1.517049288240094E+16,0,false,0,9.0555080616442723E-15,9.0555080616442723E-15,5258124882710.6631,0,false,0,2.8626615359664476E-11,2.8626615359664476E-11,1663311979.6484678,0,false,0,9.0525306238099992E-8,9.0525306238099992E-8,525985.43151327898,0,false,0,2.8626615359664492E-4,2.8626615359664492E-4]
[null,18,2,715.48157745709909,null,342,10,18,2515.0186116405189,1,8.9271713699135488E-2,8.9271713699135488E-2,6.5818328604271557E+22,0,false,0,3.739963874102091E-22,3.739963874102091E-22,2.0770166744250409E+19,0,false,0,1.2131963249022558E-18,1.2131963249022558E-18,6573248317765824,0,false,0,3.497973371399155E-15,3.497973371399155E-15,2278301753793.145,0,false,0,1.1057926022453399E-11,1.1057926022453399E-11,720699238.77210498,0,false,0,3.4968232428599036E-8,3.4968232428599036E-8,227905.11024693795,0,false,0,1.1057926022453384E-4,1.1057926022453384E-4]
[null,18,3,755.89063372178043,null,343,15,17,2529.7519187914381,1,0.26212736367696721,0.26212736367696721,2.0684225658062408E+23,0,false,0,1.0260581289294093E-21,1.0260581289294093E-21,6.5272823695766143E+19,0,false,0,3.3284010034779096E-18,3.3284010034779096E-18,2.0657247668596148E+16,0,false,0,9.5966809662418108E-15,9.5966809662418108E-15,7159845683100.2773,0,false,0,3.033739166040062E-11,3.033739166040062E-11,2264886696.8324485,0,false,0,9.5935255915463088E-8,9.5935255915463088E-8,716220.06042058265,0,false,0,3.0337391660400587E-4,3.0337391660400587E-4]
[null,18,4,809.72188336237605,null,344,1,19,2556.9081921621173,1,8.4496127610512631E-2,8.4496127610512631E-2,7.5488236211950731E+22,0,false,0,2.9213315372870456E-22,2.9213315372870456E-22,2.3821681385719669E+19,0,false,0,9.4764249178974979E-19,9.4764249178974979E-19,7538977853337819,0,false,0,2.7323097950811111E-15,2.7323097950811111E-15,2613025651053.6313,0,false,0,8.6374813003069733E-12,8.6374813003069733E-12,826583043.47568262,0,false,0,2.731411415608278E-8,2.731411415608278E-8,261388.50926571476,0,false,0,8.6374813003069797E-5,8.6374813003069797E-5]
[null,18,5,876.97532637888605,null,345,11,18,2558.4285563389985,1,0.33817170326437046,0.33817170326437046,3.042154663518005E+23,0,false,0,1.1611270782477717E-21,1.1611270782477717E-21,9.6000705218405138E+19,0,false,0,3.7665473557893454E-18,3.7665473557893454E-18,3.0381868467950872E+16,0,false,0,1.0859975489726755E-14,1.0859975489726755E-14,10530419796702.766,0,false,0,3.4330966196870066E-11,3.4330966196870066E-11,3331106390.450263,0,false,0,1.0856404745635764E-7,1.0856404745635764E-7,1053388.3322164991,0,false,0,3.4330966196869934E-4,3.4330966196869934E-4]
[null,18,6,957.65096277131022,null,346,2,19,2564.8351503548752,1,5.5828728862064046E-2,5.5828728862064046E-2,5.170473411385179E+22,0,false,0,1.8619657305314055E-22,1.8619657305314055E-22,1.6316366151876694E+19,0,false,0,6.0399780784433286E-19,6.0399780784433286E-19,5163729674416952,0,false,0,1.7414891595498034E-15,1.7414891595498034E-15,1789759614214.0828,0,false,0,5.5052615473466247E-12,5.5052615473466247E-12,566157836.38037705,0,false,0,1.7409165604558239E-8,1.7409165604558239E-8,179034.82781149371,0,false,0,5.5052615473466233E-5,5.5052615473466233E-5]
[null,18,7,1051.748792539649,null,347,3,19,2576.704662603825,1,4.7608674250270329E-2,4.7608674250270329E-2,4.6523508064672989E+22,0,false,0,1.504825819754052E-22,1.504825819754052E-22,1.4681336346909776E+19,0,false,0,4.8814620023086831E-19,4.8814620023086831E-19,4646282845639319,0,false,0,1.4074576181186833E-15,1.4074576181186833E-15,1610411450184.9417,0,false,0,4.4493083761439355E-12,4.4493083761439355E-12,509424313.23061633,0,false,0,1.4069948481080046E-8,1.4069948481080046E-8,161094.11252757965,0,false,0,4.4493083761439464E-5,4.4493083761439464E-5]
[null,18,8,1159.2688156839017,null,348,19,16,2577.5783395188523,1,0.98112172726349633,0.98112172726349633,9.6254505875989477E+23,0,false,0,3.0889525081381608E-21,3.0889525081381608E-21,3.0374854228674288E+20,0,false,0,1.0020165854063555E-17,1.0020165854063555E-17,9.6128963199722128E+16,0,false,0,2.88908502400393E-14,2.88908502400393E-14,33318501730158.738,0,false,0,9.1330850969956777E-11,9.1330850969956777E-11,10539700807.399094,0,false,0,2.8881350970646246E-7,2.8881350970646246E-7,3332946.0408096951,0,false,0,9.1330850969956895E-4,9.1330850969956895E-4]
[null,18,9,1280.2110322040694,null,349,4,19,2592.5167289089659,1,8.7284984212042796E-2,8.7284984212042796E-2,9.1583511873211951E+22,0,false,0,2.5694980688420952E-22,2.5694980688420952E-22,2.8900837395424395E+19,0,false,0,8.3351222602681255E-19,8.3351222602681255E-19,9146406147369222,0,false,0,2.4032413481077413E-15,2.4032413481077413E-15,3170163693669.5449,0,false,0,7.5972176514444202E-12,7.5972176514444202E-12,1002823509.6631807,0,false,0,2.4024511658599663E-8,2.4024511658599663E-8,317120.63816995133,0,false,0,7.5972176514444375E-5,7.5972176514444375E-5]
[null,18,10,1414.5754421001504,null,350,16,17,2592.8746337708749,1,0.61745863178834182,0.61745863178834182,6.4890730480307352E+23,0,false,0,1.8147616065114204E-21,1.8147616065114204E-21,2.04774463407554E+20,0,false,0,5.8868539528926734E-18,5.8868539528926734E-18,6.4806094899922824E+16,0,false,0,1.6973393296582463E-14,1.6973393296582463E-14,22461929403750.727,0,false,0,5.3656934314666012E-11,5.3656934314666012E-11,7105422008.1620073,0,false,0,1.696781246963908E-7,1.696781246963908E-7,2246931.7282479415,0,false,0,5.3656934314666178E-4,5.3656934314666178E-4]
[null,18,11,1562.3620453721462,null,351,12,18,2605.7810550936706,1,0.31271031218018702,0.31271031218018702,3.4816808447485621E+23,0,false,0,8.675249248426997E-22,8.675249248426997E-22,1.0987075063920275E+20,0,false,0,2.8141396174126234E-18,2.8141396174126234E-18,3.477139763505866E+16,0,false,0,8.1139261989619454E-15,8.1139261989619454E-15,12051839879482.82,0,false,0,2.5650051081972442E-11,2.5650051081972442E-11,3812379906.4305935,0,false,0,8.1112583518699104E-8,8.1112583518699104E-8,1205580.3810180298,0,false,0,2.565005108197243E-4,2.565005108197243E-4]
[null,18,12,1723.5708420200567,null,352,5,19,2612.2713492702983,1,1.0062722713220692E-2,1.0062722713220692E-2,1.1532498097282061E+22,0,false,0,2.7120277726816661E-23,2.7120277726816661E-23,3.6392888354620657E+18,0,false,0,8.7974703435877529E-20,8.7974703435877529E-20,1151745650871445.5,0,false,0,2.5365488145558943E-16,2.5365488145558943E-16,399197475806.89154,0,false,0,8.0186342677850146E-13,8.0186342677850146E-13,126278846.27432719,0,false,0,2.5357148010077186E-9,2.5357148010077186E-9,39932.877452514178,0,false,0,8.018634267785034E-6,8.018634267785034E-6]
[null,18,13,1898.2018320438813,null,353,6,19,2635.9685236878217,1,8.0636288776435125E-2,8.0636288776435125E-2,1.0264498678783438E+23,0,false,0,1.9566350685993387E-22,1.9566350685993387E-22,3.2391486326900408E+19,0,false,0,6.3470732721168347E-19,6.3470732721168347E-19,1.0251110914512566E+16,0,false,0,1.8300330158000451E-15,1.8300330158000451E-15,3553056699796.2227,0,false,0,5.7851697422355847E-12,5.7851697422355847E-12,1123944734.0959029,0,false,0,1.8294313036153658E-8,1.8294313036153658E-8,355422.53238953807,0,false,0,5.7851697422355787E-5,5.7851697422355787E-5]
[null,18,14,2086.2550154436203,null,354,20,16,2656.4712707230547,1,0.43004334485861606,0.43004334485861606,5.9902138687107119E+23,0,false,0,9.5360528037645384E-22,9.5360528037645384E-22,1.8903205767332141E+20,0,false,0,3.0933732530714777E-18,3.0933732530714777E-18,5.982400961941896E+16,0,false,0,8.9190323486302255E-15,8.9190323486302255E-15,20735128120214.637,0,false,0,2.8195183162178079E-11,2.8195183162178079E-11,6559179892.3039923,0,false,0,8.916099783811143E-8,8.916099783811143E-8,2074194.8042458545,0,false,0,2.8195183162178132E-4,2.8195183162178132E-4]
[null,18,15,2287.7303922192741,null,355,13,18,2657.0761079045337,1,0.13155608992463125,0.13155608992463125,1.8373445292644492E+23,0,false,0,2.909496417029936E-22,2.909496417029936E-22,5.7980737354946937E+19,0,false,0,9.4380333053470301E-19,9.4380333053470301E-19,1.8349481204176392E+16,0,false,0,2.7212404540660072E-15,2.7212404540660072E-15,6359968951070.8184,0,false,0,8.6024884798746165E-12,8.6024884798746165E-12,2011860270.0540807,0,false,0,2.7203457141763301E-8,2.7203457141763301E-8,636206.07873723516,0,false,0,8.6024884798746303E-5,8.6024884798746303E-5]
[null,18,16,2502.6279623708406,null,356,17,17,2659.9399028065036,1,0.67009790046359763,0.67009790046359763,9.4767024592888594E+23,0,false,0,1.4635439960284406E-21,1.4635439960284406E-21,2.9905452544764962E+20,0,false,0,4.7475490595233428E-18,4.7475490595233428E-18,9.4643422006381664E+16,0,false,0,1.3688468921929618E-14,1.3688468921929618E-14,32803610014144.898,0,false,0,4.3272506856964771E-11,4.3272506856964771E-11,10376824196.71162,0,false,0,1.3683968173326301E-7,1.3683968173326301E-7,3281439.9340755777,0,false,0,4.3272506856964802E-4,4.3272506856964802E-4]
[null,18,17,2730.9477258983238,null,357,7,19,2663.6082521615367,1,6.3341158422061533E-2,6.3341158422061533E-2,9.1025676378829843E+22,0,false,0,1.3614277608681997E-22,1.3614277608681997E-22,2.8724802292742484E+19,0,false,0,4.416297086564137E-19,4.416297086564137E-19,9090695355211622,0,false,0,1.2733379826413156E-15,1.2733379826413156E-15,3150854215411.29,0,false,0,4.0253243002806551E-12,4.0253243002806551E-12,996715308.12286699,0,false,0,1.2729193109710476E-8,1.2729193109710476E-8,315189.05524247728,0,false,0,4.0253243002806681E-5,4.0253243002806681E-5]
[null,18,18,2972.6896828017193,null,358,8,19,2695.1905346914427,1,3.8785183177196439E-2,3.8785183177196439E-2,6.3923786447785524E+22,0,false,0,7.2686827682120374E-23,7.2686827682120374E-23,2.017230962255387E+19,0,false,0,2.3578674869934175E-19,2.3578674869934175E-19,6384041203165028,0,false,0,6.7983701512245977E-16,6.7983701512245977E-16,2212722168147.4819,0,false,0,2.1491265433912395E-12,2.1491265433912395E-12,699954332.01200378,0,false,0,6.7961348570409706E-9,6.7961348570409706E-9,221344.99472596476,0,false,0,2.1491265433912254E-5,2.1491265433912254E-5]
[null,18,19,3227.8538330810302,null,359,14,18,2712.3137147715879,1,0.39963274853621333,0.39963274853621333,7.0898406227456996E+23,0,false,0,6.9578038410879725E-22,6.9578038410879725E-22,2.2373277329778527E+20,0,false,0,2.257022349293518E-18,2.257022349293518E-18,7.080593496515212E+16,0,false,0,6.507606324242389E-15,6.507606324242389E-15,24541486645813.848,0,false,0,2.0572091801813276E-11,2.0572091801813276E-11,7763252042.6790447,0,false,0,6.5054666327807444E-8,6.5054666327807444E-8,2454955.8504820475,0,false,0,2.0572091801813363E-4,2.0572091801813363E-4]
[null,18,20,3496.4401767362551,null,360,9,19,2730.7153712775403,1,8.8967510027738922E-2,8.8967510027738922E-2,1.7074537926370988E+23,0,false,0,1.4318595669187708E-22,1.4318595669187708E-22,5.3881799695037317E+19,0,false,0,4.6447688342419056E-19,4.6447688342419056E-19,1.7052267974769276E+16,0,false,0,1.3392125713694405E-15,1.3392125713694405E-15,5910352105224.0049,0,false,0,4.2335695473345723E-12,4.2335695473345723E-12,1869632174.9383321,0,false,0,1.3387722402305304E-8,1.3387722402305304E-8,591229.60595394741,0,false,0,4.2335695473345824E-5,4.2335695473345824E-5]
[null,19,1,763.44509171634331,null,361,18,17,2730.9477258983238,1,0.17470799866505571,0.17470799866505571,3.3562936149416974E+23,0,false,0,2.8090026185840638E-22,2.8090026185840638E-22,1.0591392930096048E+20,0,false,0,9.1120443090515852E-19,9.1120443090515852E-19,3.3519160735588624E+16,0,false,0,2.627249003135532E-15,2.627249003135532E-15,11617811924610.445,0,false,0,8.3053591421757062E-12,8.3053591421757062E-12,3675083072.873981,0,false,0,2.6263851674977459E-8,2.6263851674977459E-8,1162163.3100612347,0,false,0,8.3053591421757196E-5,8.3053591421757196E-5]
[null,19,2,790.43195460511026,null,362,10,19,2770.1827619198293,1,1.9997901152618725E-2,1.9997901152618725E-2,4.5348162143958778E+22,0,false,0,2.7239282086809927E-23,2.7239282086809927E-23,1.4310434634984032E+19,0,false,0,8.836073832030765E-20,8.836073832030765E-20,4528901551401680,0,false,0,2.5476792451255424E-16,2.5476792451255424E-16,1569726845618.6782,0,false,0,8.0538202068329134E-13,8.0538202068329134E-13,496554480.03497344,0,false,0,2.546841571908041E-9,2.546841571908041E-9,157024.3139271127,0,false,0,8.0538202068329253E-6,8.0538202068329253E-6]
[null,19,3,830.84101086979149,null,363,15,18,2771.4938756948341,1,0.13249137583939624,0.13249137583939624,3.0210101852350616E+23,0,false,0,1.7947730670730013E-22,1.7947730670730013E-22,9.5333452875523752E+19,0,false,0,5.8220136939940619E-19,5.8220136939940619E-19,3.0170699467991612E+16,0,false,0,1.67864412803535E-15,1.67864412803535E-15,10457228175194.551,0,false,0,5.3065934514006925E-12,5.3065934514006925E-12,3307953554.8710232,0,false,0,1.6780921922960171E-8,1.6780921922960171E-8,1046066.7627443208,0,false,0,5.306593451400672E-5,5.306593451400672E-5]
[null,19,4,884.6722605103871,null,364,19,17,2805.8981030463347,1,0.78553189446229532,0.78553189446229532,2.067398501042065E+24,0,false,0,9.2191304964757857E-22,9.2191304964757857E-22,6.5240507475710286E+20,0,false,0,2.9905677203376706E-18,2.9905677203376706E-18,2.0647020377610416E+17,0,false,0,8.6226161721597871E-15,8.6226161721597871E-15,71563008824381.172,0,false,0,2.7258141108608512E-11,2.7258141108608512E-11,22637653637.45388,0,false,0,8.6197810685469897E-8,8.6197810685469897E-8,7158654.6376349973,0,false,0,2.7258141108608551E-4,2.7258141108608551E-4]
[null,19,5,951.92570352689711,null,365,11,19,2813.5927066183099,1,7.5754390884501213E-2,7.5754390884501213E-2,2.0582412246650779E+23,0,false,0,8.6120365007463852E-23,8.6120365007463852E-23,6.4951533019343634E+19,0,false,0,2.7936342126133974E-19,2.7936342126133974E-19,2.0555567050221252E+16,0,false,0,8.0548035668823704E-16,8.0548035668823704E-16,7124602965957.8496,0,false,0,2.54631503762285E-12,2.54631503762285E-12,2253738305.5473351,0,false,0,8.0521551592255029E-9,8.0521551592255029E-9,712694.62954980868,0,false,0,2.5463150376228471E-5,2.5463150376228471E-5]
[null,19,6,1032.6013399193214,null,366,1,20,2825.4945358173418,1,0.52543841187773321,0.52543841187773321,1.4994256172913264E+24,0,false,0,5.6872880346031484E-22,5.6872880346031484E-22,4.7317093508996353E+20,0,false,0,1.8448833129164113E-18,1.8448833129164113E-18,1.497469948794113E+17,0,false,0,5.3192979318002925E-15,5.3192979318002925E-15,51902624785514.602,0,false,0,1.6815566265362677E-11,1.6815566265362677E-11,16418449448.549679,0,false,0,5.3175489544037336E-8,5.3175489544037336E-8,5191969.590575221,0,false,0,1.6815566265362717E-4,1.6815566265362717E-4]
[null,19,7,1126.6991696876601,null,367,2,20,2833.4214940101001,1,0.34717044981817402,0.34717044981817402,1.0235104192636079E+24,0,false,0,3.6373052497679392E-22,3.6373052497679392E-22,3.2298726697236614E+20,0,false,0,1.1798951835131337E-18,1.1798951835131337E-18,1.022175476695959E+17,0,false,0,3.4019571674053642E-15,3.4019571674053642E-15,35428817970356.211,0,false,0,1.0754395958616619E-11,1.0754395958616619E-11,11207260890.406828,0,false,0,3.4008386088538633E-8,3.4008386088538633E-8,3544047.0745412214,0,false,0,1.0754395958616627E-4,1.0754395958616627E-4]
[null,19,8,1234.2191928319128,null,368,16,18,2834.6165906742708,1,0.31209234511801914,0.31209234511801914,9.2461718711834476E+23,0,false,0,3.253799472604694E-22,3.253799472604694E-22,2.9177971483465243E+20,0,false,0,1.0554908269215888E-18,1.0554908269215888E-18,9.2341122886073168E+16,0,false,0,3.0432657357623408E-15,3.0432657357623408E-15,32005628275135.023,0,false,0,9.620487007671709E-12,9.620487007671709E-12,10124397216.439598,0,false,0,3.0422651144300234E-8,3.0422651144300234E-8,3201615.5140217794,0,false,0,9.6204870076716976E-5,9.6204870076716976E-5]
[null,19,9,1355.1614093520802,null,369,3,20,2845.2910062590495,1,0.29605411392313402,0.29605411392313402,9.1628179815011964E+23,0,false,0,2.9546065381026121E-22,2.9546065381026121E-22,2.8914933174198832E+20,0,false,0,9.5843647538410518E-19,9.5843647538410518E-19,9.1508671156059008E+16,0,false,0,2.7634317713098768E-15,2.7634317713098768E-15,31717098746847.848,0,false,0,8.735865271329645E-12,8.735865271329645E-12,10033126158.488878,0,false,0,2.762523158976658E-8,2.762523158976658E-8,3172753.0712640192,0,false,0,8.7358652713296822E-5,8.7358652713296822E-5]
[null,19,10,1489.525819248162,null,370,12,19,2860.945205372981,1,7.0050743435481774E-2,7.0050743435481774E-2,2.3108698817285703E+23,0,false,0,6.5589831981737464E-23,6.5589831981737464E-23,7.2923688257641849E+19,0,false,0,2.1276500466279456E-19,2.1276500466279456E-19,2.3078558639762128E+16,0,false,0,6.1345909594313772E-16,6.1345909594313772E-16,7999077181045.7256,0,false,0,1.9392901490347731E-12,1.9392901490347731E-12,2530362286.5851541,0,false,0,6.1325739148772603E-9,6.1325739148772603E-9,800170.81310008245,0,false,0,1.9392901490347774E-5,1.9392901490347774E-5]
[null,19,11,1637.3124225201577,null,371,4,20,2861.1030725641908,1,0.5427808916469532,0.5427808916469532,1.7917025596586233E+24,0,false,0,5.0789004373822786E-22,5.0789004373822786E-22,5.654042226437583E+20,0,false,0,1.647530177455517E-18,1.647530177455517E-18,1.7893656806484538E+17,0,false,0,4.7502754261807508E-15,4.7502754261807508E-15,62019792518416.266,0,false,0,1.501675075015625E-11,1.501675075015625E-11,19618831079.95224,0,false,0,4.7487135425535959E-8,4.7487135425535959E-8,6204019.1242749924,0,false,0,1.5016750750156311E-4,1.5016750750156311E-4]
[null,19,12,1798.521219168068,null,372,5,20,2880.8576929255228,1,6.2574950960744946E-2,6.2574950960744946E-2,2.2376188782565691E+23,0,false,0,5.4050713553841456E-23,5.4050713553841456E-23,7.0612120053827363E+19,0,false,0,1.7533358409139278E-19,1.7533358409139278E-19,2.2347004002083352E+16,0,false,0,5.0553417915528704E-16,5.0553417915528704E-16,7745518798120.3857,0,false,0,1.5981138108792461E-12,1.5981138108792461E-12,2450153713.135963,0,false,0,5.0536796025500048E-9,5.0536796025500048E-9,774806.63510284154,0,false,0,1.5981138108792498E-5,1.5981138108792498E-5]
[null,19,13,1973.1522091918926,null,373,20,17,2884.7910342505375,1,0.3443127942237138,0.3443127942237138,1.2509162518715056E+24,0,false,0,2.9272822545701572E-22,2.9272822545701572E-22,3.9474929985957927E+20,0,false,0,9.4957282817304226E-19,9.4957282817304226E-19,1.2492847087804453E+17,0,false,0,2.7378754773437734E-15,2.7378754773437734E-15,43300471934230.312,0,false,0,8.6550757460589382E-12,8.6550757460589382E-12,13697315164.471375,0,false,0,2.7369752678827404E-8,2.7369752678827404E-8,4331471.374889316,0,false,0,8.6550757460589426E-5,8.6550757460589426E-5]
[null,19,14,2161.2053925916312,null,374,17,18,2901.6818597098991,1,0.33869868270953818,0.33869868270953818,1.3169444215127679E+24,0,false,0,2.6905810641729357E-22,2.6905810641729357E-22,4.1558568574704268E+20,0,false,0,8.727899971199362E-19,8.727899971199362E-19,1.3152267593039456E+17,0,false,0,2.5164897931875014E-15,2.5164897931875014E-15,45586037336503.898,0,false,0,7.9552229290400957E-12,7.9552229290400957E-12,14420312126.063643,0,false,0,2.5156623750162898E-8,2.5156623750162898E-8,4560103.0888906149,0,false,0,7.9552229290401295E-5,7.9552229290401295E-5]
[null,19,15,2362.6807693672849,null,375,6,20,2904.5548673430462,1,0.50143603869880715,0.50143603869880715,1.9722707976211271E+24,0,false,0,3.9377764440682248E-22,3.9377764440682248E-22,6.2238580346976928E+20,0,false,0,1.2773641861386344E-18,1.2773641861386344E-18,1.9696984073522125E+17,0,false,0,3.6829866831750177E-15,3.6829866831750177E-15,68270162923638.609,0,false,0,1.1642797117103305E-11,1.1642797117103305E-11,21596021847.41235,0,false,0,3.681775722528854E-8,3.681775722528854E-8,6829261.7436580183,0,false,0,1.1642797117103313E-4,1.1642797117103313E-4]
[null,19,16,2577.5783395188523,null,376,13,19,2912.2402581838442,1,2.9470092746335094E-2,2.9470092746335094E-2,1.1952962316363283E+23,0,false,0,2.2442641299769687E-23,2.2442641299769687E-23,3.771973941958973E+19,0,false,0,7.2801050658590226E-20,7.2801050658590226E-20,1.193737232538187E+16,0,false,0,2.0990513356042963E-16,2.0990513356042963E-16,4137518467253.5107,0,false,0,6.6356006527173742E-13,6.6356006527173742E-13,1308828562.6741788,0,false,0,2.0983611705886914E-9,2.0983611705886914E-9,413887.93247348361,0,false,0,6.6356006527173792E-6,6.6356006527173792E-6]
[null,19,17,2805.8981030463347,null,377,7,20,2932.1945958167612,1,0.39388642567382143,0.39388642567382143,1.7295981220355765E+24,0,false,0,2.7706606488061253E-22,2.7706606488061253E-22,5.4580604152397306E+20,0,false,0,8.9876678755084205E-19,8.9876678755084205E-19,1.7273422445041302E+17,0,false,0,2.5913879109418578E-15,2.5913879109418578E-15,59870047118383.664,0,false,0,8.1919936981147021E-12,8.1919936981147021E-12,18938798300.809742,0,false,0,2.5905358663788415E-8,2.5905358663788415E-8,5988973.8777085179,0,false,0,8.1919936981147807E-5,8.1919936981147807E-5]
[null,19,18,3047.6400599497306,null,378,8,20,2963.7768783466672,1,0.241185313804577,0.241185313804577,1.1995573478385017E+24,0,false,0,1.4978461813878353E-22,1.4978461813878353E-22,3.7854206665891394E+20,0,false,0,4.8588209504160073E-19,4.8588209504160073E-19,1.1979927910583981E+17,0,false,0,1.400929590049722E-15,1.400929590049722E-15,41522683229888.578,0,false,0,4.4286717263485873E-12,4.4286717263485873E-12,13134944107.264729,0,false,0,1.4004689664451497E-8,1.4004689664451497E-8,4153634.0317963455,0,false,0,4.4286717263486055E-5,4.4286717263486055E-5]
[null,19,19,3302.804210229041,null,379,14,19,2967.4778650508993,1,8.9522379166043983E-2,8.9522379166043983E-2,4.5175531039113663E+23,0,false,0,5.4795699837256605E-23,5.4795699837256605E-23,1.4255957760397392E+20,0,false,0,1.7775022406858727E-19,1.7775022406858727E-19,4.5116609568198264E+16,0,false,0,5.125020063032685E-16,5.125020063032685E-16,15637512191135.854,0,false,0,1.6201407701950571E-12,1.6201407701950571E-12,4946641994.9323711,0,false,0,5.1233349639158322E-9,5.1233349639158322E-9,1564265.5473425349,0,false,0,1.620140770195067E-5,1.620140770195067E-5]
[null,19,20,3571.390553884266,null,380,18,18,2972.6896828017193,1,8.8305557987475969E-2,8.8305557987475969E-2,4.5479982788946286E+23,0,false,0,5.2959307768624274E-23,5.2959307768624274E-23,1.4352033029151511E+20,0,false,0,1.7179320367015264E-19,1.7179320367015264E-19,4.5420664228179776E+16,0,false,0,4.9532630415275834E-16,4.9532630415275834E-16,15742898178641.088,0,false,0,1.5658442894622707E-12,1.5658442894622707E-12,4979978931.4666719,0,false,0,4.951634415868778E-9,4.951634415868778E-9,1574807.6123086163,0,false,0,1.5658442894622718E-5,1.5658442894622718E-5]
[null,20,1,842.33802292054577,null,381,9,20,2999.3017149327648,1,0.55324366334482056,0.55324366334482056,3.1604648196625123E+24,0,false,0,2.9913583990356817E-22,2.9913583990356817E-22,9.9734196667928569E+20,0,false,0,9.7035830781838872E-19,9.7035830781838872E-19,3.1563426935542739E+17,0,false,0,2.7978056410104515E-15,2.7978056410104515E-15,109399504577685.47,0,false,0,8.8445292512679427E-12,8.8445292512679427E-12,34606539515.635269,0,false,0,2.7968857265990429E-8,2.7968857265990429E-8,10943548.680602783,0,false,0,8.8445292512679779E-5,8.8445292512679779E-5]
[null,20,2,869.32488580931272,null,382,15,19,3026.6580259741445,1,2.9679607658706357E-2,2.9679607658706357E-2,1.8842531056278968E+23,0,false,0,1.4439880019977433E-23,1.4439880019977433E-23,5.9461022517857108E+19,0,false,0,4.6841119224640349E-20,4.6841119224640349E-20,1.8817955149365164E+16,0,false,0,1.3505562485735792E-16,1.3505562485735792E-16,6522343010186.3701,0,false,0,4.2694296097271974E-13,4.2694296097271974E-13,2063224344.4599767,0,false,0,1.3501121876501648E-9,1.3501121876501648E-9,652448.82524013205,0,false,0,4.2694296097271916E-6,4.2694296097271916E-6]
[null,20,3,909.73394207399394,null,383,10,20,3038.7691055750538,1,0.12435676899840031,0.12435676899840031,8.270187325434843E+23,0,false,0,5.7757718019496761E-23,5.7757718019496761E-23,2.6098075323097773E+20,0,false,0,1.8735863124565037E-19,1.8735863124565037E-19,8.25940069845444E+16,0,false,0,5.4020564482989807E-16,5.4020564482989807E-16,28627257311594.828,0,false,0,1.7077185624918985E-12,1.7077185624918985E-12,9055711131.4381828,0,false,0,5.4002802600229627E-9,5.4002802600229627E-9,2863667.3007885227,0,false,0,1.7077185624918966E-5,1.7077185624918966E-5]
[null,20,4,963.56519171458967,null,384,19,18,3047.6400599497306,1,0.39704439858211549,0.39704439858211549,2.731518325925018E+24,0,false,0,1.7826272523291902E-22,1.7826272523291902E-22,8.6198012464808106E+20,0,false,0,5.7826142283677048E-19,5.7826142283677048E-19,2.7279556654782259E+17,0,false,0,1.6672841956996405E-15,1.6672841956996405E-15,94551519682150.953,0,false,0,5.2706820026699559E-12,5.2706820026699559E-12,29909650091.881153,0,false,0,1.6667359950894769E-8,1.6667359950894769E-8,9458261.8309009019,0,false,0,5.2706820026699681E-5,5.2706820026699681E-5]
[null,20,5,{"$f":"3.141625/2*SQRT($H$2/$I$2)*((1+($D$8-1)/B394)*(B394/$C$2)^2+(1+($D$8-1)/C394)*(C394/$D$2)^2)","v":1030.8186347310996},null,385,11,20,3082.1790502735344,1,{"$f":"ABS(SIN(G394*3.1416*$J$2/$C$2)*SIN(H394*3.1416*$K$2/$D$2))*(1/F394^$N$2)+(1-1/F394^$N$2)","v":0.47107800043330128},{"$f":"$J394*$K394","v":0.47107800043330128},{"$f":"10^(LOG10($I394/22.27)/LOG10(2)*70/20)*$L394","v":3.6945486599053382E+24},{"$f":"IF($I394<22.27,M394,0)","v":0},{"$f":"AND($I394>22.27,$I394<44.45)","v":false},{"$f":"IF($O394=TRUE,$L394,0)","v":0},{"$f":"10^(LOG10(44.45/$I394)/LOG10(2)*70/20)*$L394","v":1.8552855764377583E-22},{"$f":"IF($I394>44.45,Q394,0)","v":1.8552855764377583E-22},{"$f":"10^(LOG10($I394/44.548)/LOG10(2)*70/20)*$L394","v":1.1658818043276874E+21},{"$f":"IF($I394<44.528,S394,0)","v":0},{"$f":"AND($I394>44.548,$I394<89.095)","v":false},{"$f":"IF($U394=TRUE,$L394,0)","v":0},{"$f":"10^(LOG10(89.095/$I394)/LOG10(2)*70/20)*$L394","v":6.0183085151293265E-19},{"$f":"IF($I394>89.095,W394,0)","v":6.0183085151293265E-19},{"$f":"10^(LOG10($I394/89.09)/LOG10(2)*70/20)*$L394","v":3.68972993976192E+17},{"$f":"IF($I394<89.09,Y394,0)","v":0},{"$f":"AND($I394>89.09,$I394<176.78)","v":false},{"$f":"IF($AA394=TRUE,$L394,0)","v":0},{"$f":"10^(LOG10(176.78/$I394)/LOG10(2)*70/20)*$L394","v":1.7352412379326442E-15},{"$f":"IF($I394>176.78,AC394,0)","v":1.7352412379326442E-15},{"$f":"10^(LOG10($I394/176.78)/LOG10(2)*70/20)*$L394","v":127886819216344.23},{"$f":"IF($I394<176.78,AE394,0)","v":0},{"$f":"AND($I394>176.78,$I394<353.55)","v":false},{"$f":"IF($AG394=TRUE,$L394,0)","v":0},{"$f":"10^(LOG10(353.55/$I394)/LOG10(2)*70/20)*$L394","v":5.4855103806849215E-12},{"$f":"IF($I394>353.55,AI394,0)","v":5.4855103806849215E-12},{"$f":"10^(LOG10($I394/353.55)/LOG10(2)*70/20)*$L394","v":40454664578.454254},{"$f":"IF($I394<353.55,AK394,0)","v":0},{"$f":"AND($I394>353.55,$I394<707.1)","v":false},{"$f":"IF($AM394=TRUE,$L394,0)","v":0},{"$f":"10^(LOG10(707.1/$I394)/LOG10(2)*70/20)*$L394","v":1.7346706931461584E-8},{"$f":"IF($I394>707.1,AO394,0)","v":1.7346706931461584E-8},{"$f":"10^(LOG10($I394/707.1)/LOG10(2)*70/20)*$L394","v":12792888.204605158},{"$f":"IF($I394<707.1,AQ394,0)","v":0},{"$f":"AND($I394>707.1,$I394<1414.2)","v":false},{"$f":"IF($AS394=TRUE,$L394,0)","v":0},{"$f":"10^(LOG10(1414.2/$I394)/LOG10(2)*70/20)*$L394","v":5.4855103806849248E-5},{"$f":"IF($I394>1414.2,AU394,0)","v":5.4855103806849248E-5}]
[null,20,6,1111.4942711235237,null,386,16,19,3089.7807409535812,{"$f":"IF(ABS(I395-I394)>0.0001,1,$M$2)","v":1},6.9912311633147858E-2,6.9912311633147858E-2,5.6423561798454536E+23,0,false,0,2.675674869439816E-23,2.675674869439816E-23,1.780547777055452E+20,0,false,0,8.6795461868386436E-20,8.6795461868386436E-20,5.6349969763585248E+16,0,false,0,2.502548088400849E-16,2.502548088400849E-16,19531018566814.781,0,false,0,7.9111498833679598E-13,7.9111498833679598E-13,6178281779.4491854,0,false,0,2.5017252542418322E-9,2.5017252542418322E-9,1953744.2449377389,0,false,0,7.9111498833679928E-6,7.9111498833679928E-6]
[null,20,7,1205.5921008918624,null,387,20,18,3126.5329911539329,1,0.1740317194889455,0.1740317194889455,1.6115460283611659E+24,0,false,0,5.8049785782469349E-23,5.8049785782469349E-23,5.0855256331933168E+20,0,false,0,1.8830606161821205E-19,1.8830606161821205E-19,1.6094441236296938E+17,0,false,0,5.4293734302782435E-16,5.4293734302782435E-16,55783673341339.633,0,false,0,1.7163541103881136E-12,1.7163541103881136E-12,17646148428.793999,0,false,0,5.4275882602184575E-9,5.4275882602184575E-9,5580202.0964390496,0,false,0,1.7163541103881088E-5,1.7163541103881088E-5]
[null,20,8,1313.1121240361153,null,388,12,20,3129.531549028206,1,0.43560991991560433,0.43560991991560433,4.0789886122952257E+24,0,false,0,1.4369099189307049E-22,1.4369099189307049E-22,1.2871988004230799E+21,0,false,0,4.6611515285849085E-19,4.6611515285849085E-19,4.073668475412345E+17,0,false,0,1.3439361455665597E-15,1.3439361455665597E-15,141194209974078.97,0,false,0,4.2485018891472767E-12,4.2485018891472767E-12,44664215123.360916,0,false,0,1.3434942613233522E-8,1.3434942613233522E-8,14124064.969355959,0,false,0,4.248501889147272E-5,4.248501889147272E-5]
[null,20,9,1434.0543405562828,null,389,17,19,3156.8460099892104,1,7.5872440403405295E-2,7.5872440403405295E-2,7.8599335137740549E+23,0,false,0,2.262224738011045E-23,2.262224738011045E-23,2.4803445049683961E+20,0,false,0,7.3383669753143995E-20,7.3383669753143995E-20,7.849681971993E+16,0,false,0,2.1158498210314907E-16,2.1158498210314907E-16,27207163549830.273,0,false,0,6.6887046616449192E-13,6.6887046616449192E-13,8606490350.4837818,0,false,0,2.1151541326983943E-9,2.1151541326983943E-9,2721611.2167789438,0,false,0,6.688704661644935E-6,6.688704661644935E-6]
[null,20,10,1568.4187504523643,null,390,13,20,3180.8266018390686,1,0.18325950748774053,0.18325950748774053,2.0730690716084044E+24,0,false,0,5.0038671510891842E-23,5.0038671510891842E-23,6.5419452609528162E+20,0,false,0,1.6231903414997662E-19,1.6231903414997662E-19,2.0703652123244342E+17,0,false,0,4.6800970912403282E-16,4.6800970912403282E-16,71759295651169.328,0,false,0,1.479490033743005E-12,1.479490033743005E-12,22699745397.867836,0,false,0,4.6785582821472593E-9,4.6785582821472593E-9,7178289.7763187792,0,false,0,1.479490033743006E-5,1.479490033743006E-5]
[null,20,11,1716.2053537243601,null,391,18,19,3227.8538330810302,1,1.978147104705448E-2,1.978147104705448E-2,2.6540748849044416E+23,0,false,0,4.5539736181732542E-24,4.5539736181732542E-24,8.3754144294108479E+19,0,false,0,1.4772506482020651E-20,1.4772506482020651E-20,2.6506132322677088E+16,0,false,0,4.2593134550661502E-17,4.2593134550661502E-17,9187081460746.293,0,false,0,1.346470315573686E-13,1.346470315573686E-13,2906165789.6166244,0,false,0,4.2579129990185588E-10,4.2579129990185588E-10,919010.31532502314,0,false,0,1.3464703155736867E-6,1.3464703155736867E-6]
[null,20,12,1877.4141503722703,null,392,14,20,3236.0642087061233,1,0.55669411210591502,0.55669411210591502,7.6930517839823991E+24,0,false,0,1.2442885749554338E-22,1.2442885749554338E-22,2.4276819499044323E+21,0,false,0,4.0363125876883836E-19,4.0363125876883836E-19,7.683017902442729E+17,0,false,0,1.1637781668613821E-15,1.1637781668613821E-15,266295023637701.81,0,false,0,3.6789796574558186E-12,3.6789796574558186E-12,84237577618.928375,0,false,0,1.1633955182986434E-8,1.1633955182986434E-8,26638260.985103752,0,false,0,3.6789796574558014E-5,3.6789796574558014E-5]
[null,20,13,2052.0451403960951,null,393,15,20,3295.2443696293694,1,0.18456237409162216,0.18456237409162216,3.1487159072795657E+24,0,false,0,3.3414838859422717E-23,3.3414838859422717E-23,9.9363438439284317E+20,0,false,0,1.0839345262709384E-19,1.0839345262709384E-19,3.1446091050244032E+17,0,false,0,3.1252766196282295E-16,3.1252766196282295E-16,108992815920364.56,0,false,0,9.8797429226080059E-13,9.8797429226080059E-13,34477890970.612442,0,false,0,3.1242490332369904E-9,3.1242490332369904E-9,10902866.4386089,0,false,0,9.8797429226080114E-6,9.8797429226080114E-6]
[null,20,14,2240.0983237958339,null,394,19,19,3302.804210229041,1,8.8942558701244998E-2,8.8942558701244998E-2,1.5583711614830274E+24,0,false,0,1.5679595285069813E-23,1.5679595285069813E-23,4.9177227012314366E+20,0,false,0,5.0862596581546657E-20,5.0862596581546657E-20,1.5563386115836867E+17,0,false,0,1.4665063254028899E-16,1.4665063254028899E-16,53943025074584,0,false,0,4.6359753880226588E-13,4.6359753880226588E-13,17063892894.605133,0,false,0,1.4660241402634365E-9,1.4660241402634365E-9,5396076.7296115831,0,false,0,4.6359753880226372E-6,4.6359753880226372E-6]
[null,20,15,2441.5737005714873,null,395,16,20,3358.3670846088062,1,0.43474908299409487,0.43474908299409487,9.2478259445975566E+24,0,false,0,6.3128317597883636E-23,6.3128317597883636E-23,2.9183191211973311E+21,0,false,0,2.047801676303684E-19,2.047801676303684E-19,9.2357642046490765E+17,0,false,0,5.9043664958299156E-16,5.9043664958299156E-16,320113538510348.94,0,false,0,1.8665107188687373E-12,1.8665107188687373E-12,101262083980.29474,0,false,0,5.9024251487434435E-9,5.9024251487434435E-9,32021882.599297967,0,false,0,1.8665107188687452E-5,1.8665107188687452E-5]
[null,20,16,2656.4712707230547,null,396,20,19,3381.6971414332438,1,3.8985127310196405E-2,3.8985127310196405E-2,8.987859587417068E+23,0,false,0,5.2230976788589464E-24,5.2230976788589464E-24,2.8362820245248242E+20,0,false,0,1.6943059136148889E-20,1.6943059136148889E-20,8.9761369159821632E+16,0,false,0,4.8851425339642002E-17,4.8851425339642002E-17,31111480183545.437,0,false,0,1.5443097763808588E-13,1.5443097763808588E-13,9841549763.1182346,0,false,0,4.8835363062288087E-10,4.8835363062288087E-10,3112171.2957344134,0,false,0,1.5443097763808598E-6,1.5443097763808598E-6]
[null,20,17,2884.7910342505375,null,397,17,20,3425.4323536444344,1,0.47181209030806814,0.47181209030806814,1.263024013414989E+25,0,false,0,5.4439363237967366E-23,5.4439363237967366E-23,3.9857012350385285E+21,0,false,0,1.7659431383191763E-19,1.7659431383191763E-19,1.2613766784316447E+18,0,false,0,5.091692042294305E-16,5.091692042294305E-16,437195821569292.37,0,false,0,1.6096049899397611E-12,1.6096049899397611E-12,138298930453.24097,0,false,0,5.0900179013820835E-9,5.0900179013820835E-9,43733961.819746189,0,false,0,1.6096049899397673E-5,1.6096049899397673E-5]
[null,20,18,3126.5329911539329,null,398,18,20,3496.4401767362551,1,0.12301090032765594,0.12301090032765594,4.1801193535887238E+24,0,false,0,1.1181112709413979E-23,1.1181112709413979E-23,1.3191124391340435E+21,0,false,0,3.6270095926088775E-20,3.6270095926088775E-20,4.1746673140609357E+17,0,false,0,1.0457650350842662E-16,1.0457650350842662E-16,144694851058978.22,0,false,0,3.3059120716533068E-13,3.3059120716533068E-13,45771579132.935188,0,false,0,1.0454211890670203E-9,1.0454211890670203E-9,14474244.216271032,0,false,0,3.3059120716532969E-6,3.3059120716532969E-6]
[null,20,19,3381.6971414332438,null,399,19,20,3571.390553884266,1,0.55308850374475405,0.55308850374475405,2.4051187732629909E+25,0,false,0,3.9286129874871188E-23,3.9286129874871188E-23,7.5897882884188521E+21,0,false,0,1.2743916783225617E-19,1.2743916783225617E-19,2.401981828713919E+18,0,false,0,3.6744161385949914E-16,3.6744161385949914E-16,832531976336197.62,0,false,0,1.1615703586685633E-12,1.1615703586685633E-12,263356318187.43469,0,false,0,3.6732079959313771E-9,3.6732079959313771E-9,83280580.166831851,0,false,0,1.1615703586685703E-5,1.1615703586685703E-5]
[null,20,20,3650.2834850884683,null,400,20,20,17102.05123945621,1,0.24242866460275847,0.24242866460275847,8.5421328414542044E+32,0,false,0,2.1251428621386527E-31,2.1251428621386527E-31,2.6956248697118137E+29,0,false,0,6.8936909473700381E-28,6.8936909473700381E-28,8.530991521801694E+25,0,false,0,1.9876376864642135E-24,1.9876376864642135E-24,2.956859684303179E+22,0,false,0,6.2833956015994992E-21,6.2833956015994992E-21,9.3534867367122104E+18,0,false,0,1.9869841540938392E-17,1.9869841540938392E-17,2957832215218641.5,0,false,0,6.2833956015995022E-14,6.2833956015995022E-14]

{"sheet":"計算表c-4","index":15,"n_rows":409,"n_cols":48,"rows_kept":409,"cut":false,"hidden":true,"merged":[[8,44,8,45],[8,46,8,47],[8,36,8,37],[8,38,8,39],[8,40,8,41],[8,42,8,43],[8,24,8,25],[8,26,8,27],[8,28,8,29],[8,30,8,31],[8,32,8,33],[8,34,8,35],[8,12,8,13],[8,14,8,15],[8,16,8,17],[8,18,8,19],[8,20,8,21],[8,22,8,23],[7,12,7,17],[7,18,7,23],[7,24,7,29],[7,30,7,35],[7,36,7,41],[7,42,7,47]]}
[null,"ヤング率","辺長ｘ","辺長ｙ","板厚","ポアソン比","密度","曲げ剛性","面密度","加振点ｘ","加振点ｙ","辺長比","縮退重み","周波数重み"]
[null,24000000000,{"$f":"床衝撃音計算シート!E17","v":12.27},{"$f":"床衝撃音計算シート!G17","v":6.65},{"$f":"(床衝撃音計算シート!N17)/1000","v":0.2},0.16,2300,{"$f":"B2*E2^3/12/(1-F2^2)","v":16420361.24794746},{"$f":"G2*E2","v":460},{"$f":"'計算表（参考）'!D33","v":3.91},{"$f":"'計算表（参考）'!F33","v":4.2949999999999999},{"$f":"C2/D2","v":1.8451127819548871},1,0]
[]
[null,"周波数","31.5Hz","63Hz","125Hz","250Hz","500Hz","1000Hz","(2000Hz)","(4000Hz)"]
[null,"モード数１",{"$f":"M8","v":1.8340160060539885},{"$f":"S8","v":3.5969114815337777},{"$f":"Y8","v":8.0812871372326587},{"$f":"AE8","v":17.747187338168615},{"$f":"AK8","v":37.787908514804514},{"$f":"AQ8","v":58.659354322941738},{"$f":"H6*I7/H7","v":76.805504883778056},{"$f":"H6*J7/H7","v":154.90629635877193}]
[null,"モード数２",{"$f":"C5*($D$7^2+$C$7^2)/2/$D$7^2","v":1.1863643981137795},{"$f":"D5*($D$7^2+$C$7^2)/2/$D$7^2","v":2.3267232732824614},5.2275178182198614,11.480069506023222,24.443750323422712,37.944799475774651,49.682945117429895,100.20376836247706]
[null,null,{"$f":"MIN(C2,D2)","v":6.65},{"$f":"MAX(C2,D2)","v":12.27},null,null,null,{"$f":"0.354*SQRT(I2/H2)*C2*D2*1000-0.139*SQRT(SQRT(I2/H2*1000^2))*(C2+D2)","v":146.83189914920305},{"$f":"0.354*SQRT(I2/H2)*C2*D2*2000-0.139*SQRT(SQRT(I2/H2*2000^2))*(C2+D2)","v":297.20800486502736},{"$f":"0.354*SQRT(I2/H2)*C2*D2*4000-0.139*SQRT(SQRT(I2/H2*4000^2))*(C2+D2)","v":599.42827472442218}]
[null,null,null,{"$f":"4/3*SQRT(1+2*(1+$L$2^4)/(1+$L$2^2)^2)","v":2.0212299335805968},null,null,null,null,null,null,null,null,{"$f":"M9+O9+Q9","v":1.8340160060539885},null,null,null,null,null,{"$f":"S9+U9+W9","v":3.5969114815337777},null,null,null,null,null,{"$f":"Y9+AA9+AC9","v":8.0812871372326587},null,null,null,null,null,{"$f":"AE9+AG9+AI9","v":17.747187338168615},null,null,null,null,null,{"$f":"AK9+AM9+AO9","v":37.787908514804514},null,null,null,null,null,{"$f":"AQ9+AS9+AU9","v":58.659354322941738}]
[null,"m","n","fi",null,"No.","m","n","fi","縮退ﾁｪｯｸ","周波数重み","重み",{"$f":"SUM(N10:N409)","v":4.7324329425228628E-2},null,{"$f":"SUM(P10:P409)","v":0.93824494475469544},null,{"$f":"SUM(R10:R409)","v":0.84844673187406439},null,{"$f":"SUM(T10:T409)","v":1.7147272039779018E-2},null,{"$f":"SUM(V10:V409)","v":3.1368424079670367},null,{"$f":"SUM(X10:X409)","v":0.44292180152696192},null,{"$f":"SUM(Z10:Z409)","v":0.35985764300590461},null,{"$f":"SUM(AB10:AB409)","v":6.3764240774593164},null,{"$f":"SUM(AD10:AD409)","v":1.3450054167674372},null,{"$f":"SUM(AF10:AF409)","v":1.1543579182456367},null,{"$f":"SUM(AH10:AH409)","v":14.412633791061969},null,{"$f":"SUM(AJ10:AJ409)","v":2.1801956288610107},null,{"$f":"SUM(AL10:AL409)","v":2.5693003592844326},null,{"$f":"SUM(AN10:AN409)","v":29.428981070757498},null,{"$f":"SUM(AP10:AP409)","v":5.7896270847625786},null,{"$f":"SUM(AR10:AR409)","v":4.4086621612817147},null,{"$f":"SUM(AT10:AT409)","v":48.196284690257563},null,{"$f":"SUM(AV10:AV409)","v":6.0544074714024543}]
[null,1,1,{"$f":"3.141625/2*SQRT($H$2/$I$2)*((1+($D$8-1)/B10)*(B10/$C$2)^2+(1+($D$8-1)/C10)*(C10/$D$2)^2)","v":17.549073649419405},null,1,1,1,17.549073649419405,{"$f":"1","v":1},{"$f":"ABS(SIN(G10*3.1416*$J$2/$C$2)*SIN(H10*3.1416*$K$2/$D$2))*(1/F10^$N$2)+(1-1/F10^$N$2)","v":0.75519281472684885},{"$f":"$J10*$K10","v":0.75519281472684885},{"$f":"10^(LOG10($I10/22.27)/LOG10(2)*70/20)*$L10","v":4.7324329425228628E-2},{"$f":"IF($I10<22.27,M10,0)","v":4.7324329425228628E-2},{"$f":"AND($I10>22.27,$I10<44.45)","v":false},{"$f":"IF($O10=TRUE,$L10,0)","v":0},{"$f":"10^(LOG10(44.45/$I10)/LOG10(2)*70/20)*$L10","v":37223.546018478424},{"$f":"IF($I10>44.45,Q10,0)","v":0},{"$f":"10^(LOG10($I10/44.548)/LOG10(2)*70/20)*$L10","v":1.493405004450452E-5},{"$f":"IF($I10<44.528,S10,0)","v":1.493405004450452E-5},{"$f":"AND($I10>44.548,$I10<89.095)","v":false},{"$f":"IF($U10=TRUE,$L10,0)","v":0},{"$f":"10^(LOG10(89.095/$I10)/LOG10(2)*70/20)*$L10","v":120748410.27786744},{"$f":"IF($I10>89.095,W10,0)","v":0},{"$f":"10^(LOG10($I10/89.09)/LOG10(2)*70/20)*$L10","v":4.7262605322917463E-9},{"$f":"IF($I10<89.09,Y10,0)","v":4.7262605322917463E-9},{"$f":"AND($I10>89.09,$I10<176.78)","v":false},{"$f":"IF($AA10=TRUE,$L10,0)","v":0},{"$f":"10^(LOG10(176.78/$I10)/LOG10(2)*70/20)*$L10","v":348150348893.27704},{"$f":"IF($I10>176.78,AC10,0)","v":0},{"$f":"10^(LOG10($I10/176.78)/LOG10(2)*70/20)*$L10","v":1.6381318853421197E-12},{"$f":"IF($I10<176.78,AE10,0)","v":1.6381318853421197E-12},{"$f":"AND($I10>176.78,$I10<353.55)","v":false},{"$f":"IF($AG10=TRUE,$L10,0)","v":0},{"$f":"10^(LOG10(353.55/$I10)/LOG10(2)*70/20)*$L10","v":1100586080566210.7},{"$f":"IF($I10>353.55,AI10,0)","v":0},{"$f":"10^(LOG10($I10/353.55)/LOG10(2)*70/20)*$L10","v":5.1819316769993509E-16},{"$f":"IF($I10<353.55,AK10,0)","v":5.1819316769993509E-16},{"$f":"AND($I10>353.55,$I10<707.1)","v":false},{"$f":"IF($AM10=TRUE,$L10,0)","v":0},{"$f":"10^(LOG10(707.1/$I10)/LOG10(2)*70/20)*$L10","v":3.4803587756668365E+18},{"$f":"IF($I10>707.1,AO10,0)","v":0},{"$f":"10^(LOG10($I10/707.1)/LOG10(2)*70/20)*$L10","v":1.638670677869376E-19},{"$f":"IF($I10<707.1,AQ10,0)","v":1.638670677869376E-19},{"$f":"AND($I10>707.1,$I10<1414.2)","v":false},{"$f":"IF($AS10=TRUE,$L10,0)","v":0},{"$f":"10^(LOG10(1414.2/$I10)/LOG10(2)*70/20)*$L10","v":1.1005860805662231E+22},{"$f":"IF($I10>1414.2,AU10,0)","v":0}]
[null,1,2,44.535936538186355,null,2,2,1,25.476031842177541,{"$f":"IF(ABS(I11-I10)>0.0001,1,$M$2)","v":1},0.81464982349719828,0.81464982349719828,3.8914149704046883,0,true,0.81464982349719828,526.76984219211738,0,1.2280065373937853E-3,1.2280065373937853E-3,false,0,1708773.8227692288,0,3.8863394817779161E-7,3.8863394817779161E-7,false,0,4926857431.9760513,0,1.3470134747898306E-10,1.3470134747898306E-10,false,0,15574968480727.488,0,4.2610316402580466E-14,4.2610316402580466E-14,false,0,4.9252374884430928E+16,0,1.3474565165258717E-17,1.3474565165258717E-17,false,0,1.557496848072744E+20,0]
[null,1,3,84.944992802867631,null,3,3,1,37.345544091127046,1,0.12359512125749715,0.12359512125749715,50.399042369324548,0,true,0.12359512125749715,0.93619622285883186,0,1.5904331452340728E-2,1.5904331452340728E-2,false,0,3036.9005027686308,0,5.0333307985227437E-6,5.0333307985227437E-6,false,0,8756206.1244533379,0,1.7445630883442811E-9,1.7445630883442811E-9,false,0,27680450729.911873,0,5.5186073910813297E-13,5.5186073910813297E-13,false,0,87533270966591.703,0,1.7451368868056614E-16,1.7451368868056614E-16,false,0,2.7680450729911891E+17,0]
[null,1,4,138.77624244346325,null,4,1,2,44.535936538186355,1,0.6681662288007848,0.6681662288007848,2110.6869826792899,0,false,0,0.65332868102938935,0.65332868102938935,0.66606553987034056,0,false,0,2119.3144678928043,0,2.1079340591651508E-4,2.1079340591651508E-4,false,0,6110557.2298097126,0,7.3061439819583414E-8,7.3061439819583414E-8,false,0,19316925153.199699,0,2.3111654974545075E-11,2.3111654974545075E-11,false,0,61085480875108.18,0,7.3085470215523131E-15,7.3085470215523131E-15,false,0,1.9316925153199779E+17,0]
[null,1,5,206.02968545997317,null,5,2,2,52.462894730944491,1,0.72077155627629685,0.72077155627629685,15292.663479608367,0,false,0,0.10492975552734306,0.10492975552734306,4.8258771860481389,0,true,0.72077155627629685,340.37867226519319,0,1.5272717588421161E-3,1.5272717588421161E-3,false,0,981403.83987049689,0,5.2935561817804602E-7,5.2935561817804602E-7,false,0,3102451021.5464478,0,1.6745200253894656E-10,1.6745200253894656E-10,false,0,9810811557202.918,0,5.2952972677937027E-14,5.2952972677937027E-14,false,0,3.1024510215464492E+16,0]
[null,1,6,286.70532185239745,null,6,4,1,53.157610396267884,1,0.68132394730496626,0.68132394730496626,16844.769928573751,0,false,0,8.5119436009239491E-2,8.5119436009239491E-2,5.3156725125697859,0,true,0.68132394730496626,276.11653593567257,0,1.6822799658416634E-3,1.6822799658416634E-3,false,0,796118.70748436369,0,5.8308179019940658E-7,5.8308179019940658E-7,false,0,2516720637.2791877,0,1.8444729792221472E-10,1.8444729792221472E-10,false,0,7958569448152.6621,0,5.8327356969784411E-14,5.8327356969784411E-14,false,0,2.5167206372791892E+16,0]
[null,1,7,380.803151620736,null,7,3,2,64.332406979893989,1,0.10935231964391411,0.10935231964391411,24853.203944609344,0,false,0,1.4861413894052798E-3,1.4861413894052798E-3,7.8428790430405684,0,true,0.10935231964391411,4.8208521060768224,0,2.4820788446668564E-3,2.4820788446668564E-3,false,0,13899.821445526499,0,8.602937712810179E-7,8.602937712810179E-7,false,0,43940642.466487177,0,2.7213825607181063E-10,2.7213825607181063E-10,false,0,138952512045.21866,0,8.6057672765306684E-14,8.6057672765306684E-14,false,0,439406424664872,0]
[null,1,8,488.32317476498889,null,8,5,1,72.912230757600085,1,0.85856031503673347,0.85856031503673347,836523.80185718997,0,false,0,2.7217600259263402E-3,2.7217600259263402E-3,263.98025016059989,0,true,0.85856031503673347,8.8290405251908766,0,8.3543274190222797E-2,8.3543274190222797E-2,false,0,25456.513523983864,0,2.8956275330535411E-5,2.8956275330535411E-5,false,0,80474095.554707229,0,9.1597899855223374E-9,9.1597899855223374E-9,false,0,254481434594.90668,0,2.8965799243051478E-12,2.8965799243051478E-12,false,0,804740955547072.87,0]
[null,1,9,609.26539128515628,null,9,4,2,80.144473285034834,1,0.6028098302644499,0.6028098302644499,1763743.7993650793,0,false,0,6.3637288275922603E-4,6.3637288275922603E-4,556.58132899736074,0,true,0.6028098302644499,2.0643120324693163,0,0.17614433863630471,0.17614433863630471,false,0,5951.9703213891162,0,6.1051999899530167E-5,6.1051999899530167E-5,false,0,18815594.206605621,0,1.9312687522559482E-8,1.9312687522559482E-8,false,0,59500133222.342659,0,6.1072080310402557E-12,6.1072080310402557E-12,false,0,188155942066055.66,0]
[null,1,10,743.62980118123778,null,10,1,3,84.944992802867631,1,0.16402443944067646,0.16402443944067646,943852.84203852818,0,false,0,8.8043915805804412E-5,8.8043915805804412E-5,297.84987444823372,0,true,0.16402443944067646,0.28560317340297986,0,9.4262179513102742E-2,9.4262179513102742E-2,false,0,823.47125097927767,0,3.2671470560549259E-5,3.2671470560549259E-5,false,0,2603188.5346524841,0,1.0335024288749693E-8,1.0335024288749693E-8,false,0,8232004948.338026,0,3.2682216425610675E-12,3.2682216425610675E-12,false,0,26031885346525.039,0]
[null,1,11,891.41640445323355,null,11,2,3,92.871950995625767,1,0.17693823091776217,0.17693823091776217,2872873.6497219708,0,false,0,3.3659940876569558E-5,3.3659940876569558E-5,906.58735955832424,0,false,0,0.10918853214240157,0.10918853214240157,0.28691266225747192,0,true,0.17693823091776217,314.82009140363499,0,9.9444534879344719E-5,9.9444534879344719E-5,false,0,995221.20711025817,0,3.1457466276478772E-8,3.1457466276478772E-8,false,0,3147165790.1705728,0,9.9477242851608774E-12,9.9477242851608774E-12,false,0,9952212071102.5879,0]
[null,1,12,1052.6252011011441,null,12,6,1,96.609405175123641,1,0.24483159266710552,0.24483159266710552,6289045.9123581294,0,false,0,2.9439922573283045E-5,2.9439922573283045E-5,1984.6224453266932,0,false,0,9.5499333880301573E-2,9.5499333880301573E-2,0.62808432453991747,0,true,0.24483159266710552,275.35042766187672,0,2.1769535379665087E-4,2.1769535379665087E-4,false,0,870448.20987817971,0,6.8863957772169836E-8,6.8863957772169836E-8,false,0,2752598928.4313159,0,2.1776695525371087E-11,2.1776695525371087E-11,false,0,8704482098781.8184,0]
[null,1,13,1227.2561911249686,null,13,5,2,99.899093646367035,1,0.75962190941077679,0.75962190941077679,28800006.798589703,0,false,0,6.1885497664893502E-5,6.1885497664893502E-5,9088.3642311669573,0,false,0,0.2007486191288993,0.2007486191288993,2.8762443570800116,0,true,0.75962190941077679,578.8126040644072,0,9.969123706101363E-4,9.969123706101363E-4,false,0,1829764.3455323642,0,3.1535506015611745E-7,3.1535506015611745E-7,false,0,5786222913.2496014,0,9.972402617527416E-11,9.972402617527416E-11,false,0,18297643455323.652,0]
[null,1,14,1415.3093745247074,null,14,3,3,104.74146324457527,1,2.684429735894131E-2,2.684429735894131E-2,1764652.7026723705,0,false,0,1.2613376215256167E-6,1.2613376215256167E-6,556.86814991255653,0,false,0,4.0916175086403153E-3,4.0916175086403153E-3,0.17623511042073578,0,true,2.684429735894131E-2,11.797240724684467,0,6.1083461591781438E-5,6.1083461591781438E-5,false,0,37293.88458736454,0,1.9322639855527782E-8,1.9322639855527782E-8,false,0,117933618.09152119,0,6.1103552350614432E-12,6.1103552350614432E-12,false,0,372938845873.64502,0]
[null,1,15,1616.7847513003612,null,15,4,3,120.55352954971612,1,0.14798045791077488,0.14798045791077488,49883378.833163433,0,false,0,1.3559366026713098E-6,1.3559366026713098E-6,15741.604475568114,0,false,0,4.3984844734796854E-3,4.3984844734796854E-3,4.9818317017896101,0,true,0.14798045791077488,12.68202124168501,0,1.7267133926179299E-3,1.7267133926179299E-3,false,0,40090.886297868412,0,5.462143131679013E-7,5.462143131679013E-7,false,0,126778514.11610012,0,1.7272813201950654E-10,1.7272813201950654E-10,false,0,400908862978.68433,0]
[null,1,16,1831.6823214519281,null,16,6,2,123.59626806389061,1,0.21661779452025001,0.21661779452025001,97568616.457448557,0,false,0,1.4854725337953887E-6,1.4854725337953887E-6,30789.545644820555,0,false,0,4.8186824242426578E-3,4.8186824242426578E-3,9.7441359815089257,0,true,0.21661779452025001,13.893565665547174,0,3.3773381169656239E-3,3.3773381169656239E-3,false,0,43920.866457673001,0,1.0683593628107884E-6,1.0683593628107884E-6,false,0,138889974.81433782,0,3.3784489460482856E-10,3.3784489460482856E-10,false,0,439208664576.73187,0]
[null,1,17,2060.0020849794109,null,17,7,1,124.24913364883859,1,0.59445291112169829,0.59445291112169829,284666007.3479355,0,false,0,3.834297616106509E-6,3.834297616106509E-6,89831.519037584643,0,false,0,1.2437969812098116E-2,1.2437969812098116E-2,28.429472361342853,0,true,0.59445291112169829,35.862033459828659,0,9.8537151814578131E-3,9.8537151814578131E-3,false,0,113368.41962719501,0,3.117043218059423E-6,3.117043218059423E-6,false,0,358502420.75567329,0,9.8569561342486306E-10,9.8569561342486306E-10,false,0,1133684196271.9529,0]
[null,1,18,2301.7440418828064,null,18,1,4,138.77624244346325,1,0.81328889018611583,0.81328889018611583,1408639463.9699364,0,false,0,1.4503617624216847E-6,1.4503617624216847E-6,444521.71864006115,0,false,0,4.7047875840009277E-3,4.7047875840009277E-3,140.68022058946644,0,true,0.81328889018611583,13.565176014072225,0,4.8760061661861268E-2,4.8760061661861268E-2,false,0,42882.74864287192,0,1.5424356876202943E-5,1.5424356876202943E-5,false,0,135607158.0399698,0,4.8776099172081084E-9,4.8776099172081084E-9,false,0,428827486428.72028,0]
[null,1,19,2556.9081921621173,null,19,5,3,140.3081499110483,1,0.18647538966700411,0.18647538966700411,366952830.68889666,0,false,0,2.9269770535199927E-7,2.9269770535199927E-7,115798.61783649838,0,false,0,9.4947382486582478E-4,9.4947382486582478E-4,36.647422202523991,0,true,0.18647538966700411,2.7375900240126034,0,1.2702073957915956E-2,1.2702073957915956E-2,false,0,8654.1733601674423,0,4.0180696069148572E-6,4.0180696069148572E-6,false,0,27366899.084081922,0,1.2706251754948346E-9,1.2706251754948346E-9,false,0,86541733601.674622,0]
[null,1,20,2825.4945358173418,null,20,2,4,146.7032006362214,1,0.87731985517101674,0.87731985517101674,2898691857.455266,0,false,0,8.2016338927228802E-7,8.2016338927228802E-7,914734.76304044994,0,false,0,2.6605048689766087E-3,2.6605048689766087E-3,289.49111561764408,0,true,0.87731985517101674,7.6709556360614766,0,0.10033823226130394,0.10033823226130394,false,0,24249.715746452395,0,3.1740171156022539E-5,3.1740171156022539E-5,false,0,76684334.370439813,0,1.0037123417661079E-8,1.0037123417661079E-8,false,0,242497157464.52368,0]
[null,2,1,25.476031842177541,null,21,7,2,151.23599653760553,1,0.52594960131803825,0.52594960131803825,2475383458.7335477,0,false,0,3.451694012600621E-7,3.451694012600621E-7,781152.12409873237,0,false,0,1.1196852781845661E-3,1.1196852781845661E-3,247.2154869470456,0,true,0.52594960131803825,3.2283557137818004,0,8.5685410051223404E-2,8.5685410051223404E-2,false,0,10205.600462557133,0,2.7105017891058242E-5,2.7105017891058242E-5,false,0,32272942.351348508,0,8.5713592555357712E-9,8.5713592555357712E-9,false,0,102056004625.57158,0]
[null,2,2,52.462894730944491,null,22,8,1,155.8314161787448,1,0.88608631553923367,0.88608631553923367,5906365404.5214291,0,false,0,4.1059935292070482E-7,4.1059935292070482E-7,1863860.6738552398,0,false,0,1.3319316515864536E-3,1.3319316515864536E-3,589.86618594962727,0,true,0.88608631553923367,3.8403194554257301,0,0.20444886622038963,0.20444886622038963,false,0,12140.163440895527,0,6.4673672838788193E-5,6.4673672838788193E-5,false,0,38390567.63993682,0,2.0451611081913832E-8,2.0451611081913832E-8,false,0,121401634408.95514,0]
[null,2,3,92.871950995625767,null,23,3,4,158.57271288517092,1,0.13310314536862422,0.13310314536862422,1086643450.1686714,0,false,0,5.0358882417429665E-8,5.0358882417429665E-8,342910.03934861545,0,false,0,1.6335775727159655E-4,1.6335775727159655E-4,108.52261645502956,0,true,0.13310314536862422,0.47100462902702167,0,3.7614168131678144E-2,3.7614168131678144E-2,false,0,1488.9576880714285,0,1.1898556586902295E-5,1.1898556586902295E-5,false,0,4708497.63392423,0,3.7626539683010502E-9,3.7626539683010502E-9,false,0,14889576880.714243,0]
[null,2,4,146.7032006362214,null,24,6,3,164.0053243285719,1,5.3176306714617226E-2,5.3176306714617226E-2,642259195.00879633,0,false,0,1.359917379709888E-8,1.359917379709888E-8,202676.5318451887,0,false,0,4.4113976037558904E-5,4.4113976037558904E-5,64.142151019119083,0,true,5.3176306714617226E-2,0.12719253291370974,0,2.223180505199494E-2,2.223180505199494E-2,false,0,402.08585664724046,0,7.0326263633984801E-6,7.0326263633984801E-6,false,0,1271507.1219452322,0,2.2239117241286237E-9,2.2239117241286237E-9,false,0,4020858566.4724069,0]
[null,2,5,213.95664365273134,null,25,4,4,174.38477919031172,1,0.73373737958735863,0.73373737958735863,18088100133.356819,0,false,0,9.1933723118497523E-8,9.1933723118497523E-8,5708027.8977508964,0,false,0,2.9822120955305025E-4,2.9822120955305025E-4,1806.450821442628,0,true,0.73373737958735863,0.85985246442867791,0,0.62611967107803745,0.62611967107803745,false,0,2718.1982057437276,0,1.9806154719185376E-4,1.9806154719185376E-4,false,0,8595697.461933149,0,6.2632560602318532E-8,6.2632560602318532E-8,false,0,27181982057.437389,0]
[null,2,6,294.6322800451556,null,26,8,2,182.81827906751175,1,0.78397588046434996,0.78397588046434996,33468150930.768059,0,false,0,5.6723131323039827E-8,5.6723131323039827E-8,10561481.736087084,0,false,0,1.8400256466269261E-4,1.8400256466269261E-4,3342.4499143256271,0,false,0,0.5305291965099781,0.5305291965099781,1.1585002016722987,0,true,0.78397588046434996,1677.1290072492407,0,3.6647042564598084E-4,3.6647042564598084E-4,false,0,5303547.592844652,0,1.158881240132685E-7,1.158881240132685E-7,false,0,16771290072.492462,0]
[null,2,7,388.73010981349415,null,27,9,1,191.35625276484248,1,0.3613957761018558,0.3613957761018558,26229475283.800426,0,false,0,1.5380237974109428E-8,1.5380237974109428E-8,8277186.4131380729,0,false,0,4.9891519850018718E-5,4.9891519850018718E-5,2619.526474483157,0,false,0,0.14385075548927248,0.14385075548927248,0.90793341015162354,0,true,0.3613957761018558,454.74646133116221,0,2.8720818761720981E-4,2.8720818761720981E-4,false,0,1438034.5757081625,0,9.0823203551934835E-8,9.0823203551934835E-8,false,0,4547464613.3116293,0]
[null,2,8,496.25013295774704,null,28,7,3,191.64505280228681,1,0.12911246455103262,0.12911246455103262,9536515018.6814423,0,false,0,5.3992465390788767E-9,5.3992465390788767E-9,3009420.1918735281,0,false,0,1.751446345193476E-5,1.751446345193476E-5,952.40767477993518,0,false,0,5.0498938639751988E-2,5.0498938639751988E-2,0.33010651216576781,0,true,0.12911246455103262,159.63915913614542,0,1.0442317907866777E-4,1.0442317907866777E-4,false,0,504823.34662429674,0,3.3021508640423365E-8,3.3021508640423365E-8,false,0,1596391591.3614523,0]
[null,2,9,617.19234947791449,null,29,5,4,194.13939955164392,1,0.92460832804218973,0.92460832804218973,79373576931.918228,0,false,0,3.3267959410938359E-8,3.3267959410938359E-8,25047771.083274458,0,false,0,1.0791699452989545E-4,1.0791699452989545E-4,7927.0051687232481,0,false,0,0.31115390430927753,0.31115390430927753,2.7475167383251855,0,true,0.92460832804218973,983.6315174901589,0,8.6912684789355247E-4,8.6912684789355247E-4,false,0,3110515.9735966586,0,2.7484204149463366E-7,2.7484204149463366E-7,false,0,9836315174.9015961,0]
[null,2,10,751.55675937399587,null,30,1,5,206.02968545997317,1,0.55554301417417773,0.55554301417417773,95190441761.597549,0,false,0,1.0014483436116087E-8,1.0014483436116087E-8,30039069.508047719,0,false,0,3.2485700155078586E-5,3.2485700155078586E-5,9506.6286921208375,0,false,0,9.3665066206722769E-2,9.3665066206722769E-2,3.2950175886981752,0,true,0.55554301417417773,296.09755793762622,0,1.0423187639485507E-3,1.0423187639485507E-3,false,0,936342.69269656728,0,3.2961013420088192E-7,3.2961013420088192E-7,false,0,2960975579.376277,0]
[null,2,11,899.34336264599176,null,31,2,5,213.95664365273134,1,0.59928141478119035,0.59928141478119035,159271605816.24554,0,false,0,6.9648180157247834E-9,6.9648180157247834E-9,50261042.487384737,0,false,0,2.2592976576061303E-5,2.2592976576061303E-5,15906.38712955027,0,false,0,6.5141666539481669E-2,6.5141666539481669E-2,5.513187383446434,0,true,0.59928141478119035,205.92830564767513,0,1.7439963533551252E-3,1.7439963533551252E-3,false,0,651202.48054596921,0,5.5150007076300291E-7,5.5150007076300291E-7,false,0,2059283056.4767599,0]
[null,2,12,1060.5521592939022,null,32,6,4,217.83657396916749,1,0.26366619279177089,0.26366619279177089,86359281156.974167,0,false,0,2.4864881341780358E-9,2.4864881341780358E-9,27252236.688178979,0,false,0,8.0658486762044652E-6,8.0658486762044652E-6,8624.6644608915449,0,false,0,2.3256024855970042E-2,2.3256024855970042E-2,2.9893269228881532,0,true,0.26366619279177089,73.51782736150173,0,9.4561909289653549E-4,9.4561909289653549E-4,false,0,232483.78308939241,0,2.9903101324954006E-7,2.9903101324954006E-7,false,0,735178273.61501849,0]
[null,2,13,1235.1831493177267,null,33,9,2,218.34311565360943,1,0.31974940454094458,0.31974940454094458,107595046141.39697,0,false,0,2.9350379826642854E-9,2.9350379826642854E-9,33953567.290481351,0,false,0,9.5208868691860206E-6,9.5208868691860206E-6,10745.471224302313,0,false,0,2.7451293790557663E-2,2.7451293790557663E-2,3.7244030275708075,0,true,0.31974940454094458,86.78007055130918,0,1.1781470221764651E-3,1.1781470221764651E-3,false,0,274422.67845224094,0,3.7256280086225412E-7,3.7256280086225412E-7,false,0,867800705.51309061,0]
[null,2,14,1423.2363327174655,null,34,8,3,223.22733533219304,1,0.1924539115946782,0.1924539115946782,83756319136.797562,0,false,0,1.36591103988707E-9,1.36591103988707E-9,26430824.836275615,0,false,0,4.430840268830858E-6,4.430840268830858E-6,8364.7077575968669,0,false,0,1.2775311757181754E-2,1.2775311757181754E-2,2.8992253803333363,0,true,0.1924539115946782,40.385799811903254,0,9.1711711197002392E-4,9.1711711197002392E-4,false,0,127711.11253321402,0,2.9001789549409453E-7,2.9001789549409453E-7,false,0,403857998.11902994,0]
[null,2,15,1624.7117094931193,null,35,3,5,225.82615590168081,1,9.0920364788491734E-2,9.0920364788491734E-2,45268710620.847275,0,false,0,5.6404106968515785E-10,5.6404106968515785E-10,14285362.266570782,0,false,0,1.8296769056365891E-6,1.8296769056365891E-6,4520.9667617813093,0,false,0,5.2754537438089071E-3,5.2754537438089071E-3,1.5669766307729842,0,true,9.0920364788491734E-2,16.676964356243737,0,4.9568449968998528E-4,4.9568449968998528E-4,false,0,52737.191823173911,0,1.5674920198613798E-7,1.5674920198613798E-7,false,0,166769643.56243744,0]
[null,2,16,1839.6092796446862,null,36,10,1,230.82364340713141,1,0.49623752530610943,0.49623752530610943,318677211219.25287,0,false,0,2.3867927503631648E-9,2.3867927503631648E-9,100564370.97351365,0,false,0,7.7424496345948306E-6,7.7424496345948306E-6,31826.156740499537,0,false,0,2.232357788702824E-2,2.232357788702824E-2,11.03101316321804,0,true,0.49623752530610943,70.570140656186581,0,3.4894599788550004E-3,3.4894599788550004E-3,false,0,223162.37927199918,0,1.103464133718477E-6,1.103464133718477E-6,false,0,705701406.56186998,0]
[null,2,17,2067.9290431721688,null,37,4,5,241.63822220682167,1,0.50120280798984262,0.50120280798984262,548121383471.76117,0,false,0,1.4155876300711581E-9,1.4155876300711581E-9,172969638.88655919,0,false,0,4.5919847575847254E-6,4.5919847575847254E-6,54740.648057164362,0,false,0,1.323993493402343E-2,1.323993493402343E-2,18.973224263464353,0,true,0.50120280798984262,41.854584211418981,0,6.0018337171384084E-3,6.0018337171384084E-3,false,0,132355.81662740666,0,1.8979464683752075E-6,1.8979464683752075E-6,false,0,418545842.11419225,0]
[null,2,18,2309.6710000755647,null,38,7,4,245.47630244288246,1,0.64018345901362761,0.64018345901362761,840892500949.06982,0,false,0,1.5054104665138222E-9,1.5054104665138222E-9,265358872.35471925,0,false,0,4.8833585214307725E-6,4.8833585214307725E-6,83979.574299408996,0,false,0,1.4080044359132312E-2,1.4080044359132312E-2,29.107497870121026,0,true,0.64018345901362761,44.510369972847933,0,9.2076264799564392E-3,9.2076264799564392E-3,false,0,140754.14861096663,0,2.9117071520741049E-6,2.9117071520741049E-6,false,0,445103699.72848082,0]
[null,2,19,2564.8351503548752,null,39,10,2,257.81050629589839,1,0.4390523180403203,0.4390523180403203,1019759722793.2008,0,false,0,5.8387678411059359E-10,5.8387678411059359E-10,321803666.70859075,0,false,0,1.8940214197892209E-6,1.8940214197892209E-6,101842.96721780831,0,false,0,5.4609763937556576E-3,5.4609763937556576E-3,35.298987594415784,0,true,0.4390523180403203,17.263445590027448,0,1.1166191417079217E-2,1.1166191417079217E-2,false,0,54591.80832687614,0,3.5310597667393496E-6,3.5310597667393496E-6,false,0,172634455.9002749,0]
[null,2,20,2833.4214940101001,null,40,9,3,258.75217191829074,1,7.849351640451678E-2,7.849351640451678E-2,190206374373.95496,0,false,0,1.0005274692403336E-10,1.0005274692403336E-10,60023069.490554802,0,false,0,3.2455828171269585E-7,3.2455828171269585E-7,18995.829230169697,0,false,0,9.3578937192176977E-4,9.3578937192176977E-4,6.5839945423757298,0,true,7.849351640451678E-2,2.9582528363187506,0,2.0827266830962215E-3,2.0827266830962215E-3,false,0,9354.8168574205429,0,6.5861600621917652E-7,6.5861600621917652E-7,false,0,29582528.363187503,0]
[null,3,1,37.345544091127046,null,41,5,5,261.39284256815387,1,0.63158332013309237,0.63158332013309237,1722234415151.5896,0,false,0,7.1541090154597357E-10,7.1541090154597357E-10,543482290.32761717,0,false,0,2.3207012307277128E-6,2.3207012307277128E-6,171998.8141944232,0,false,0,6.6912097749000582E-3,6.6912097749000582E-3,59.615152370005958,0,true,0.63158332013309237,21.152505990051555,0,1.8858166992504286E-2,1.8858166992504286E-2,false,0,66890.097148917921,0,5.963476019212109E-6,5.963476019212109E-6,false,0,211525059.90051731,0]
[null,3,2,64.332406979893989,null,42,11,1,274.23358810561177,1,0.89670252759621205,0.89670252759621205,4270313539751.6177,0,false,0,5.8159884806397032E-10,5.8159884806397032E-10,1347574849.6158977,0,false,0,1.8866320873433616E-6,1.8866320873433616E-6,426474.3861891866,0,false,0,5.4396709482993225E-3,5.4396709482993225E-3,147.81692323665723,0,true,0.89670252759621205,17.196094008206398,0,4.6759189767961874E-2,4.6759189767961874E-2,false,0,54378.823924306409,0,1.4786554121079979E-5,1.4786554121079979E-5,false,0,171960940.08206308,0]
[null,3,3,104.74146324457527,null,43,8,4,277.05858497278865,1,0.95425187067578598,0.95425187067578598,5119465823653.8437,0,false,0,5.493990512982885E-10,5.493990512982885E-10,1615540246.2146554,0,false,0,1.782180075469045E-6,1.782180075469045E-6,511278.86147823423,0,false,0,5.138507526826811E-3,5.138507526826811E-3,177.21033353249925,0,true,0.95425187067578598,16.244044783777952,0,5.6057259433167861E-2,5.6057259433167861E-2,false,0,51368.179930515653,0,1.772686191957699E-5,1.772686191957699E-5,false,0,162440447.83777997,0]
[null,3,4,158.57271288517092,null,44,6,5,285.09001698567744,1,0.18010563435318749,0.18010563435318749,1347043132981.5195,0,false,0,7.4380588407910816E-11,7.4380588407910816E-11,425083879.77977109,0,false,0,2.4128109131056758E-7,2.4128109131056758E-7,134528.62136724227,0,false,0,6.9567869198292965E-4,6.9567869198292965E-4,46.627904375372268,0,true,0.18010563435318749,2.1992058528070828,0,1.4749887776244282E-2,1.4749887776244282E-2,false,0,6954.4995384433896,0,4.6643240604807928E-6,4.6643240604807928E-6,false,0,21992058.528070804,0]
[null,3,5,225.82615590168081,null,45,1,6,286.70532185239745,1,0.32176530378700374,0.32176530378700374,2569937050398.0083,0,false,0,1.2443497119255853E-10,1.2443497119255853E-10,810990224.01382434,0,false,0,4.0365109081802395E-7,4.0365109081802395E-7,256658.51369243689,0,false,0,1.1638353480269829E-3,1.1638353480269829E-3,88.958383070817732,0,true,0.32176530378700374,3.6791604207241049,0,2.81403632573233E-2,2.81403632573233E-2,false,0,11634.526806631553,0,8.8987642077656472E-6,8.8987642077656472E-6,false,0,36791604.207241118,0]
[null,3,6,306.50179229410509,null,46,2,6,294.6322800451556,1,0.34709817522881925,0.34709817522881925,3806707115526.7666,0,false,0,9.7755614563857896E-11,9.7755614563857896E-11,1201275438.2049892,0,false,0,3.1710667888712686E-7,3.1710667888712686E-7,380174.21095284016,0,false,0,9.1430438410647374E-4,9.1430438410647374E-4,131.76918468450222,0,true,0.34709817522881925,2.8903336783865043,0,4.168278013991486E-2,4.168278013991486E-2,false,0,9140.0376215939468,0,1.3181252445016293E-5,1.3181252445016293E-5,false,0,28903336.783865128,0]
[null,3,7,400.5996220624437,null,47,10,3,298.21956256057967,1,0.10778053012488402,0.10778053012488402,1360646592768.6086,0,false,0,2.6370708949763458E-11,2.6370708949763458E-11,429376698.11879689,0,false,0,8.5543198436913137E-8,8.5543198436913137E-8,135887.19307602578,0,false,0,2.4664419442644171E-4,2.4664419442644171E-4,47.098788199798946,0,true,0.10778053012488402,0.77970097718161602,0,1.4898843292452557E-2,1.4898843292452557E-2,false,0,2465.6309817528827,0,4.7114279306072199E-6,4.7114279306072199E-6,false,0,7797009.7718161577,0]
[null,3,8,508.11964520669659,null,48,11,2,301.22045099437872,1,0.79336870602615872,0.79336870602615872,11252187914237.592,0,false,0,1.7278246629799431E-10,1.7278246629799431E-10,3550831875.7456989,0,false,0,5.6048416556056198E-7,5.6048416556056198E-7,1123751.1928196624,0,false,0,1.6160275513360833E-3,1.6160275513360833E-3,389.49453750415597,0,true,0.79336870602615872,5.1086475554766899,0,0.12320949857400933,0.12320949857400933,false,0,16154.962038357782,0,3.8962264486113638E-5,3.8962264486113638E-5,false,0,51086475.55476705,0]
[null,3,9,629.06186172686398,null,49,3,6,306.50179229410509,1,5.2660222611353016E-2,5.2660222611353016E-2,914133984949.92468,0,false,0,9.3700528295176013E-12,9.3700528295176013E-12,288471550.35115564,0,false,0,3.0395249899680001E-8,3.0395249899680001E-8,91294.169970683084,0,false,0,8.7637732313993179E-5,8.7637732313993179E-5,31.64275218283435,0,true,5.2660222611353016E-2,0.27704372155242502,0,1.0009607977896379E-2,1.0009607977896379E-2,false,0,876.08917155514314,0,3.1653159695544875E-6,3.1653159695544875E-6,false,0,2770437.215524253,0]
[null,3,10,763.42627162294536,null,50,9,4,312.5834215588863,1,0.38919751874246589,0.38919751874246589,8489993676428.085,0,false,0,5.510858654699845E-11,5.510858654699845E-11,2679171411.0102553,0,false,0,1.7876518843495109E-7,1.7876518843495109E-7,847892.0360764293,0,false,0,5.154284232842467E-4,5.154284232842467E-4,293.88117098803718,0,true,0.38919751874246589,1.6293918704896244,0,9.29639525878906E-2,9.29639525878906E-2,false,0,5152.5895117093087,0,2.9397783046963933E-5,2.9397783046963933E-5,false,0,16293918.704896221,0]
[null,3,11,911.21287489494125,null,51,7,5,312.72974545939235,1,0.43729780737997515,0.43729780737997515,9591306029719.8828,0,false,0,6.1583357757230564E-11,6.1583357757230564E-11,3026710488.6569386,0,false,0,1.9976851601046815E-7,1.9976851601046815E-7,957879.62961037585,0,false,0,5.759867014968437E-4,5.759867014968437E-4,332.00310327022618,0,true,0.43729780737997515,1.8208309952117794,0,0.10502313111003032,0.10502313111003032,false,0,5757.9731791003642,0,3.3211230131018338E-5,3.3211230131018338E-5,false,0,18208309.95211776,0]
[null,3,12,1072.4216715428515,null,52,12,1,321.5860868602835,1,0.47106319788729673,0.47106319788729673,14295176535435.701,0,false,0,4.7946326928170459E-11,4.7946326928170459E-11,4511102098.3936825,0,false,0,1.5553173661546188E-7,1.5553173661546188E-7,1427653.1644958784,0,false,0,4.484400932653562E-4,4.484400932653562E-4,494.82760292019759,0,true,0.47106319788729673,1.4176258222477294,0,0.15652969416991133,0.15652969416991133,false,0,4482.9264681718341,0,4.9499035502649887E-5,4.9499035502649887E-5,false,0,14176258.222477304,0]
[null,3,13,1247.0526615666761,null,53,4,6,322.31385859924592,1,0.29029196598121315,0.29029196598121315,9043981616569.4863,0,false,0,2.8780403311459957E-11,2.8780403311459957E-11,2853992348.2027149,0,false,0,9.3359937962103981E-8,9.3359937962103981E-8,903218.57463822095,0,false,0,2.691819701755437E-4,2.691819701755437E-4,313.05746613817615,0,true,0.29029196598121315,0.85094824823917858,0,9.9030024079151679E-2,9.9030024079151679E-2,false,0,2690.9346353661726,0,3.1316043283143789E-5,3.1316043283143789E-5,false,0,8509482.48239181,0]
[null,3,14,1435.1058449664149,null,54,11,3,341.62950725906001,1,0.19475970449640101,0.19475970449640101,11937298309891.881,0,false,0,9.8147373087966206E-12,9.8147373087966206E-12,3767030880.7601671,0,false,0,3.1837749330591804E-8,3.1837749330591804E-8,1192172.8749136396,0,false,0,9.1796848603761547E-5,9.1796848603761547E-5,413.20963706777195,0,true,0.19475970449640101,0.29019167763095899,0,0.13071133812377367,0.13071133812377367,false,0,917.66665933916511,0,4.1334554447952476E-5,4.1334554447952476E-5,false,0,2901916.7763096048,0]
[null,3,15,1636.5812217420687,null,55,5,6,342.06847896057815,1,0.36580713587321517,0.36580713587321517,22758474124016.191,0,false,0,1.8161332878457741E-11,1.8161332878457741E-11,7181849074.9375677,0,false,0,5.8913035112568648E-8,5.8913035112568648E-8,2272879.0737007139,0,false,0,1.6986222577674963E-4,1.6986222577674963E-4,787.78468870199629,0,true,0.36580713587321517,0.53697490724386299,0,0.24920132924385213,0.24920132924385213,false,0,1698.0637532482574,0,7.8804379635209811E-5,7.8804379635209811E-5,false,0,5369749.0724386377,0]
[null,3,16,1851.4787918936356,null,56,8,5,344.3120279892986,1,0.65183229097751161,0.65183229097751161,43755915991941.078,0,false,0,2.9993108292028001E-11,2.9993108292028001E-11,13807972497.512609,0,false,0,9.7293797419420688E-8,9.7293797419420688E-8,4369884.6094317511,0,false,0,2.805243517390792E-4,2.805243517390792E-4,1514.6112375876194,0,true,0.65183229097751161,0.88680421480356919,0,0.47911966189189226,0.47911966189189226,false,0,2804.3211574164902,0,1.5151094033481578E-4,1.5151094033481578E-4,false,0,8868042.1480356865,0]
[null,3,17,2079.7985554211182,null,57,12,2,348.57294974905051,1,0.41677901897548714,0.41677901897548714,32278317173867.062,0,false,0,1.6622154881406327E-11,1.6622154881406327E-11,10186008124.817535,0,false,0,5.3920139051931071E-8,5.3920139051931071E-8,3223621.7260865346,0,false,0,1.5546635504438326E-4,1.5546635504438326E-4,1117.3141005883861,0,true,0.41677901897548714,0.49146613496763702,0,0.35344195316653526,0.35344195316653526,false,0,1554.152379337459,0,1.1176815926648098E-4,1.1176815926648098E-4,false,0,4914661.3496763725,0]
[null,3,18,2321.5405123245141,null,58,10,4,352.05081220117523,1,0.53441248162680899,0.53441248162680899,46452845262502.75,0,false,0,1.8990105570332715E-11,1.8990105570332715E-11,14659037418.711123,0,false,0,6.1601467455256741E-8,6.1601467455256741E-8,4639225.7818191396,0,false,0,1.7761370387843933E-4,1.7761370387843933E-4,1607.9654569558991,0,true,0.53441248162680899,0.56147917366109679,0,0.50865056784974783,0.50865056784974783,false,0,1775.5530475182898,0,1.608494327543216E-4,1.608494327543216E-4,false,0,5614791.7366109649,0]
[null,3,19,2576.704662603825,null,59,6,6,365.76565337810172,1,0.10431549434124458,0.10431549434124458,14140355416373.354,0,false,0,2.3769707015652233E-12,2.3769707015652233E-12,4462245487.6798134,0,false,0,7.7105881677309711E-9,7.7105881677309711E-9,1412191.245574323,0,false,0,2.2231712654356586E-5,2.2231712654356586E-5,489.46846915664054,0,false,0,7.0279732800247949E-2,7.0279732800247949E-2,0.15483442987164928,0,true,0.10431549434124458,222.24402899682707,0,4.8962945860802384E-5,4.8962945860802384E-5,false,0,702797.32800247811,0]
[null,3,20,2845.2910062590495,null,60,13,1,372.88113967114646,1,0.38855210093502346,0.38855210093502346,65894252580463.453,0,false,0,7.0768094200540186E-12,7.0768094200540186E-12,20794125931.285809,0,false,0,2.2956262331556844E-8,2.2956262331556844E-8,6580830.8127844837,0,false,0,6.6189117700392495E-5,6.6189117700392495E-5,2280.9298625856345,0,false,0,0.20923954796420877,0.20923954796420877,0.72153059309249312,0,true,0.38855210093502346,661.67354815094757,0,2.2816800756644311E-4,2.2816800756644311E-4,false,0,2092395.4796420885,0]
[null,4,1,53.157610396267884,null,61,9,5,379.83686457539631,1,0.2658538254737759,0.2658538254737759,55894046479074.125,0,false,0,3.9057711158106342E-12,3.9057711158106342E-12,17638379612.482357,0,false,0,1.2669820680416273E-8,1.2669820680416273E-8,5582114.5079617407,0,false,0,3.6530522266517201E-5,3.6530522266517201E-5,1934.7726814139337,0,false,0,0.11548167178389816,0.11548167178389816,0.61203007739013171,0,true,0.2658538254737759,365.18511084111816,0,1.9354090410819374E-4,1.9354090410819374E-4,false,0,1154816.7178389807,0]
[null,4,2,80.144473285034834,null,62,1,7,380.803151620736,1,0.84022886578422395,0.84022886578422395,181948903189613.78,0,false,0,1.1984840712396358E-11,1.1984840712396358E-11,57417274767.085243,0,false,0,3.8877286509376044E-8,3.8877286509376044E-8,18171159.115894817,0,false,0,1.1209373962867058E-4,1.1209373962867058E-4,6298.1621385434873,0,false,0,0.35435497895119461,0.35435497895119461,1.9923088113128451,0,true,0.84022886578422395,1120.5688337067991,0,6.3002336461712171E-4,6.3002336461712171E-4,false,0,3543549.7895119381,0]
[null,4,3,120.55352954971612,null,63,2,7,388.73010981349415,1,0.90638083925089785,0.90638083925089785,249398938055212.59,0,false,0,1.0174506308801319E-11,1.0174506308801319E-11,78702356001.63092,0,false,0,3.3004793835063968E-8,3.3004793835063968E-8,24907365.239864357,0,false,0,9.5161753785294619E-5,9.5161753785294619E-5,8632.9454122367461,0,false,0,0.30082894344727479,0.30082894344727479,2.7308749495546714,0,true,0.90638083925089785,951.30464739537501,0,8.6357848456901788E-4,8.6357848456901788E-4,false,0,3008289.4344727476,0]
[null,4,4,174.38477919031172,null,64,12,3,388.98200601373179,1,0.10231278087907013,0.10231278087907013,28365127089267.172,0,false,0,1.1398863617756489E-12,1.1398863617756489E-12,8951130055.4007416,0,false,0,3.6976451951543252E-9,3.6976451951543252E-9,2832813.1065704199,0,false,0,1.0661311911387437E-5,1.0661311911387437E-5,981.85900742926185,0,false,0,3.3702943362106698E-2,3.3702943362106698E-2,0.31059320305472243,0,true,0.10231278087907013,106.5780648759101,0,9.82181947420091E-5,9.82181947420091E-5,false,0,337029.43362106715,0]
[null,4,5,{"$f":"3.141625/2*SQRT($H$2/$I$2)*((1+($D$8-1)/B74)*(B74/$C$2)^2+(1+($D$8-1)/C74)*(C74/$D$2)^2)","v":241.63822220682167},null,65,7,6,393.40538185181663,1,{"$f":"ABS(SIN(G74*3.1416*$J$2/$C$2)*SIN(H74*3.1416*$K$2/$D$2))*(1/F74^$N$2)+(1-1/F74^$N$2)","v":0.25327878894521177},{"$f":"$J74*$K74","v":0.25327878894521177},{"$f":"10^(LOG10($I74/22.27)/LOG10(2)*70/20)*$L74","v":80084806176716.828},{"$f":"IF($I74<22.27,M74,0)","v":0},{"$f":"AND($I74>22.27,$I74<44.45)","v":false},{"$f":"IF($O74=TRUE,$L74,0)","v":0},{"$f":"10^(LOG10(44.45/$I74)/LOG10(2)*70/20)*$L74","v":2.4741955776414308E-12},{"$f":"IF($I74>44.45,Q74,0)","v":2.4741955776414308E-12},{"$f":"10^(LOG10($I74/44.548)/LOG10(2)*70/20)*$L74","v":25272212364.6185},{"$f":"IF($I74<44.528,S74,0)","v":0},{"$f":"AND($I74>44.548,$I74<89.095)","v":false},{"$f":"IF($U74=TRUE,$L74,0)","v":0},{"$f":"10^(LOG10(89.095/$I74)/LOG10(2)*70/20)*$L74","v":8.0259731990183417E-9},{"$f":"IF($I74>89.095,W74,0)","v":8.0259731990183417E-9},{"$f":"10^(LOG10($I74/89.09)/LOG10(2)*70/20)*$L74","v":7998035.3291065451},{"$f":"IF($I74<89.09,Y74,0)","v":0},{"$f":"AND($I74>89.09,$I74<176.78)","v":false},{"$f":"IF($AA74=TRUE,$L74,0)","v":0},{"$f":"10^(LOG10(176.78/$I74)/LOG10(2)*70/20)*$L74","v":2.314105306244754E-5},{"$f":"IF($I74>176.78,AC74,0)","v":2.314105306244754E-5},{"$f":"10^(LOG10($I74/176.78)/LOG10(2)*70/20)*$L74","v":2772.1359419746391},{"$f":"IF($I74<176.78,AE74,0)","v":0},{"$f":"AND($I74>176.78,$I74<353.55)","v":false},{"$f":"IF($AG74=TRUE,$L74,0)","v":0},{"$f":"10^(LOG10(353.55/$I74)/LOG10(2)*70/20)*$L74","v":7.3154374169480549E-2},{"$f":"IF($I74>353.55,AI74,0)","v":7.3154374169480549E-2},{"$f":"10^(LOG10($I74/353.55)/LOG10(2)*70/20)*$L74","v":0.87691468429397224},{"$f":"IF($I74<353.55,AK74,0)","v":0},{"$f":"AND($I74>353.55,$I74<707.1)","v":true},{"$f":"IF($AM74=TRUE,$L74,0)","v":0.25327878894521177},{"$f":"10^(LOG10(707.1/$I74)/LOG10(2)*70/20)*$L74","v":231.33444317974735},{"$f":"IF($I74>707.1,AO74,0)","v":0},{"$f":"10^(LOG10($I74/707.1)/LOG10(2)*70/20)*$L74","v":2.7730477160164334E-4},{"$f":"IF($I74<707.1,AQ74,0)","v":2.7730477160164334E-4},{"$f":"AND($I74>707.1,$I74<1414.2)","v":false},{"$f":"IF($AS74=TRUE,$L74,0)","v":0},{"$f":"10^(LOG10(1414.2/$I74)/LOG10(2)*70/20)*$L74","v":731543.74169480463},{"$f":"IF($I74>1414.2,AU74,0)","v":0}]
[null,4,6,322.31385859924592,null,66,11,4,395.46075689965562,{"$f":"IF(ABS(I75-I74)>0.0001,1,$M$2)","v":1},0.96568477516511608,0.96568477516511608,324413668988636.37,0,false,0,8.8788789984377935E-12,8.8788789984377935E-12,102374614213.01932,0,false,0,2.8801944972644476E-8,2.8801944972644476E-8,32399054.323621806,0,false,0,8.3043802961512586E-5,8.3043802961512586E-5,11229.580675850049,0,false,0,0.26252121793719979,0.26252121793719979,3.5522731926711684,0,true,0.96568477516511608,830.16498280300254,0,1.1233274159999028E-3,1.1233274159999028E-3,false,0,2625212.1793720005,0]
[null,4,7,416.41168836758447,null,67,13,2,399.86800255991346,1,0.34377630045153357,0.34377630045153357,131371832173961.3,0,false,0,2.7786645707289608E-12,2.7786645707289608E-12,41456763148.096436,0,false,0,9.0136315719194852E-9,9.0136315719194852E-9,13120048.672631629,0,false,0,2.5988739473569935E-5,2.5988739473569935E-5,4547.4365877703349,0,false,0,8.2156588402100883E-2,8.2156588402100883E-2,1.4384986895234915,0,true,0.34377630045153357,259.80194413961226,0,4.5489322700616202E-4,4.5489322700616202E-4,false,0,821565.88402101153,0]
[null,4,8,523.93171151183742,null,68,3,7,400.5996220624437,1,0.13751215123545907,0.13751215123545907,53678165514405.898,0,false,0,1.0881054875704957E-12,1.0881054875704957E-12,16939118204.641285,0,false,0,3.5296746788588692E-9,3.5296746788588692E-9,5360815.4240705492,0,false,0,1.0177007449593947E-5,1.0177007449593947E-5,1858.0699514136884,0,false,0,3.2171941738525327E-2,3.2171941738525327E-2,0.58776656662783466,0,true,0.13751215123545907,101.73661264397738,0,1.8586810830410698E-4,1.8586810830410698E-4,false,0,321719.41738525336,0]
[null,4,9,644.87392803200476,null,69,4,7,416.41168836758447,1,0.75804223280744831,0.75804223280744831,464112490798544.5,0,false,0,3.8242833324728896E-12,3.8242833324728896E-12,146459109892.21948,0,false,0,1.2405484760076753E-8,1.2405484760076753E-8,46350715.888547495,0,false,0,3.5768370262366849E-5,3.5768370262366849E-5,16065.256048981573,0,false,0,0.11307232797680432,0.11307232797680432,5.0819509689194842,0,true,0.75804223280744831,357.56609674428046,0,1.6070540019085123E-3,1.6070540019085123E-3,false,0,1130723.2797680481,0]
[null,4,10,779.23833792808625,null,70,10,5,419.30425521768518,1,0.36504755498051705,0.36504755498051705,242233091334784.81,0,false,0,1.6992290712185829E-12,1.6992290712185829E-12,76441043166.693466,0,false,0,5.5120812226145044E-9,5.5120812226145044E-9,24191715.193756126,0,false,0,1.589282207828014E-5,1.589282207828014E-5,8384.8995943503469,0,false,0,5.0240991617194738E-2,5.0240991617194738E-2,2.6524101755914828,0,true,0.36504755498051705,158.87596541576195,0,8.3876574438762326E-4,8.3876574438762326E-4,false,0,502409.91617194738,0]
[null,4,11,927.02494120008203,null,71,8,6,424.98766438172282,1,0.37753514988634068,0.37753514988634068,292970338899587.75,0,false,0,1.5027185388304803E-12,1.5027185388304803E-12,92452101399.443893,0,false,0,4.8746262531996692E-9,4.8746262531996692E-9,29258822.400452517,0,false,0,1.4054866866324878E-5,1.4054866866324878E-5,10141.169657124739,0,false,0,4.4430777928159415E-2,4.4430777928159415E-2,3.2079742027061631,0,true,0.37753514988634068,140.50245646612089,0,1.0144505155614159E-3,1.0144505155614159E-3,false,0,444307.77928159479,0]
[null,4,12,1088.2337378479924,null,72,14,1,428.11874653820092,1,0.89020635480500632,0.89020635480500632,752353773427690.12,0,false,0,3.2534623861170941E-12,3.2534623861170941E-12,237418871857.2977,0,false,0,1.0553814803873295E-8,1.0553814803873295E-8,75137249.462566063,0,false,0,3.042950460108047E-5,3.042950460108047E-5,26042.729401091805,0,false,0,9.6194903463218656E-2,9.6194903463218656E-2,8.2381428288269625,0,true,0.89020635480500632,304.19499424379046,0,2.6051295028875826E-3,2.6051295028875826E-3,false,0,961949.03463218769,0]
[null,4,13,1262.864727871817,null,73,5,7,436.1663087289167,1,0.95523573005866624,0.95523573005866624,1002484366064137.5,0,false,0,2.811447784970762E-12,2.811447784970762E-12,316352114725.4552,0,false,0,9.1199761152773664E-9,9.1199761152773664E-9,100117684.7324253,0,false,0,2.6295359575546792E-5,2.6295359575546792E-5,34701.001040094692,0,false,0,8.312588749179084E-2,8.312588749179084E-2,10.97702926865983,0,true,0.95523573005866624,262.86713699696014,0,3.4712414431297416E-3,3.4712414431297416E-3,false,0,831258.87491791043,0]
[null,4,14,1450.9179112715558,null,74,13,3,440.27705882459475,1,8.4391746460691711E-2,8.4391746460691711E-2,98771968259600.766,0,false,0,2.2271668522295963E-13,2.2271668522295963E-13,31169285120.323997,0,false,0,7.2246436891527157E-10,7.2246436891527157E-10,9864314.2111436054,0,false,0,2.0830603195685837E-6,2.0830603195685837E-6,3418.99214524939,0,false,0,6.5850492466396028E-3,6.5850492466396028E-3,1.0815358555321437,0,true,8.4391746460691711E-2,20.823754123757052,0,3.4201166746203923E-4,3.4201166746203923E-4,false,0,65850.492466395983,0]
[null,4,15,1652.3932880472096,null,75,12,4,442.81325565432735,1,0.50730152346040558,0.50730152346040558,634751126213805.62,0,false,0,1.252320143453202E-12,1.252320143453202E-12,200307224630.8295,0,false,0,4.062365966043629E-9,4.062365966043629E-9,63392323.400841817,0,false,0,1.1712900610083643E-5,1.1712900610083643E-5,21971.913215390174,0,false,0,3.7027265419932752E-2,3.7027265419932752E-2,6.9504143173021742,0,true,0.50730152346040558,117.09049425457853,0,2.1979139924519107E-3,2.1979139924519107E-3,false,0,370272.65419932711,0]
[null,4,16,1867.2908581987765,null,76,14,2,455.10560942696793,1,0.78762113641096287,0.78762113641096287,1354924295838379.2,0,false,0,1.4141849377754812E-12,1.4141849377754812E-12,427570923588.79669,0,false,0,4.5874346036384304E-9,4.5874346036384304E-9,135315709.72985268,0,false,0,1.3226815608640396E-5,1.3226815608640396E-5,46900.710864681278,0,false,0,4.1813110902692179E-2,4.1813110902692179E-2,14.836185137359749,0,true,0.78762113641096287,132.22466650972655,0,4.6916136821994817E-3,4.6916136821994817E-3,false,0,418131.10902692279,0]
[null,4,17,2095.6106217262591,null,77,6,7,459.86348314644027,1,0.27240006446464082,0.27240006446464082,528834557590306.19,0,false,0,4.3339220734521106E-13,4.3339220734521106E-13,166883331348.52261,0,false,0,1.4058687487154626E-9,1.4058687487154626E-9,52814481.008126266,0,false,0,4.0535001184454987E-6,4.0535001184454987E-6,18305.610694985393,0,false,0,1.281407823406255E-2,1.281407823406255E-2,5.7906463317116534,0,true,0.27240006446464082,40.521673335225913,0,1.8311631532707713E-3,1.8311631532707713E-3,false,0,128140.78234062587,0]
[null,4,18,2337.352578629655,null,78,9,6,460.51250096782047,1,0.15398004247009878,0.15398004247009878,303877422093878.25,0,false,0,2.4099994859702394E-13,2.4099994859702394E-13,95894029224.758759,0,false,0,7.8177293092100037E-10,7.8177293092100037E-10,30348108.132541776,0,false,0,2.2540629564325933E-6,2.2540629564325933E-6,10518.718393126859,0,false,0,7.1256292646430953E-3,7.1256292646430953E-3,3.3274048646819376,0,true,0.15398004247009878,22.533218238222911,0,1.0522178069919277E-3,1.0522178069919277E-3,false,0,71256.292646431219,0]
[null,4,19,2592.5167289089659,null,79,11,5,462.71419991616551,1,0.65964190241744469,0.65964190241744469,1376023722897111,0,false,0,9.7673570318843762E-13,9.7673570318843762E-13,434229230287.11768,0,false,0,3.1684053787645933E-9,3.1684053787645933E-9,137422900.48295641,0,false,0,9.1353702753834066E-6,9.1353702753834066E-6,47631.067631425889,0,false,0,2.8879078817144549E-2,2.8879078817144549E-2,15.067220190090859,0,true,0.65964190241744469,91.323665789698069,0,4.7646733807962284E-3,4.7646733807962284E-3,false,0,288790.7881714463,0]
[null,4,20,2861.1030725641908,null,80,15,1,487.29890746144667,1,0.57174099994714955,0.57174099994714955,2177291982939693.7,0,false,0,4.6373354615668463E-13,4.6373354615668463E-13,687083955116.44714,0,false,0,1.5042921612879435E-9,1.5042921612879435E-9,217445218.79600531,0,false,0,4.3372814564152626E-6,4.3372814564152626E-6,75366.972216448397,0,false,0,1.3711178557204029E-2,1.3711178557204029E-2,23.840968130986482,0,true,0.57174099994714955,43.35855364602606,0,7.5391760917404745E-3,7.5391760917404745E-3,false,0,137111.78557204024,0]
[null,5,1,72.912230757600085,null,81,7,7,487.50321162015524,1,0.66138936379389923,0.66138936379389923,2530994004602930,0,false,0,5.338383995215301E-13,5.338383995215301E-13,798701039954.53101,0,false,0,1.7317033163768683E-9,1.7317033163768683E-9,252769288.37040928,0,false,0,4.9929693682001193E-6,4.9929693682001193E-6,87610.369357700867,0,false,0,1.5783964039682897E-2,1.5783964039682897E-2,27.713943686131646,0,true,0.66138936379389923,49.913276871590327,0,8.7639184993818509E-3,8.7639184993818509E-3,false,0,157839.64039682935,0]
[null,5,2,99.899093646367035,null,82,1,8,488.32317476498889,1,0.42163762806380706,0.42163762806380706,1645353062835341,0,false,0,3.3373836372797518E-13,3.3373836372797518E-13,519220985900.80493,0,false,0,1.0826044581804489E-9,1.0826044581804489E-9,164320706.43178424,0,false,0,3.1214416733238484E-6,3.1214416733238484E-6,56953.903998458241,0,false,0,9.8676197449758633E-3,9.8676197449758633E-3,18.01632957023801,0,true,0.42163762806380706,31.204153478573602,0,5.6972636518194605E-3,5.6972636518194605E-3,false,0,98676.197449758663,0]
[null,5,3,140.3081499110483,null,83,13,4,494.10830846519031,1,0.41844294700185547,0.41844294700185547,1872512533359110.7,0,false,0,2.8882466889302833E-13,2.8882466889302833E-13,590905274766.32703,0,false,0,9.3691019121477847E-10,9.3691019121477847E-10,187007025.56429458,0,false,0,2.7013656676926097E-6,2.7013656676926097E-6,64817.03013763261,0,false,0,8.5396595517797779E-3,8.5396595517797779E-3,20.5036862223747,0,true,0.41844294700185547,27.004774626036731,0,6.4838348892117623E-3,6.4838348892117623E-3,false,0,85396.595517797963,0]
[null,5,4,194.13939955164392,null,84,14,3,495.51466569164916,1,0.19334876535634482,0.19334876535634482,894296297050179.5,0,false,0,1.2911832608672575E-13,1.2911832608672575E-13,282211408317.23138,0,false,0,4.1884329356939477E-10,4.1884329356939477E-10,89312988.567560658,0,false,0,1.2076385805182083E-6,1.2076385805182083E-6,30956.07052300471,0,false,0,3.8176328597634385E-3,3.8176328597634385E-3,9.7923887492783663,0,true,0.19334876535634482,12.072415107154654,0,3.0966252181527129E-3,3.0966252181527129E-3,false,0,38176.328597634463,0]
[null,5,5,261.39284256815387,null,85,2,8,496.25013295774704,1,0.45483353732145348,0.45483353732145348,2140334093746138.2,0,false,0,2.9854506999755195E-13,2.9854506999755195E-13,675421223209.64368,0,false,0,9.6844192599501123E-10,9.6844192599501123E-10,213754250.21443844,0,false,0,2.7922801935210243E-6,2.7922801935210243E-6,74087.674708418679,0,false,0,8.8270619972063598E-3,8.8270619972063598E-3,23.43628567895167,0,true,0.45483353732145348,27.913620958686934,0,7.4112042639872932E-3,7.4112042639872932E-3,false,0,88270.61997206365,0]
[null,5,6,342.06847896057815,null,86,10,6,499.97989161010952,1,0.21143212033655825,0.21143212033655825,1085448192741072,0,false,0,1.2720944082738245E-13,1.2720944082738245E-13,342532854199.7345,0,false,0,4.126511145557695E-10,4.126511145557695E-10,108403246.60711686,0,false,0,1.1897848524314918E-6,1.1897848524314918E-6,37572.794290207094,0,false,0,3.7611929777385733E-3,3.7611929777385733E-3,11.885468726172856,0,true,0.21143212033655825,11.893936529084877,0,3.7585152233406303E-3,3.7585152233406303E-3,false,0,37611.929777385754,0]
[null,5,7,436.1663087289167,null,87,3,8,508.11964520669659,1,6.9005362274426038E-2,6.9005362274426038E-2,427429577246421.87,0,false,0,3.4410233731944652E-14,3.4410233731944652E-14,134883151533.81932,0,false,0,1.1162238595859662E-10,1.1162238595859662E-10,42687209.006642401,0,false,0,3.2183755070859423E-7,3.2183755070859423E-7,14795.476824070996,0,false,0,1.0174050654821638E-3,1.0174050654821638E-3,4.6802794522829698,0,true,6.9005362274426038E-2,3.2173173099163921,0,1.4800343155299527E-3,1.4800343155299527E-3,false,0,10174.050654821645,0]
[null,5,8,543.68633187316959,null,88,12,5,510.06669867083724,1,0.34652854703800462,0.34652854703800462,2244050320653606.5,0,false,0,1.6528443485408622E-13,1.6528443485408622E-13,708150758775.70874,0,false,0,5.3616151299501063E-10,5.3616151299501063E-10,224112345.42137578,0,false,0,1.5458987607605348E-6,1.5458987607605348E-6,77677.812389987084,0,false,0,4.8869537642748581E-3,4.8869537642748581E-3,24.571960305846851,0,true,0.34652854703800462,15.453904715042151,0,7.7703361141723626E-3,7.7703361141723626E-3,false,0,48869.537642748619,0]
[null,5,9,664.62854839333704,null,89,15,2,514.28577035021374,1,0.50585495562964478,0.50585495562964478,3605078417467750.5,0,false,0,2.1924203029712589E-13,2.1924203029712589E-13,1137647847411.979,0,false,0,7.1119303387506878E-10,7.1119303387506878E-10,360037639.14320743,0,false,0,2.0505620099203704E-6,2.0505620099203704E-6,124789.80635411598,0,false,0,6.4823143582373654E-3,6.4823143582373654E-3,39.474981001175884,0,true,0.50585495562964478,20.498877881242759,0,1.2483085055558963E-2,1.2483085055558963E-2,false,0,64823.143582373748,0]
[null,5,10,798.99295828941843,null,90,8,7,519.08549415006144,1,0.98586120706371039,0.98586120706371039,7827287014376649,0,false,0,3.8353659630513153E-13,3.8353659630513153E-13,2470042310268.5327,0,false,0,1.2441435392597834E-9,1.2441435392597834E-9,781707805.27207291,0,false,0,3.5872025666411945E-6,3.5872025666411945E-6,270941.57676831662,0,false,0,1.1340000736942885E-2,1.1340000736942885E-2,85.707430020426315,0,true,0.98586120706371039,35.860230996727488,0,2.7103069126403864E-2,2.7103069126403864E-2,false,0,113400.00736942892,0]
[null,5,11,946.77956156141431,null,91,4,8,523.93171151183742,1,0.3803953208805908,0.3803953208805908,3364757681680186,0,false,0,1.3283210418538456E-13,1.3283210418538456E-13,1061810282705.3491,0,false,0,4.3089031352056385E-10,4.3089031352056385E-10,336036910.07976091,0,false,0,1.2423733997135237E-6,1.2423733997135237E-6,116471.10295601455,0,false,0,3.927437886927343E-3,3.927437886927343E-3,36.843510785871366,0,true,0.3803953208805908,12.41964909152925,0,1.1650941108033365E-2,1.1650941108033365E-2,false,0,39274.378869273482,0]
[null,5,12,1107.9883582093246,null,92,11,6,543.38983630858979,1,0.38205840359184162,0.38205840359184162,5163916009598887,0,false,0,8.7310576677274605E-14,8.7310576677274605E-14,1629567308181.5735,0,false,0,2.8322431530277248E-10,2.8322431530277248E-10,515718082.53084332,0,false,0,8.1661235920878577E-7,8.1661235920878577E-7,178748.97692777423,0,false,0,2.5815059459814928E-3,2.5815059459814928E-3,56.543981230168647,0,true,0.38205840359184162,8.1634385825691194,0,1.7880776866114251E-2,1.7880776866114251E-2,false,0,25815.05945981494,0]
[null,5,13,1282.6193482331494,null,93,5,8,543.68633187316959,1,0.47934954851594835,0.47934954851594835,6520128575840063,0,false,0,1.088516454813641E-13,1.088516454813641E-13,2057544768849.708,0,false,0,3.5310078038991718E-10,3.5310078038991718E-10,651162451.27464533,0,false,0,1.0180851209912008E-6,1.0180851209912008E-6,225694.28127849975,0,false,0,3.2184092779351642E-3,3.2184092779351642E-3,71.394272704141883,0,true,0.47934954851594835,10.177503760893032,0,2.2576851363627675E-2,2.2576851363627675E-2,false,0,32184.092779351751,0]
[null,5,14,1470.6725316328882,null,94,14,4,549.34591533224477,1,0.95868885960979144,0.95868885960979144,1.4708644088710814E+16,0,false,0,1.930053001392976E-13,1.930053001392976E-13,4641579280160.0986,0,false,0,6.2608444545971103E-10,6.2608444545971103E-10,1468945992.142072,0,false,0,1.8051709138186857E-6,1.8051709138186857E-6,509139.78421892342,0,false,0,5.7065747229822919E-3,5.7065747229822919E-3,161.05709189059777,0,true,0.95868885960979144,18.045773762568484,0,5.0930724369732276E-2,5.0930724369732276E-2,false,0,57065.747229823013,0]
[null,5,15,1672.1479084085418,null,95,16,1,550.42162244088377,1,0.27345167227863004,0.27345167227863004,4291938302655481,0,false,0,5.3813868135978028E-14,5.3813868135978028E-14,1354398935563.4294,0,false,0,1.7456528792545683E-10,1.7456528792545683E-10,428634042.00837773,0,false,0,5.0331897335995546E-7,5.0331897335995546E-7,148565.46450614792,0,false,0,1.5911110183452724E-3,1.5911110183452724E-3,46.995977156732124,0,true,0.27345167227863004,5.0315348281610195,0,1.4861432868051749E-2,1.4861432868051749E-2,false,0,15911.110183452778,0]
[null,5,16,1887.0454785601089,null,96,9,7,554.61033073615909,1,0.40208958180183813,0.40208958180183813,6892494263910368,0,false,0,7.2452894646632635E-14,7.2452894646632635E-14,2175051511957.05,0,false,0,2.3502789992838996E-10,2.3502789992838996E-10,688350453.22798491,0,false,0,6.7764904872392436E-7,6.7764904872392436E-7,238583.72132009623,0,false,0,2.142209861071E-3,2.142209861071E-3,75.471612156965136,0,true,0.40208958180183813,6.7742623870572345,0,2.3866219310086322E-2,2.3866219310086322E-2,false,0,21422.098610710069,0]
[null,5,17,2115.3652420875915,null,97,15,3,554.69482661489496,1,0.12417954089711887,0.12417954089711887,2132420623664987.7,0,false,0,2.233642882889776E-14,2.233642882889776E-14,672923984270.32996,0,false,0,7.2456511022223962E-11,7.2456511022223962E-11,212963935.34316051,0,false,0,2.0891173253483896E-7,2.0891173253483896E-7,73813.749904389173,0,false,0,6.6041968829190381E-4,6.6041968829190381E-4,23.349634559355209,0,true,0.12417954089711887,2.0884304266208531,0,7.3838027740144472E-3,7.3838027740144472E-3,false,0,6604.1968829190473,0]
[null,5,18,2357.1071989909874,null,98,13,5,561.36175148170025,1,0.2858308515491203,0.2858308515491203,5639747659908242,0,false,0,4.4745055063446554E-14,4.4745055063446554E-14,1779724611302.0808,0,false,0,1.4514722117083475E-10,1.4514722117083475E-10,563239185.86576939,0,false,0,4.1849872453996447E-7,4.1849872453996447E-7,195219.89173826834,0,false,0,1.3229740324189384E-3,1.3229740324189384E-3,61.75425495534126,0,true,0.2858308515491203,4.1836112277012942,0,1.952841008656182E-2,1.952841008656182E-2,false,0,13229.740324189404,0]
[null,5,19,2612.2713492702983,null,99,6,8,567.38350629069316,1,0.13669384823871852,0.13669384823871852,3053350018186704,0,false,0,1.8902004456098722E-14,1.8902004456098722E-14,963539949298.89539,0,false,0,6.1315678737487222E-11,6.1315678737487222E-11,304936759.96040779,0,false,0,1.7678969765283142E-7,1.7678969765283142E-7,105691.72522146997,0,false,0,5.588742939443682E-4,5.588742939443682E-4,33.43365108893304,0,true,0.13669384823871852,1.7673156945826558,0,1.0572648793639712E-2,1.0572648793639712E-2,false,0,5588.7429394437013,0]
[null,5,20,2880.8576929255228,null,100,16,2,577.40848532965072,1,0.2419397656633776,0.2419397656633776,6624806771208245,0,false,0,2.7291525322802677E-14,2.7291525322802677E-14,2090577871002.0815,0,false,0,8.8530208678955502E-11,8.8530208678955502E-11,661616617.8601799,0,false,0,2.5525655342580125E-7,2.5525655342580125E-7,229317.7175028541,0,false,0,8.0692669292673977E-4,8.0692669292673977E-4,72.540480718196363,0,true,0.2419397656633776,2.5517262544357817,0,2.2939314163302714E-2,2.2939314163302714E-2,false,0,8069.2669292674027,0]
[null,6,1,96.609405175123641,null,101,12,6,590.74233506326163,1,0.2007060846121882,0.2007060846121882,7166464200062676,0,false,0,1.7362116063443995E-14,1.7362116063443995E-14,2261507691830.7334,0,false,0,5.6320478244603082E-11,5.6320478244603082E-11,715711713.53527236,0,false,0,1.6238718261857557E-7,1.6238718261857557E-7,248067.1919468776,0,false,0,5.1334451744913768E-4,5.1334451744913768E-4,78.471535257695948,0,true,0.2007060846121882,1.6233378994993253,0,2.4814878290452706E-2,2.4814878290452706E-2,false,0,5133.4451744913795,0]
[null,6,2,123.59626806389061,null,102,10,7,594.07772137844802,1,0.55211475124843867,0.55211475124843867,2.1047626724402184E+16,0,false,0,4.4734447876571317E-14,4.4734447876571317E-14,6641960163786.4199,0,false,0,1.4511281281672179E-10,1.4511281281672179E-10,2102017475.876184,0,false,0,4.1839951594200612E-7,4.1839951594200612E-7,728563.69792831584,0,false,0,1.322660410438283E-3,1.322660410438283E-3,230.46784808892477,0,true,0.55211475124843867,4.1826194679181263,0,7.2880332739868561E-2,7.2880332739868561E-2,false,0,13226.604104382861,0]
[null,6,3,164.0053243285719,null,103,7,8,595.02323476440813,1,0.33189367079933763,0.33189367079933763,1.2888514523420012E+16,0,false,0,2.6398642155272784E-14,2.6398642155272784E-14,4067204400565.0181,0,false,0,8.5633810173837778E-11,8.5633810173837778E-11,1287170431.1870425,0,false,0,2.4690545258919178E-7,2.4690545258919178E-7,446135.99076702219,0,false,0,7.8052687638944694E-4,7.8052687638944694E-4,141.12699004831899,0,true,0.33189367079933763,2.4682427043673574,0,4.4628272787660406E-2,4.4628272787660406E-2,false,0,7805.2687638944954,0]
[null,6,4,217.83657396916749,null,104,15,4,608.52607625549058,1,0.61572434781321805,0.61572434781321805,3.1038162800706904E+16,0,false,0,3.7727945955293446E-14,3.7727945955293446E-14,9794654930876.416,0,false,0,1.2238461899598503E-10,1.2238461899598503E-10,3099768039.4310155,0,false,0,3.528679814878925E-7,3.528679814878925E-7,1074386.1511363022,0,false,0,1.1154996395598058E-3,1.1154996395598058E-3,339.86247870023357,0,true,0.61572434781321805,3.5275195901058538,0,0.10747395239231997,0.10747395239231997,false,0,11154.996395598086,0]
[null,6,5,285.09001698567744,null,105,1,9,609.26539128515628,1,0.46717973399951385,0.46717973399951385,2.3884966973693912E+16,0,false,0,2.8224734038073897E-14,2.8224734038073897E-14,7537334314690.2773,0,false,0,9.1557418090185396E-11,9.1557418090185396E-11,2385381432.6354146,0,false,0,2.6398481751033228E-7,2.6398481751033228E-7,826778.24398486107,0,false,0,8.3451881222082556E-4,8.3451881222082556E-4,261.53622981731252,0,true,0.46717973399951385,2.6389801968761701,0,8.2705017687594973E-2,8.2705017687594973E-2,false,0,8345.1881222082902,0]
[null,6,6,365.76565337810172,null,106,14,5,616.59935834875478,1,0.65486311832066002,0.65486311832066002,3.8477803189759104E+16,0,false,0,3.4425266255320302E-14,3.4425266255320302E-14,12142368321274.527,0,false,0,1.116711495368747E-10,1.116711495368747E-10,3842761742.0839844,0,false,0,3.2197814930324069E-7,3.2197814930324069E-7,1331909.3381481911,0,false,0,1.0178495310893564E-3,1.0178495310893564E-3,421.3252456654231,0,true,0.65486311832066002,3.2187228335767322,0,0.13323474120327214,0.13323474120327214,false,0,10178.495310893552,0]
[null,6,7,459.86348314644027,null,107,2,9,617.19234947791449,1,0.50396121417260775,0.50396121417260775,2.9944055437520408E+16,0,false,0,2.6198119710480698E-14,2.6198119710480698E-14,9449389518469.3809,0,false,0,8.4983341075013995E-11,8.4983341075013995E-11,2990500005.17625,0,false,0,2.4502997411971416E-7,2.4502997411971416E-7,1036513.6196204455,0,false,0,7.7459804275630472E-4,7.7459804275630472E-4,327.88219356530527,0,true,0.50396121417260775,2.4494940862184142,0,0.1036854535878568,0.1036854535878568,false,0,7745.9804275630722,0]
[null,6,8,567.38350629069316,null,108,17,1,617.48689147651214,1,0.86672176805386825,0.86672176805386825,5.1784807821780688E+16,0,false,0,4.4806761210738205E-14,4.4806761210738205E-14,16341634861988.08,0,false,0,1.4534738800035068E-10,1.4534738800035068E-10,5171726601.3688145,0,false,0,4.1907585968710294E-7,4.1907585968710294E-7,1792531.36599016,0,false,0,1.3247984939240515E-3,1.3247984939240515E-3,567.03462954079134,0,true,0.86672176805386825,4.1893806815607428,0,0.17931209415386973,0.17931209415386973,false,0,13247.984939240523,0]
[null,6,9,688.32572281086061,null,109,16,3,617.81754159433206,1,5.9392457641219719E-2,5.9392457641219719E-2,3570730666642963.5,0,false,0,3.051349912436117E-15,3.051349912436117E-15,1126808791983.9553,0,false,0,9.8981878552159104E-12,9.8981878552159104E-12,356607343.96379471,0,false,0,2.8539154654496199E-8,2.8539154654496199E-8,123600.85879797932,0,false,0,9.0219057552900594E-5,9.0219057552900594E-5,39.09887910983462,0,true,5.9392457641219719E-2,0.28529771022098338,0,1.2364151194665406E-2,1.2364151194665406E-2,false,0,902.19057552900904,0]
[null,6,10,822.69013270694199,null,110,8,8,626.60551729431427,1,0.49471780591410064,0.49471780591410064,3.5051093808705808E+16,0,false,0,2.1567510676183955E-14,2.1567510676183955E-14,11061008056773.152,0,false,0,6.9962239129699351E-11,6.9962239129699351E-11,3500537742.2935109,0,false,0,2.0172007156291592E-7,2.0172007156291592E-7,1213293.7768273905,0,false,0,6.3768513700677412E-4,6.3768513700677412E-4,383.80337455765732,0,true,0.49471780591410064,2.016537462977936,0,0.12136928372609161,0.12136928372609161,false,0,6376.8513700677568,0]
[null,6,11,970.47673597893788,null,111,3,9,629.06186172686398,1,7.6458799324779045E-2,7.6458799324779045E-2,5669268111719254,0,false,0,3.1850368737316666E-15,3.1850368737316666E-15,1789040325017.1282,0,false,0,1.0331851215587374E-11,1.0331851215587374E-11,566187380.75800037,0,false,0,2.9789523498840451E-8,2.9789523498840451E-8,196241.74231636783,0,false,0,9.4171770942485283E-5,9.4171770942485283E-5,62.077498762948842,0,true,7.6458799324779045E-2,0.29779728746991485,0,1.9630628753720323E-2,1.9630628753720323E-2,false,0,941.71770942485352,0]
[null,6,12,1131.6855326268483,null,112,11,7,637.48766607692846,1,0.99767282343718733,0.99767282343718733,8.6351925055153616E+16,0,false,0,3.5603342641610682E-14,3.5603342641610682E-14,27249915336898.449,0,false,0,1.1549267827462199E-10,1.1549267827462199E-10,8623929810.1500454,0,false,0,3.329966509985484E-7,3.329966509985484E-7,2989072.2913891044,0,false,0,1.0526816363367042E-3,1.0526816363367042E-3,945.5385448623548,0,true,0.99767282343718733,3.3288716218570564,0,0.29900554172463373,0.29900554172463373,false,0,10526.816363367052,0]
[null,6,13,1306.3165226506728,null,113,13,6,642.03738787412453,1,0.16555054862334287,0.16555054862334287,1.5564103018953636E+16,0,false,0,5.4390576887902125E-15,5.4390576887902125E-15,4911534853338.3447,0,false,0,1.7643605716795661E-11,1.7643605716795661E-11,1554380309.5028911,0,false,0,5.0871290743309772E-8,5.0871290743309772E-8,538751.49910746433,0,false,0,1.608162527209941E-4,1.608162527209941E-4,170.42421823519976,0,true,0.16555054862334287,0.50854564337159258,0,5.3892869807683264E-2,5.3892869807683264E-2,false,0,1608.1625272099436,0]
[null,6,14,1494.3697060504117,null,114,17,2,644.47375436527909,1,0.76684285640292493,0.76684285640292493,7.5339872406761328E+16,0,false,0,2.410873289330102E-14,2.410873289330102E-14,23774862497456.531,0,false,0,7.8205638152655661E-11,7.8205638152655661E-11,7524160823.5899591,0,false,0,2.2548802212478345E-7,2.2548802212478345E-7,2607890.037240095,0,false,0,7.1282128331578304E-4,7.1282128331578304E-4,824.95848564006553,0,true,0.76684285640292493,2.2541388199220567,0,0.2608747789705913,0.2608747789705913,false,0,7128.2128331578479,0]
[null,6,15,1695.8450828260654,null,115,4,9,644.87392803200476,1,0.42148274488623333,0.42148274488623333,4.1709278714160096E+16,0,false,0,1.3155683997753558E-14,1.3155683997753558E-14,13162119003114.627,0,false,0,4.2675351995163184E-11,4.2675351995163184E-11,4165487820.1402187,0,false,0,1.2304459041795657E-7,1.2304459041795657E-7,1443766.878603942,0,false,0,3.8897322358991967E-4,3.8897322358991967E-4,456.70934003447286,0,true,0.42148274488623333,1.2300413353620845,0,0.14442417431812551,0.14442417431812551,false,0,3889.7322358992092,0]
[null,6,16,1910.7426529776324,null,116,9,8,662.13035388041192,1,0.20177371242995723,0.20177371242995723,2.7143191124000236E+16,0,false,0,4.6329197529512269E-15,4.6329197529512269E-15,8565526010333.1836,0,false,0,1.5028597620336607E-11,1.5028597620336607E-11,2710778884.5165472,0,false,0,4.333151461668477E-8,4.333151461668477E-8,939561.6882519658,0,false,0,1.3698122661251071E-4,1.3698122661251071E-4,297.2132169828937,0,true,0.20177371242995723,0.43317267277920524,0,9.3987071637178191E-2,9.3987071637178191E-2,false,0,1369.8122661251102,0]
[null,6,17,2139.0624165051149,null,117,5,9,664.62854839333704,1,0.53112525937694122,0.53112525937694122,7.4646381144256976E+16,0,false,0,1.1672709239915438E-14,1.1672709239915438E-14,23556018757979.863,0,false,0,3.7864772035847882E-11,3.7864772035847882E-11,7454902147.9094458,0,false,0,1.0917438635182716E-7,1.0917438635182716E-7,2583884.833931122,0,false,0,3.451262087059165E-4,3.451262087059165E-4,817.36487705747254,0,true,0.53112525937694122,1.0913848997293305,0,0.25847346909251173,0.25847346909251173,false,0,3451.2620870591704,0]
[null,6,18,2380.8043734085104,null,118,16,4,671.64879123492767,1,0.29448798072511351,0.29448798072511351,4.676652308140488E+16,0,false,0,5.72778329609024E-15,5.72778329609024E-15,14758024140810.041,0,false,0,1.8580194564905028E-11,1.8580194564905028E-11,4670552651.3878756,0,false,0,5.3571729891853598E-8,5.3571729891853598E-8,1618823.416130574,0,false,0,1.6935298332531896E-4,1.6935298332531896E-4,512.08528535315861,0,true,0.29448798072511351,0.53554115585252438,0,0.16193558579732445,0.16193558579732445,false,0,1693.5298332531922,0]
[null,6,19,2635.9685236878217,null,119,15,5,675.77951927200047,1,0.4205902284074069,0.4205902284074069,7.172759246235884E+16,0,false,0,7.6176079300779015E-15,7.6176079300779015E-15,22634942077671.598,0,false,0,2.4710543353940029E-11,2.4710543353940029E-11,7163403971.0329866,0,false,0,7.1247184705946701E-8,7.1247184705946701E-8,2482850.9499973259,0,false,0,2.2522930112280914E-4,2.2522930112280914E-4,785.4046491727994,0,true,0.4205902284074069,0.71223758735599574,0,0.24836675762715274,0.24836675762715274,false,0,2252.2930112280951,0]
[null,6,20,2904.5548673430462,null,120,12,7,684.84016483160008,1,0.52410574988944092,0.52410574988944092,1.0435119077808714E+17,0,false,0,8.1306815683459491E-15,8.1306815683459491E-15,32929909926051.785,0,false,0,2.6374888447381354E-11,2.6374888447381354E-11,10421508777.030781,0,false,0,7.6045942086080921E-8,7.6045942086080921E-8,3612116.95893304,0,false,0,2.4039931486365248E-4,2.4039931486365248E-4,1142.6273707267742,0,true,0.52410574988944092,0.76020938291311269,0,0.36133050083462137,0.36133050083462137,false,0,2403.993148636529,0]
[null,7,1,124.24913364883859,null,121,17,3,684.88281062996043,1,0.18824802008674818,0.18824802008674818,3.7507949829286392E+16,0,false,0,2.9182602605579662E-15,2.9182602605579662E-15,11836313511897.619,0,false,0,9.466462090004148E-12,9.466462090004148E-12,3745902901.9190388,0,false,0,2.7294372421431527E-8,2.7294372421431527E-8,1298337.8595199126,0,false,0,8.6284004770669688E-5,8.6284004770669688E-5,410.70552022669756,0,true,0.18824802008674818,0.27285398071615125,0,0.12987648915207153,0.12987648915207153,false,0,862.8400477066981,0]
[null,7,2,151.23599653760553,null,122,6,9,688.32572281086061,1,0.15145848332556863,0.15145848332556863,3.198942755068686E+16,0,false,0,2.2149669577544328E-15,2.2149669577544328E-15,10094843767238.359,0,false,0,7.1850687958123157E-12,7.1850687958123157E-12,3194770443.0190587,0,false,0,2.07164980667473E-8,2.07164980667473E-8,1107314.1849250447,0,false,0,6.548977900731106E-5,6.548977900731106E-5,350.27866209047068,0,true,0.15145848332556863,0.20709686512418418,0,0.1107678387962364,0.1107678387962364,false,0,654.89779007311154,0]
[null,7,3,191.64505280228681,null,123,18,1,688.49471456833214,1,0.66150787923888377,0.66150787923888377,1.4011590204690298E+17,0,false,0,9.6464857941310029E-15,9.6464857941310029E-15,44216112908803.797,0,false,0,3.1291962991143621E-11,3.1291962991143621E-11,13993315189.748926,0,false,0,9.0223198863256239E-8,9.0223198863256239E-8,4850112.6074940907,0,false,0,2.8521699641753548E-4,2.8521699641753548E-4,1534.2447322267008,0,true,0.66150787923888377,0.90193533607149734,0,0.48517078419515081,0.48517078419515081,false,0,2852.1699641753512,0]
[null,7,4,245.47630244288246,null,124,14,6,697.27499474117894,1,0.37929057665962801,0.37929057665962801,9.3091931400736624E+16,0,false,0,4.7732983279715278E-15,4.7732983279715278E-15,29376846521929.793,0,false,0,1.5483967717595938E-11,1.5483967717595938E-11,9297051360.2157154,0,false,0,4.4644469858675739E-8,4.4644469858675739E-8,3222377.6427000542,0,false,0,1.4113179049485416E-4,1.4113179049485416E-4,1019.3404408628865,0,true,0.37929057665962801,0.44629790822144211,0,0.3223437504246891,0.3223437504246891,false,0,1411.3179049485448,0]
[null,7,5,312.72974545939235,null,125,10,8,701.59774452270096,1,0.27705826783058068,0.27705826783058068,7.3066512345371424E+16,0,false,0,3.2449675994059731E-15,3.2449675994059731E-15,23057462518665.25,0,false,0,1.0526258805030447E-11,1.0526258805030447E-11,7297121326.901309,0,false,0,3.03500531980418E-8,3.03500531980418E-8,2529197.6680368539,0,false,0,9.5943738676097868E-5,9.5943738676097868E-5,800.06558877619659,0,true,0.27705826783058068,0.3034007414484573,0,0.25300295380564236,0.25300295380564236,false,0,959.43738676097928,0]
[null,7,6,393.40538185181663,null,126,18,2,715.48157745709909,1,0.58527731775747782,0.58527731775747782,1.9384550870356029E+17,0,false,0,5.4582592212365472E-15,5.4582592212365472E-15,61171464298406.586,0,false,0,1.7705893025926426E-11,1.7705893025926426E-11,19359268018.687347,0,false,0,5.1050881914370297E-8,5.1050881914370297E-8,6709963.1942883926,0,false,0,1.6138398313887299E-4,1.6138398313887299E-4,2122.5745704059118,0,false,0,0.51034096458904865,0.51034096458904865,0.67121701460361038,0,true,0.58527731775747782,1613.8398313887337,0]
[null,7,7,487.50321162015524,null,127,7,9,715.96545128457547,1,0.36774231358851167,0.36774231358851167,1.2275844706133378E+17,0,false,0,3.4026896140916986E-15,3.4026896140916986E-15,38738653332556.406,0,false,0,1.1037888796693901E-11,1.1037888796693901E-11,12259833586.61418,0,false,0,3.1825220943041676E-8,3.1825220943041676E-8,4249284.2216386609,0,false,0,1.0060709487208681E-4,1.0060709487208681E-4,1344.1836221925507,0,false,0,0.3181475685684409,0.3181475685684409,0.42506818396237184,0,true,0.36774231358851167,1006.0709487208695,0]
[null,7,8,595.02323476440813,null,128,13,7,736.13521764246309,1,0.43230375700117896,0.43230375700117896,1.9933321211258298E+17,0,false,0,2.8959087144022899E-15,2.8959087144022899E-15,62903208590087.453,0,false,0,9.3939565403123148E-12,9.3939565403123148E-12,19907322610.268528,0,false,0,2.7085319297139088E-8,2.7085319297139088E-8,6899920.0735682091,0,false,0,8.5623138109394462E-5,8.5623138109394462E-5,2182.6639672860742,0,false,0,0.2707641368368498,0.2707641368368498,0.69021895034032432,0,true,0.43230375700117896,856.23138109394449,0]
[null,7,9,{"$f":"3.141625/2*SQRT($H$2/$I$2)*((1+($D$8-1)/B138)*(B138/$C$2)^2+(1+($D$8-1)/C138)*(C138/$D$2)^2)","v":715.96545128457547},null,129,17,4,738.71406027055605,1,{"$f":"ABS(SIN(G138*3.1416*$J$2/$C$2)*SIN(H138*3.1416*$K$2/$D$2))*(1/F138^$N$2)+(1-1/F138^$N$2)","v":0.93339763182947821},{"$f":"$J138*$K138","v":0.93339763182947821},{"$f":"10^(LOG10($I138/22.27)/LOG10(2)*70/20)*$L138","v":4.4824525828314816E+17},{"$f":"IF($I138<22.27,M138,0)","v":0},{"$f":"AND($I138>22.27,$I138<44.45)","v":false},{"$f":"IF($O138=TRUE,$L138,0)","v":0},{"$f":"10^(LOG10(44.45/$I138)/LOG10(2)*70/20)*$L138","v":6.0034956251778809E-15},{"$f":"IF($I138>44.45,Q138,0)","v":6.0034956251778809E-15},{"$f":"10^(LOG10($I138/44.548)/LOG10(2)*70/20)*$L138","v":141451917031152.91},{"$f":"IF($I138<44.528,S138,0)","v":0},{"$f":"AND($I138>44.548,$I138<89.095)","v":false},{"$f":"IF($U138=TRUE,$L138,0)","v":0},{"$f":"10^(LOG10(89.095/$I138)/LOG10(2)*70/20)*$L138","v":1.9474570007126784E-11},{"$f":"IF($I138>89.095,W138,0)","v":1.9474570007126784E-11},{"$f":"10^(LOG10($I138/89.09)/LOG10(2)*70/20)*$L138","v":44766062165.926842},{"$f":"IF($I138<89.09,Y138,0)","v":0},{"$f":"AND($I138>89.09,$I138<176.78)","v":false},{"$f":"IF($AA138=TRUE,$L138,0)","v":0},{"$f":"10^(LOG10(176.78/$I138)/LOG10(2)*70/20)*$L138","v":5.6150456365639357E-8},{"$f":"IF($I138>176.78,AC138,0)","v":5.6150456365639357E-8},{"$f":"10^(LOG10($I138/176.78)/LOG10(2)*70/20)*$L138","v":15516011.720930878},{"$f":"IF($I138<176.78,AE138,0)","v":0},{"$f":"AND($I138>176.78,$I138<353.55)","v":false},{"$f":"IF($AG138=TRUE,$L138,0)","v":0},{"$f":"10^(LOG10(353.55/$I138)/LOG10(2)*70/20)*$L138","v":1.7750495120832704E-4},{"$f":"IF($I138>353.55,AI138,0)","v":1.7750495120832704E-4},{"$f":"10^(LOG10($I138/353.55)/LOG10(2)*70/20)*$L138","v":4908.207535475246},{"$f":"IF($I138<353.55,AK138,0)","v":0},{"$f":"AND($I138>353.55,$I138<707.1)","v":false},{"$f":"IF($AM138=TRUE,$L138,0)","v":0},{"$f":"10^(LOG10(707.1/$I138)/LOG10(2)*70/20)*$L138","v":0.5613199417753717},{"$f":"IF($I138>707.1,AO138,0)","v":0.5613199417753717},{"$f":"10^(LOG10($I138/707.1)/LOG10(2)*70/20)*$L138","v":1.5521115040903459},{"$f":"IF($I138<707.1,AQ138,0)","v":0},{"$f":"AND($I138>707.1,$I138<1414.2)","v":true},{"$f":"IF($AS138=TRUE,$L138,0)","v":0.93339763182947821},{"$f":"10^(LOG10(1414.2/$I138)/LOG10(2)*70/20)*$L138","v":1775.0495120832729},{"$f":"IF($I138>1414.2,AU138,0)","v":0}]
[null,7,10,850.32986118065696,null,130,16,5,738.90223425143745,{"$f":"IF(ABS(I139-I138)>0.0001,1,$M$2)","v":1},0.20115944337154018,0.20115944337154018,9.688923391827584E+16,0,false,0,1.2900063307853468E-15,1.2900063307853468E-15,30575154168753.133,0,false,0,4.1846151254206226E-12,4.1846151254206226E-12,9676286337.9910641,0,false,0,1.2065378024826151E-8,1.2065378024826151E-8,3353821.2871810072,0,false,0,3.8141530385091687E-5,3.8141530385091687E-5,1060.9202422922306,0,false,0,0.12061410946140895,0.12061410946140895,0.33549243814211394,0,true,0.20115944337154018,381.41530385091676,0]
[null,7,11,998.11646445265274,null,131,1,10,743.62980118123778,1,0.83498070409865333,0.83498070409865333,4.3312711775464691E+17,0,false,0,4.9719186764725958E-15,4.9719186764725958E-15,136681113726074.73,0,false,0,1.6128266659949105E-11,1.6128266659949105E-11,43256219939.542969,0,false,0,4.6502158097018862E-8,4.6502158097018862E-8,14992697.215525106,0,false,0,1.470043849749445E-4,1.470043849749445E-4,4742.6665288651948,0,false,0,0.46486868255305858,0.46486868255305858,1.499762841385871,0,true,0.83498070409865333,1470.0438497494461,0]
[null,7,12,1159.3252611005632,null,132,11,8,745.00768922118129,1,0.50064502659660381,0.50064502659660381,2.6534834904591334E+17,0,false,0,2.9176281189069618E-15,2.9176281189069618E-15,83735481770308.844,0,false,0,9.4644115035450078E-12,9.4644115035450078E-12,26500226091.654224,0,false,0,2.7288460025653042E-8,2.7288460025653042E-8,9185034.3485960755,0,false,0,8.6265314281008378E-5,8.6265314281008378E-5,2905.5182229956154,0,false,0,0.27279487619823717,0.27279487619823717,0.91880553677911636,0,true,0.50064502659660381,862.653142810085,0]
[null,7,13,1333.9562511243876,null,133,8,9,747.54773381448183,1,0.54815347964341687,0.54815347964341687,3.0225606055212934E+17,0,false,0,3.0705476846257701E-15,3.0705476846257701E-15,95382379198254.859,0,false,0,9.9604629665561341E-12,9.9604629665561341E-12,30186183449.056274,0,false,0,2.8718710656025106E-8,2.8718710656025106E-8,10462594.955743516,0,false,0,9.0786676791522667E-5,9.0786676791522667E-5,3309.6512380905083,0,false,0,0.28709267985875941,0.28709267985875941,1.0466036173162232,0,true,0.54815347964341687,907.86676791522814,0]
[null,7,14,1522.0094345241266,null,134,2,10,751.55675937399587,1,0.90071948508086219,0.90071948508086219,5.2853002103862496E+17,0,false,0,4.7412839800377348E-15,4.7412839800377348E-15,166787229319006.09,0,false,0,1.5380117277952944E-11,1.5380117277952944E-11,52784067073.003647,0,false,0,4.4345040932769163E-8,4.4345040932769163E-8,18295069.160818376,0,false,0,1.4018522442355954E-4,1.4018522442355954E-4,5787.3117094927384,0,false,0,0.44330460348031342,0.44330460348031342,1.830108653135974,0,true,0.90071948508086219,1401.8522442355963,0]
[null,7,15,1723.4848112997802,null,135,18,3,755.89063372178043,1,0.14367649818939818,0.14367649818939818,9.0136337559658464E+16,0,false,0,7.0738862896839643E-16,7.0738862896839643E-16,28444155306438.758,0,false,0,2.2946780071456019E-12,2.2946780071456019E-12,9001877467.8386345,0,false,0,6.6161777778030416E-9,6.6161777778030416E-9,3120069.7480083131,0,false,0,2.091531199652386E-5,2.091531199652386E-5,986.97720289322035,0,false,0,6.6140023882059196E-2,6.6140023882059196E-2,0.31210959598047039,0,true,0.14367649818939818,209.15311996523911,0]
[null,7,16,1938.3823814513473,null,136,15,6,756.45515566442475,1,0.24360191589219507,0.24360191589219507,1.5415745580971648E+17,0,false,0,1.1890041716193617E-15,1.1890041716193617E-15,48647179743628.484,0,false,0,3.8569770721338651E-12,3.8569770721338651E-12,15395639156.453871,0,false,0,1.1120708837877762E-8,1.1120708837877762E-8,5336161.0569486581,0,false,0,3.5155206340895608E-5,3.5155206340895608E-5,1687.9973011939489,0,false,0,0.11117052365042412,0.11117052365042412,0.53379161559901267,0,true,0.24360191589219507,351.55206340895694,0]
[null,7,17,2166.7021449788299,null,137,3,10,763.42627162294536,1,0.13665323525101386,0.13665323525101386,9.6210776029483216E+16,0,false,0,5.9951855868492409E-16,5.9951855868492409E-16,30361054482875.359,0,false,0,1.9447613308346976E-12,1.9447613308346976E-12,9608529038.911232,0,false,0,5.6072732906891058E-9,5.6072732906891058E-9,3330336.4641736555,0,false,0,1.7725924886419933E-5,1.7725924886419933E-5,1053.4912465343582,0,false,0,5.6054296274148541E-2,5.6054296274148541E-2,0.33314318340985355,0,true,0.13665323525101386,177.25924886419961,0]
[null,7,18,2408.4441018822258,null,138,19,1,763.44509171634331,1,0.15313277918235663,0.15313277918235663,1.0784411279209453E+17,0,false,0,6.7162429911589348E-16,6.7162429911589348E-16,34032164787183.328,0,false,0,2.1786631070015032E-12,2.1786631070015032E-12,10770345404.145859,0,false,0,6.2816754198089337E-9,6.2816754198089337E-9,3733024.4708545818,0,false,0,1.9857870462154627E-5,1.9857870462154627E-5,1180.8742586373005,0,false,0,6.2796100140989061E-2,6.2796100140989061E-2,0.37342522875566325,0,true,0.15313277918235663,198.57870462154639,0]
[null,7,19,2663.6082521615367,null,139,4,10,779.23833792808625,1,0.75330741784896527,0.75330741784896527,6.7311834663605299E+17,0,false,0,2.6039915659411573E-15,2.6039915659411573E-15,212414696555172.37,0,false,0,8.4470147419131975E-12,8.4470147419131975E-12,67224041289.2463,0,false,0,2.4355029790754627E-8,2.4355029790754627E-8,23299994.730521444,0,false,0,7.699204342230015E-5,7.699204342230015E-5,7370.5287009165386,0,false,0,0.24347021892505338,0.24347021892505338,2.3307658254538253,0,true,0.75330741784896527,769.92043422300185,0]
[null,7,20,2932.1945958167612,null,140,9,9,783.07257040057948,1,0.22356778196953669,0.22356778196953669,2.1150135084025344E+17,0,false,0,7.2994780016379431E-16,7.2994780016379431E-16,66743085349347.109,0,false,0,2.3678570658435031E-12,2.3678570658435031E-12,21122549418.94186,0,false,0,6.8271728108533675E-9,6.8271728108533675E-9,7321120.2527815746,0,false,0,2.158231749337896E-5,2.158231749337896E-5,2315.9029677935264,0,false,0,6.8249280463973508E-2,6.8249280463973508E-2,0.7323528218171097,0,true,0.22356778196953669,215.82317493378977,0]
[null,8,1,155.8314161787448,null,141,19,2,790.43195460511026,1,0.13548612960395651,0.13548612960395651,1.4289997927808872E+17,0,false,0,3.9677474444247958E-16,3.9677474444247958E-16,45094678948793.695,0,false,0,1.2870863943497805E-12,1.2870863943497805E-12,14271359791.678253,0,false,0,3.7110184408846163E-9,3.7110184408846163E-9,4946483.4539287165,0,false,0,1.173141217219963E-5,1.173141217219963E-5,1564.7298931803059,0,false,0,3.7097982634374298E-2,3.7097982634374298E-2,0.494811038540174,0,true,0.13548612960395651,117.31412172199647,0]
[null,8,2,182.81827906751175,null,142,14,7,791.3728245095175,1,0.99044517006197963,0.99044517006197963,1.0591919046209957E+18,0,false,0,2.8607027760108168E-15,2.8607027760108168E-15,334247206510051.94,0,false,0,9.2797529904677989E-12,9.2797529904677989E-12,105781042346.14771,0,false,0,2.6756039552323405E-8,2.6756039552323405E-8,36663932.75360211,0,false,0,8.4582206497782345E-5,8.4582206497782345E-5,11597.966942666882,0,false,0,0.26747242205568594,0.26747242205568594,3.6675991766166809,0,true,0.99044517006197963,845.82206497782408,0]
[null,8,3,223.22733533219304,null,143,12,8,792.36018797585302,1,0.2630029914905786,0.2630029914905786,2.8536515789691261E+17,0,false,0,7.4869846680843089E-16,7.4869846680843089E-16,90052148667499.219,0,false,0,2.4286818241259754E-12,2.4286818241259754E-12,28499296227.542255,0,false,0,7.0025470519606996E-9,7.0025470519606996E-9,9877916.2809946388,0,false,0,2.2136717192434573E-5,2.2136717192434573E-5,3124.6987948435803,0,false,0,7.0002446247101169E-2,7.0002446247101169E-2,0.98811651936889,0,true,0.2630029914905786,221.36717192434591,0]
[null,8,4,277.05858497278865,null,144,5,10,798.99295828941843,1,0.94926922288028825,0.94926922288028825,1.1348070848313503E+18,0,false,0,2.4526934745116389E-15,2.4526934745116389E-15,358108947375706.37,0,false,0,7.9562231335821984E-12,7.9562231335821984E-12,113332698042.29393,0,false,0,2.2939944745070765E-8,2.2939944745070765E-8,39281352.571756884,0,false,0,7.2518622932996919E-5,7.2518622932996919E-5,12425.940000823273,0,false,0,0.22932402124719048,0.22932402124719048,3.9294272471196097,0,true,0.94926922288028825,725.18622932996959,0]
[null,8,5,344.3120279892986,null,145,17,5,805.96750328706605,1,0.63758713547768087,0.63758713547768087,8.432537290363913E+17,0,false,0,1.4890433259427568E-15,1.4890433259427568E-15,266104000681961.94,0,false,0,4.8302656161022872E-12,4.8302656161022872E-12,84215389138.253601,0,false,0,1.3926963142813735E-8,1.3926963142813735E-8,29189231.791454557,0,false,0,4.4026443828836037E-5,4.4026443828836037E-5,9233.4815164057745,0,false,0,0.13922383977658598,0.13922383977658598,2.9198832324907631,0,true,0.63758713547768087,440.26443828835983,0]
[null,8,6,424.98766438172282,null,146,18,4,809.72188336237605,1,0.71239688522480837,0.71239688522480837,9.945062771030697E+17,0,false,0,1.576242410610781E-15,1.576242410610781E-15,313834484127175.12,0,false,0,5.1131282656231858E-12,5.1131282656231858E-12,99320916401.256104,0,false,0,1.4742532721683971E-8,1.4742532721683971E-8,34424839.453233264,0,false,0,4.6604653298081874E-5,4.6604653298081874E-5,10889.670583578754,0,false,0,0.14737685398441669,0.14737685398441669,3.4436162013043914,0,true,0.71239688522480837,466.0465329808186,0]
[null,8,7,519.08549415006144,null,147,16,6,819.57787064386184,1,0.1165096630767367,0.1165096630767367,1.8721404754485469E+17,0,false,0,2.2396078095304327E-16,2.2396078095304327E-16,59078786514798.703,0,false,0,7.2650005593892094E-13,7.2650005593892094E-13,18696986829.994846,0,false,0,2.0946962975667563E-9,2.0946962975667563E-9,6480415.1351310853,0,false,0,6.6218333413828034E-6,6.6218333413828034E-6,2049.9612253032042,0,false,0,2.0940075644813011E-2,2.0940075644813011E-2,0.64825465869877119,0,true,0.1165096630767367,66.218333413828205,0]
[null,8,8,626.60551729431427,null,148,10,9,822.5399610428683,1,0.30698400534562587,0.30698400534562587,5.1440931331593242E+17,0,false,0,5.6586024964442996E-16,5.6586024964442996E-16,162331184017241.37,0,false,0,1.8355780921593083E-12,1.8355780921593083E-12,51373838034.191093,0,false,0,5.2924684617835724E-9,5.2924684617835724E-9,17806280.79667091,0,false,0,1.6730751927697367E-5,1.6730751927697367E-5,5632.6924184460895,0,false,0,5.2907283058776379E-2,5.2907283058776379E-2,1.7812137401451884,0,true,0.30698400534562587,167.30751927697361,0]
[null,8,9,747.54773381448183,null,149,6,10,822.69013270694199,1,0.27069862377426895,0.27069862377426895,4.5457015294212595E+17,0,false,0,4.9791784615812295E-16,4.9791784615812295E-16,143447852198341.72,0,false,0,1.6151816471952389E-12,1.6151816471952389E-12,45397726689.45401,0,false,0,4.6570058579074291E-9,4.6570058579074291E-9,15734947.979260156,0,false,0,1.4721903455278127E-5,1.4721903455278127E-5,4977.4640307813943,0,false,0,4.6554746411781783E-2,4.6554746411781783E-2,1.5740123308831635,0,true,0.27069862377426895,147.21903455278164,0]
[null,8,10,881.91214371056321,null,150,19,3,830.84101086979149,1,3.3259742115613049E-2,3.3259742115613049E-2,6.263473760369312E+16,0,false,0,5.4551790042953844E-17,5.4551790042953844E-17,19765526891952.359,0,false,0,1.7695901197131445E-13,1.7695901197131445E-13,6255304446.6167316,0,false,0,5.1022072767541193E-10,5.1022072767541193E-10,2168101.7363544358,0,false,0,1.6129291057182313E-6,1.6129291057182313E-6,685.83947160187984,0,false,0,5.1005296784481296E-3,5.1005296784481296E-3,0.21688148395083059,0,true,3.3259742115613049E-2,16.129291057182353,0]
[null,8,11,1029.698746982559,null,151,20,1,842.33802292054577,1,0.82669693970109692,0.82669693970109692,1.8265717024248253E+18,0,false,0,1.1556929073036625E-15,1.1556929073036625E-15,576407812750668.87,0,false,0,3.7489196020457428E-12,3.7489196020457428E-12,182418934434.37314,0,false,0,1.0809149904512734E-8,1.0809149904512734E-8,63226788.059053175,0,false,0,3.4170294430200489E-5,3.4170294430200489E-5,20000.642122273603,0,false,0,0.108055958717999,0.108055958717999,6.3247583772288598,0,true,0.82669693970109692,341.70294430200511,0]
[null,8,12,1190.9075436304695,null,152,13,8,843.65524078671592,1,0.21693557330349922,0.21693557330349922,4.8810260181568685E+17,0,false,0,2.978083965944034E-16,2.978083965944034E-16,154029624315866.62,0,false,0,9.6605225193548227E-13,9.6605225193548227E-13,48746598011.816406,0,false,0,2.7853901164123392E-9,2.7853901164123392E-9,16895673.854524132,0,false,0,8.8052808242621068E-6,8.8052808242621068E-6,5344.6385077061777,0,false,0,2.7844742842073059E-2,2.7844742842073059E-2,1.6901230954594875,0,true,0.21693557330349922,88.052808242621126,0]
[null,8,13,1365.538533654294,null,153,7,10,850.32986118065696,1,0.65725825326002429,0.65725825326002429,1.6207201608047468E+18,0,false,0,8.2328570623073365E-16,8.2328570623073365E-16,511447627120365.44,0,false,0,2.6706332648293024E-12,2.6706332648293024E-12,161860629045.01645,0,false,0,7.700158542681347E-9,7.700158542681347E-9,56101235.978966139,0,false,0,2.4342033081879729E-5,2.4342033081879729E-5,17746.603581768668,0,false,0,7.6976267417908043E-2,7.6976267417908043E-2,5.6119688050491137,0,true,0.65725825326002429,243.42033081879788,0]
[null,8,14,1553.5917170540329,null,154,15,7,850.55298543276331,1,0.63612005111792336,0.63612005111792336,1.5733880778960294E+18,0,false,0,7.9438096413881655E-16,7.9438096413881655E-16,496511130323591,0,false,0,2.5768699878067924E-12,2.5768699878067924E-12,157133594175.64594,0,false,0,7.4298136368259356E-9,7.4298136368259356E-9,54462835.706756428,0,false,0,2.3487408517284871E-5,2.3487408517284871E-5,17228.325514774406,0,false,0,7.4273707249458504E-2,7.4273707249458504E-2,5.4480748897480078,0,true,0.63612005111792336,234.87408517284908,0]
[null,8,15,1755.0670938296864,null,155,11,9,865.94990574134863,1,0.55472091385113709,0.55472091385113709,1.690284893329751E+18,0,false,0,5.6230983916239655E-16,5.6230983916239655E-16,533400039536521.12,0,false,0,1.8240610158085673E-12,1.8240610158085673E-12,168808029119.47018,0,false,0,5.2592616134241297E-9,5.2592616134241297E-9,58509219.522072323,0,false,0,1.6625777179861913E-5,1.6625777179861913E-5,18508.325291196787,0,false,0,5.2575323758814733E-2,5.2575323758814733E-2,5.8528463595480869,0,true,0.55472091385113709,166.25777179861984,0]
[null,8,16,1969.9646639812536,null,156,20,2,869.32488580931272,1,0.73143039206619409,0.73143039206619409,2.331846384451138E+18,0,false,0,7.0865128718223929E-16,7.0865128718223929E-16,735856398272081.25,0,false,0,2.2987739084863615E-12,2.2987739084863615E-12,232880500749.86166,0,false,0,6.6279873699751983E-9,6.6279873699751983E-9,80716873.550727397,0,false,0,2.0952644926975229E-5,2.0952644926975229E-5,25533.311918503401,0,false,0,6.6258080974014116E-2,6.6258080974014116E-2,8.0743421869994183,0,true,0.73143039206619409,209.52644926975262,0]
[null,8,17,2198.2844275087364,null,157,18,5,876.97532637888605,1,0.4866255000919994,0.4866255000919994,1.7177684731949824E+18,0,false,0,4.2580583808309997E-16,4.2580583808309997E-16,542072981384709.19,0,false,0,1.3812595395948144E-12,1.3812595395948144E-12,171552802481.93976,0,false,0,3.9825451077614909E-9,3.9825451077614909E-9,59460563.768200643,0,false,0,1.2589772564533623E-5,1.2589772564533623E-5,18809.265705631966,0,false,0,3.9812356527425458E-2,3.9812356527425458E-2,5.9480120745091121,0,true,0.4866255000919994,125.89772564533621,0]
[null,8,18,2440.0263844121318,null,158,8,10,881.91214371056321,1,0.97970340979573267,0.97970340979573267,3.6915588217160535E+18,0,false,0,8.0309322011241328E-16,8.0309322011241328E-16,1164938306687347.7,0,false,0,2.6051314290521739E-12,2.6051314290521739E-12,368674400115.40826,0,false,0,7.5112990212476788E-9,7.5112990212476788E-9,127783325.95337853,0,false,0,2.3745003203457756E-5,2.3745003203457756E-5,40421.926370833935,0,false,0,7.5088293170921083E-2,7.5088293170921083E-2,12.782535474345902,0,true,0.97970340979573267,237.45003203457813,0]
[null,8,19,2695.1905346914427,null,159,19,4,884.6722605103871,1,0.16491309981197394,0.16491309981197394,6.4439006914122125E+17,0,false,0,1.3036109043209364E-16,1.3036109043209364E-16,203348967806113.44,0,false,0,4.2287466175174613E-13,4.2287466175174613E-13,64354960507.043243,0,false,0,1.2192621061279703E-9,1.2192621061279703E-9,22305565.270097576,0,false,0,3.8543775895443227E-6,3.8543775895443227E-6,7055.9590641479735,0,false,0,1.2188612145269676E-2,1.2188612145269676E-2,2.2312901719617684,0,true,0.16491309981197394,38.543775895443311,0]
[null,8,20,2963.7768783466672,null,160,17,6,886.64313967949022,1,0.36928448941550435,0.36928448941550435,1.4807829348800033E+18,0,false,0,2.844574066253704E-16,2.844574066253704E-16,467287898700945.31,0,false,0,9.2274335241268822E-13,9.2274335241268822E-13,147885158163.14151,0,false,0,2.6605188369946709E-9,2.6605188369946709E-9,51257308.246279821,0,false,0,8.4105330021604004E-6,8.4105330021604004E-6,16214.315321970746,0,false,0,2.6596440622840712E-2,2.6596440622840712E-2,5.1274167117593974,0,true,0.36928448941550435,84.10533002160399,0]
[null,9,1,191.35625276484248,null,161,1,11,891.41640445323355,1,0.27157982157281113,0.27157982157281113,1.1591473978395694E+18,0,false,0,1.9653633176971599E-16,1.9653633176971599E-16,365789974386091.19,0,false,0,6.3753865930065115E-13,6.3753865930065115E-13,115763554688.58055,0,false,0,1.8381965125478504E-9,1.8381965125478504E-9,40123892.620865792,0,false,0,5.8109764976156554E-6,5.8109764976156554E-6,12692.462190439615,0,false,0,1.8375921162173507E-2,1.8375921162173507E-2,4.0137089637358949,0,true,0.27157982157281113,58.109764976156647,0]
[null,9,2,218.34311565360943,null,162,14,8,898.89284765377056,1,0.49701809737566394,0.49701809737566394,2.33769100363757E+18,0,false,0,3.2639523713850563E-16,3.2639523713850563E-16,737700773807489.75,0,false,0,1.0587842970999483E-12,1.0587842970999483E-12,233464200367.43015,0,false,0,3.0527617017052918E-9,3.0527617017052918E-9,80919185.07131891,0,false,0,9.65050601518252E-6,9.65050601518252E-6,25597.309481004755,0,false,0,3.0517579581132274E-2,3.0517579581132274E-2,8.0945799932197531,0,true,0.49701809737566394,96.505060151825433,0]
[null,9,3,258.75217191829074,null,163,2,11,899.34336264599176,1,0.29296154491315435,0.29296154491315435,1.3859756653541709E+18,0,false,0,1.9127232745987617E-16,1.9127232745987617E-16,437369746138027.56,0,false,0,6.204629042988715E-13,6.204629042988715E-13,138416796718.26877,0,false,0,1.7889624891118187E-9,1.7889624891118187E-9,47975554.166321926,0,false,0,5.655336036371776E-6,5.655336036371776E-6,15176.192227290639,0,false,0,1.7883742808563662E-2,1.7883742808563662E-2,4.7991333646782257,0,true,0.29296154491315435,56.553360363717793,0]
[null,9,4,312.5834215588863,null,164,20,3,909.73394207399394,1,0.17955480968239976,0.17955480968239976,9.7083696724177216E+17,0,false,0,1.0257329204156417E-16,1.0257329204156417E-16,306365204323728.75,0,false,0,3.3273460687592457E-13,3.3273460687592457E-13,96957072552.167892,0,false,0,9.5936393039166383E-10,9.5936393039166383E-10,33605526.181207091,0,false,0,3.0327776242155345E-6,3.0327776242155345E-6,10630.495761594804,0,false,0,9.5904849293153259E-3,9.5904849293153259E-3,3.361657926340591,0,true,0.17955480968239976,30.327776242155412,0]
[null,9,5,379.83686457539631,null,165,3,11,911.21287489494125,1,4.44468489686594E-2,4.44468489686594E-2,2.4490199145700739E+17,0,false,0,2.4915875453686621E-17,2.4915875453686621E-17,77283262982021.047,0,false,0,8.0823905122325859E-14,8.0823905122325859E-14,24458257107.090889,0,false,0,2.3303719446493266E-10,2.3303719446493266E-10,8477283.5846171975,0,false,0,7.3668601309065111E-7,7.3668601309065111E-7,2681.6341672550925,0,false,0,2.3296057217550761E-3,2.3296057217550761E-3,0.84800718198550107,0,true,4.44468489686594E-2,7.3668601309065238,0]
[null,9,6,460.51250096782047,null,166,12,9,913.30240449602047,1,0.29141058441551349,0.29141058441551349,1.6490066648254341E+18,0,false,0,1.5906504257106448E-16,1.5906504257106448E-16,520373946241191.19,0,false,0,5.1598660191328164E-13,5.1598660191328164E-13,164685590099.36383,0,false,0,1.4877290315207846E-9,1.4877290315207846E-9,57080373.448506184,0,false,0,4.7030654111105106E-6,4.7030654111105106E-6,18056.33587591106,0,false,0,1.4872398683865414E-2,1.4872398683865414E-2,5.7099147564890274,0,true,0.29141058441551349,47.030654111105264,0]
[null,9,7,554.61033073615909,null,167,16,7,913.6757004122004,1,0.3042428158278716,0.3042428158278716,1.7298198005908347E+18,0,false,0,1.6528228682321284E-16,1.6528228682321284E-16,545875996210660.81,0,false,0,5.3615454505828397E-13,5.3615454505828397E-13,172756363392.88107,0,false,0,1.5458786703129955E-9,1.5458786703129955E-9,59877720.52261433,0,false,0,4.8868902535904928E-6,4.8868902535904928E-6,18941.225642393722,0,false,0,1.5453703876623837E-2,1.5453703876623837E-2,5.9897414705150025,0,true,0.3042428158278716,48.868902535905093,0]
[null,9,8,662.13035388041192,null,168,9,10,917.43698029666086,1,0.39957808615664869,0.39957808615664869,2.3830121413151739E+18,0,false,0,2.0694911954544545E-16,2.0694911954544545E-16,752002680382211.12,0,false,0,6.7131640766067581E-13,6.7131640766067581E-13,237990402996.93829,0,false,0,1.9355869034383968E-9,1.9355869034383968E-9,82487976.464907765,0,false,0,6.1188506931629901E-6,6.1188506931629901E-6,26093.568047838158,0,false,0,1.9349504852895126E-2,1.9349504852895126E-2,8.2515107311762037,0,true,0.39957808615664869,61.188506931629938,0]
[null,9,9,783.07257040057948,null,169,4,11,927.02494120008203,1,0.24501535559404436,0.24501535559404436,1.6489774724210967E+18,0,false,0,1.1244972490274556E-16,1.1244972490274556E-16,520364734048807.06,0,false,0,3.6477248866751236E-13,3.6477248866751236E-13,164682674666.43423,0,false,0,1.0517378150488285E-9,1.0517378150488285E-9,57079362.95329354,0,false,0,3.3247934500927138E-6,3.3247934500927138E-6,18056.016224166335,0,false,0,1.0513920051902362E-2,1.0513920051902362E-2,5.7098136737318947,0,true,0.24501535559404436,33.247934500927251,0]
[null,9,10,917.43698029666086,null,170,5,11,946.77956156141431,1,0.30875248363096341,0.30875248363096341,2.6552370973082721E+18,0,false,0,1.1089299822236083E-16,1.1089299822236083E-16,837908200133685.62,0,false,0,3.5972266692832921E-13,3.5972266692832921E-13,265177392882.29645,0,false,0,1.0371778121775679E-9,1.0371778121775679E-9,91911044.595280901,0,false,0,3.2787658170771175E-6,3.2787658170771175E-6,29074.383919638803,0,false,0,1.0368367896266713E-2,1.0368367896266713E-2,9.1941274752232349,0,true,0.30875248363096341,32.787658170771223,0]
[null,9,11,1065.2235835686567,null,171,19,5,951.92570352689711,1,0.11264917257800636,0.11264917257800636,1.0317923566419558E+18,0,false,0,3.7988331498287493E-17,3.7988331498287493E-17,325600782446877.31,0,false,0,1.2322927630940248E-13,1.2322927630940248E-13,103044661212.19859,0,false,0,3.5530335713950545E-10,3.5530335713950545E-10,35715497.271608815,0,false,0,1.1231984413896306E-6,1.1231984413896306E-6,11297.946662754859,0,false,0,3.5518653391423778E-3,3.5518653391423778E-3,3.5727244337403574,0,true,0.11264917257800636,11.231984413896335,0]
[null,9,12,1226.4323802165673,null,172,10,10,956.9043709389498,1,0.54866618193412942,0.54866618193412942,5.3396490452069284E+18,0,false,0,1.7413664975823266E-16,1.7413664975823266E-16,1685023053252186.5,0,false,0,5.6487696306478551E-13,5.6487696306478551E-13,533268465610.78107,0,false,0,1.6286931755061542E-9,1.6286931755061542E-9,184831976.78078422,0,false,0,5.1486866067301943E-6,5.1486866067301943E-6,58468.227373690344,0,false,0,1.6281576635671036E-2,1.6281576635671036E-2,18.489276925346594,0,true,0.54866618193412942,51.486866067301982,0]
[null,9,13,1401.0633702403918,null,173,18,6,957.65096277131022,1,0.28184892595645711,0.28184892595645711,2.7679549394351176E+18,0,false,0,8.8646229068984409E-17,8.8646229068984409E-17,873478358563298.75,0,false,0,2.8755700039684512E-13,2.8755700039684512E-13,276434475549.91064,0,false,0,8.2910466303021543E-10,8.2910466303021543E-10,95812773.229950368,0,false,0,2.6209970903786676E-6,2.6209970903786676E-6,30308.624665940228,0,false,0,8.2883205462707769E-3,8.2883205462707769E-3,9.584428669153116,0,true,0.28184892595645711,26.209970903786665,0]
[null,9,14,1589.1165536401304,null,174,15,8,958.07300857701625,1,0.31921320540071457,0.31921320540071457,3.1509994194142561E+18,0,false,0,9.9884911349855553E-17,9.9884911349855553E-17,994354988042401,0,false,0,3.2401384463085688E-13,3.2401384463085688E-13,314688963882.34491,0,false,0,9.3421961245614142E-10,9.3421961245614142E-10,109071859.70363316,0,false,0,2.9532904531897465E-6,2.9532904531897465E-6,34502.895030911532,0,false,0,9.3391244241104836E-3,9.3391244241104836E-3,10.910773416738598,0,true,0.31921320540071457,29.532904531897483,0]
[null,9,15,1790.591930415784,null,175,20,4,963.56519171458967,1,0.89029374154327479,0.89029374154327479,9.3921316576457277E+18,0,false,0,2.6066875778392078E-16,2.6066875778392078E-16,2963857404920404.5,0,false,0,8.4557602588130656E-13,8.4557602588130656E-13,937988170286.78308,0,false,0,2.4380245483060181E-9,2.4380245483060181E-9,325108681.44533312,0,false,0,7.7071756224689695E-6,7.7071756224689695E-6,102842.20641350962,0,false,0,2.4372229293928023E-2,2.4372229293928023E-2,32.52156118638657,0,true,0.89029374154327479,77.071756224689949,0]
[null,9,16,2005.4895005673513,null,176,13,9,964.59745730688348,1,0.24036731232067285,0.24036731232067285,2.5675139449490524E+18,0,false,0,6.9506355455175439E-17,6.9506355455175439E-17,810225569163394.25,0,false,0,2.2546970461262739E-13,2.2546970461262739E-13,256416519187.95639,0,false,0,6.5009018458388945E-10,6.5009018458388945E-10,88874507.264319807,0,false,0,2.0550897350531528E-6,2.0550897350531528E-6,28113.830674537214,0,false,0,6.4987643587999522E-3,6.4987643587999522E-3,8.8903738683845379,0,true,0.24036731232067285,20.550897350531574,0]
[null,9,17,2233.8092640948339,null,177,6,11,970.47673597893788,1,8.8045488457102736E-2,8.8045488457102736E-2,1.0093172340109953E+18,0,false,0,2.3723187355339127E-17,2.3723187355339127E-17,318508350072158.44,0,false,0,7.6954977864257728E-14,7.6954977864257728E-14,100800080330.87892,0,false,0,2.2188203000653879E-10,2.2188203000653879E-10,34937520.796169758,0,false,0,7.0142188433604025E-7,7.0142188433604025E-7,11051.847983026355,0,false,0,2.2180907551890695E-3,2.2180907551890695E-3,3.4949011980301212,0,true,8.8045488457102736E-2,7.014218843360406,0]
[null,9,18,2475.5512209982298,null,178,17,7,980.74096944782877,1,0.96431617716834739,0.96431617716834739,1.2492945425284198E+19,0,false,0,2.2991143672823757E-16,2.2991143672823757E-16,3942375400780610,0,false,0,7.4580322024811987E-13,7.4580322024811987E-13,1247665114597.8787,0,false,0,2.1503525449121739E-9,2.1503525449121739E-9,432443364.57701886,0,false,0,6.7977759803019851E-6,6.7977759803019851E-6,136795.57729515902,0,false,0,2.1496455121338218E-2,2.1496455121338218E-2,43.25855980903178,0,true,0.96431617716834739,67.977759803020078,0]
[null,9,19,2730.7153712775403,null,179,7,11,998.11646445265274,1,0.21377509476736994,0.21377509476736994,3.3968671670273326E+18,0,false,0,4.1554892600434509E-17,4.1554892600434509E-17,1071943012886661.6,0,false,0,1.3479874320085284E-13,1.3479874320085284E-13,339243670643.54767,0,false,0,3.88661261607964E-10,3.88661261607964E-10,117582572.94212821,0,false,0,1.2286507135230685E-6,1.2286507135230685E-6,37195.104059930178,0,false,0,3.8853347035239403E-3,3.8853347035239403E-3,11.762124663635547,0,true,0.21377509476736994,12.286507135230693,0]
[null,9,20,2999.3017149327648,null,180,11,10,1000.3143156374301,1,0.99144124951737067,0.99144124951737067,1.6161998460733417E+19,0,false,0,1.8785615119532848E-16,1.8785615119532848E-16,5100211598627002,0,false,0,6.0938126653743676E-13,6.0938126653743676E-13,1614091871467.771,0,false,0,1.7570111280622138E-9,1.7570111280622138E-9,559447652.63305318,0,false,0,5.5543301826131162E-6,5.5543301826131162E-6,176971.06922478953,0,false,0,1.7564334253676431E-2,1.7564334253676431E-2,55.96316587056635,0,true,0.99144124951737067,55.543301826131291,0]
[null,10,1,230.82364340713141,null,181,14,9,1019.8350641739379,1,0.5507022311817209,0.5507022311817209,1.1239151131983827E+19,0,false,0,8.3346367022184067E-17,8.3346367022184067E-17,3546717882775079,0,false,0,2.7036492749423938E-13,2.7036492749423938E-13,1122449214953.6929,0,false,0,7.7953526360319922E-10,7.7953526360319922E-10,389043269.22521138,0,false,0,2.4642964258387006E-6,2.4642964258387006E-6,123066.74807812965,0,false,0,7.7927895354625012E-3,7.7927895354625012E-3,38.917122815703877,0,true,0.5507022311817209,24.642964258387007,0]
[null,10,2,257.81050629589839,null,182,16,8,1021.1957235564532,1,0.15267294953189653,0.15267294953189653,3.1645445306180163E+18,0,false,0,2.2750947789291486E-17,2.2750947789291486E-17,998629393428203,0,false,0,7.3801157377859185E-14,7.3801157377859185E-14,316041708343.07581,0,false,0,2.1278871192343115E-10,2.1278871192343115E-10,109540723.79157232,0,false,0,6.7267574250322283E-7,6.7267574250322283E-7,34651.211640290938,0,false,0,2.1271874730551229E-3,2.1271874730551229E-3,10.957675246785842,0,true,0.15267294953189653,6.7267574250322468,0]
[null,10,3,298.21956256057967,null,183,8,11,1029.698746982559,1,0.31865128849152874,0.31865128849152874,7.2733586521077565E+18,0,false,0,4.3120408628802257E-17,4.3120408628802257E-17,2295240173953767.5,0,false,0,1.3987707645787383E-13,1.3987707645787383E-13,726387216726.91992,0,false,0,4.0330347090214643E-10,4.0330347090214643E-10,251767343.90651402,0,false,0,1.2749382205990831E-6,1.2749382205990831E-6,79642.010896496053,0,false,0,4.0317086530953072E-3,4.0317086530953072E-3,25.185015186887561,0,true,0.31865128849152874,12.749382205990839,0]
[null,10,4,352.05081220117523,null,184,20,5,1030.8186347310996,1,0.6081436432313394,0.6081436432313394,1.4057698119125991E+19,0,false,0,8.1261464221719712E-17,8.1261464221719712E-17,4436161479123745.5,0,false,0,2.636017701471415E-13,2.636017701471415E-13,1403936296662.6096,0,false,0,7.6003525043869041E-10,7.6003525043869041E-10,486607286.42417133,0,false,0,2.4026522450187111E-6,2.4026522450187111E-6,153929.34685802038,0,false,0,7.5978535195760765E-3,7.5978535195760765E-3,48.676733481342744,0,true,0.6081436432313394,24.026522450187137,0]
[null,10,5,419.30425521768518,null,185,19,6,1032.6013399193214,1,6.5245344304793187E-2,6.5245344304793187E-2,1.5388013247406838E+18,0,false,0,8.5448219226951036E-18,8.5448219226951036E-18,485596653377535.75,0,false,0,2.7718306653554984E-14,2.7718306653554984E-14,153679429935.73679,0,false,0,7.9919380387361221E-11,7.9919380387361221E-11,53265615.083825417,0,false,0,2.5264417485552744E-7,2.5264417485552744E-7,16849.606589525818,0,false,0,7.9893103011731068E-4,7.9893103011731068E-4,5.3283134500683307,0,true,6.5245344304793187E-2,2.5264417485552806,0]
[null,10,6,499.97989161010952,null,186,12,10,1047.666814392102,1,0.5208321278707666,0.5208321278707666,1.4536802459141878E+19,0,false,0,5.7638564576424981E-17,5.7638564576424981E-17,4587351538808496,0,false,0,1.8697211275482976E-13,1.8697211275482976E-13,1451784242118.3433,0,false,0,5.3909120740480971E-10,5.3909120740480971E-10,503191485.40423846,0,false,0,1.7041955606577542E-6,1.7041955606577542E-6,159175.45596568286,0,false,0,5.3891395500261403E-3,5.3891395500261403E-3,50.335698844739433,0,true,0.5208321278707666,17.041955606577552,0]
[null,10,7,594.07772137844802,null,187,18,7,1051.748792539649,1,0.73599484031273865,0.73599484031273865,2.149223333219321E+19,0,false,0,7.784926306875987E-17,7.784926306875987E-17,6782263838693387,0,false,0,2.5253302713798149E-13,2.5253302713798149E-13,2146420147574.2356,0,false,0,7.2812106845003194E-10,7.2812106845003194E-10,743953757.74536812,0,false,0,2.301763923116895E-6,2.301763923116895E-6,235336.21303502549,0,false,0,7.2788166330540749E-3,7.2788166330540749E-3,74.419844910928802,0,true,0.73599484031273865,23.017639231168957,0]
[null,10,8,701.59774452270096,null,188,1,12,1052.6252011011441,1,0.59469708161168677,0.59469708161168677,1.7535108550884739E+19,0,false,0,6.2297363771087007E-17,6.2297363771087007E-17,5533521379282949,0,false,0,2.0208465996567375E-13,2.0208465996567375E-13,1751223788694.9771,0,false,0,5.8266477141293211E-10,5.8266477141293211E-10,606977864.85329938,0,false,0,1.8419419629820501E-6,1.8419419629820501E-6,192006.3856435979,0,false,0,5.8247319208648302E-3,5.8247319208648302E-3,60.717750393042408,0,true,0.59469708161168677,18.419419629820521,0]
[null,10,9,822.5399610428683,null,189,2,12,1060.5521592939022,1,0.64151811712415585,0.64151811712415585,2.0639760484820759E+19,0,false,0,6.1588512021986779E-17,6.1588512021986779E-17,6513250578096557,0,false,0,1.9978523578442903E-13,1.9978523578442903E-13,2061284049032.0984,0,false,0,5.7603490913059211E-10,5.7603490913059211E-10,714445406.12941003,0,false,0,1.8209833910110271E-6,1.8209833910110271E-6,226001.7837779554,0,false,0,5.7584550969318332E-3,5.7584550969318332E-3,71.468039199923254,0,true,0.64151811712415585,18.209833910110287,0]
[null,10,10,956.9043709389498,null,190,9,11,1065.2235835686567,1,0.12996389594412308,0.12996389594412308,4.4005898604127713E+18,0,false,0,1.1855532435357467E-17,1.1855532435357467E-17,1388685904246734.2,0,false,0,3.8457827039274097E-14,3.8457827039274097E-14,439485026595.74384,0,false,0,1.1088432444443314E-10,1.1088432444443314E-10,152326438.68826702,0,false,0,3.5053172982440756E-7,3.5053172982440756E-7,48185.692797156844,0,false,0,1.1084786584039021E-3,1.1084786584039021E-3,15.237653987218543,0,true,0.12996389594412308,3.5053172982440772,0]
[null,10,11,1104.6909742109456,null,191,3,12,1072.4216715428515,1,9.7328333214957097E-2,9.7328333214957097E-2,3.563965345168022E+18,0,false,0,8.2097817658158292E-18,8.2097817658158292E-18,1124673872150951,0,false,0,2.6631479345315131E-14,2.6631479345315131E-14,355931694202.59094,0,false,0,7.6785763094348548E-11,7.6785763094348548E-11,123366677.16334674,0,false,0,2.4273806508004015E-7,2.4273806508004015E-7,39024.800017575333,0,false,0,7.6760516047510942E-4,7.6760516047510942E-4,12.340725328811658,0,true,9.7328333214957097E-2,2.4273806508004032,0]
[null,10,12,1265.8997708588561,null,192,15,9,1079.0152250971837,1,0.35369220027409404,0.35369220027409404,1.3908169322672126E+19,0,false,0,2.7782256039219989E-17,2.7782256039219989E-17,4388974956748151,0,false,0,9.0122076198844512E-14,9.0122076198844512E-14,1389002919735.6931,0,false,0,2.5984633834442703E-10,2.5984633834442703E-10,481431346.43256688,0,false,0,8.2143609500055549E-7,8.2143609500055549E-7,152292.03257089067,0,false,0,2.5976090124762109E-3,2.5976090124762109E-3,48.158969242056216,0,true,0.35369220027409404,8.2143609500055668,0]
[null,10,13,{"$f":"3.141625/2*SQRT($H$2/$I$2)*((1+($D$8-1)/B202)*(B202/$C$2)^2+(1+($D$8-1)/C202)*(C202/$D$2)^2)","v":1440.5307608826804},null,193,4,12,1088.2337378479924,1,{"$f":"ABS(SIN(G202*3.1416*$J$2/$C$2)*SIN(H202*3.1416*$K$2/$D$2))*(1/F202^$N$2)+(1-1/F202^$N$2)","v":0.53652703679519398},{"$f":"$J202*$K202","v":0.53652703679519398},{"$f":"10^(LOG10($I202/22.27)/LOG10(2)*70/20)*$L202","v":2.3291230688841585E+19},{"$f":"IF($I202<22.27,M202,0)","v":0},{"$f":"AND($I202>22.27,$I202<44.45)","v":false},{"$f":"IF($O202=TRUE,$L202,0)","v":0},{"$f":"10^(LOG10(44.45/$I202)/LOG10(2)*70/20)*$L202","v":3.8174846566649737E-17},{"$f":"IF($I202>44.45,Q202,0)","v":3.8174846566649737E-17},{"$f":"10^(LOG10($I202/44.548)/LOG10(2)*70/20)*$L202","v":7349970066767128},{"$f":"IF($I202<44.528,S202,0)","v":0},{"$f":"AND($I202>44.548,$I202<89.095)","v":false},{"$f":"IF($U202=TRUE,$L202,0)","v":0},{"$f":"10^(LOG10(89.095/$I202)/LOG10(2)*70/20)*$L202","v":1.2383430727519078E-13},{"$f":"IF($I202>89.095,W202,0)","v":1.2383430727519078E-13},{"$f":"10^(LOG10($I202/89.09)/LOG10(2)*70/20)*$L202","v":2326085243893.3779},{"$f":"IF($I202<89.09,Y202,0)","v":0},{"$f":"AND($I202>89.09,$I202<176.78)","v":false},{"$f":"IF($AA202=TRUE,$L202,0)","v":0},{"$f":"10^(LOG10(176.78/$I202)/LOG10(2)*70/20)*$L202","v":3.5704782517304226E-10},{"$f":"IF($I202>176.78,AC202,0)","v":3.5704782517304226E-10},{"$f":"10^(LOG10($I202/176.78)/LOG10(2)*70/20)*$L202","v":806226059.69583845},{"$f":"IF($I202<176.78,AE202,0)","v":0},{"$f":"AND($I202>176.78,$I202<353.55)","v":false},{"$f":"IF($AG202=TRUE,$L202,0)","v":0},{"$f":"10^(LOG10(353.55/$I202)/LOG10(2)*70/20)*$L202","v":1.1287131198663499E-6},{"$f":"IF($I202>353.55,AI202,0)","v":1.1287131198663499E-6},{"$f":"10^(LOG10($I202/353.55)/LOG10(2)*70/20)*$L202","v":255034.92087193677},{"$f":"IF($I202<353.55,AK202,0)","v":0},{"$f":"AND($I202>353.55,$I202<707.1)","v":false},{"$f":"IF($AM202=TRUE,$L202,0)","v":0},{"$f":"10^(LOG10(707.1/$I202)/LOG10(2)*70/20)*$L202","v":3.5693042836923202E-3},{"$f":"IF($I202>707.1,AO202,0)","v":3.5693042836923202E-3},{"$f":"10^(LOG10($I202/707.1)/LOG10(2)*70/20)*$L202","v":80.64912328361342},{"$f":"IF($I202<707.1,AQ202,0)","v":0},{"$f":"AND($I202>707.1,$I202<1414.2)","v":true},{"$f":"IF($AS202=TRUE,$L202,0)","v":0.53652703679519398},{"$f":"10^(LOG10(1414.2/$I202)/LOG10(2)*70/20)*$L202","v":11.28713119866352},{"$f":"IF($I202>1414.2,AU202,0)","v":0}]
[null,10,14,1628.5839442824192,null,194,17,8,1088.2609925920817,{"$f":"IF(ABS(I203-I202)>0.0001,1,$M$2)","v":1},0.48390623341097555,0.48390623341097555,2.1013021389212897E+19,0,false,0,3.4420759084230294E-17,3.4420759084230294E-17,6631039822942683,0,false,0,1.1165652885179357E-13,1.1165652885179357E-13,2098561455856.4746,0,false,0,3.2193599391088181E-10,3.2193599391088181E-10,727365834.08818555,0,false,0,1.0177162678650058E-6,1.0177162678650058E-6,230088.92569363728,0,false,0,3.218301418259452E-3,3.218301418259452E-3,72.760506957313126,0,true,0.48390623341097555,10.177162678650081,0]
[null,10,15,1830.059321058073,null,195,13,10,1098.9618672029649,1,0.42960354030259623,0.42960354030259623,2.0902763535599972E+19,0,false,0,2.7272095498834464E-17,2.7272095498834464E-17,6596245958483295,0,false,0,8.8467180821400613E-14,8.8467180821400613E-14,2087550051189.2776,0,false,0,2.550748270531948E-10,2.550748270531948E-10,723549257.96748805,0,false,0,8.0635221262879448E-7,8.0635221262879448E-7,228881.62139326398,0,false,0,2.5499095882233801E-3,2.5499095882233801E-3,72.378723815503605,0,true,0.42960354030259623,8.0635221262879533,0]
[null,10,16,2044.9568912096399,null,196,10,11,1104.6909742109456,1,0.17845521825987154,0.17845521825987154,9.2240240705801196E+18,0,false,0,1.0664109339411922E-17,1.0664109339411922E-17,2910808008371294.5,0,false,0,3.4593003286793667E-14,3.4593003286793667E-14,921199337490.26929,0,false,0,9.9740991503314012E-11,9.9740991503314012E-11,319289636.52943295,0,false,0,3.1530500331071272E-7,3.1530500331071272E-7,101001.45760388063,0,false,0,9.9708196810878468E-4,9.9708196810878468E-4,31.939465302519501,0,true,0.17845521825987154,3.1530500331071316,0]
[null,10,17,2273.2766547371225,null,197,5,12,1107.9883582093246,1,0.67609662563412021,0.67609662563412021,3.6178412749455585E+19,0,false,0,3.9026044987544774E-17,3.9026044987544774E-17,1.1416753984538972E+16,0,false,0,1.2659548580727146E-13,1.2659548580727146E-13,3613122602590.1074,0,false,0,3.6500905022841566E-10,3.6500905022841566E-10,1252315927.2565849,0,false,0,1.1538804463046344E-6,1.1538804463046344E-6,396147.32068452408,0,false,0,3.6488903578542585E-3,3.6488903578542585E-3,125.27278223362302,0,true,0.67609662563412021,11.538804463046349,0]
[null,10,18,2515.0186116405189,null,198,20,6,1111.4942711235237,1,0.35223109483492915,0.35223109483492915,1.9553328517313434E+19,0,false,0,1.9598426370726645E-17,1.9598426370726645E-17,6170407275935392,0,false,0,6.3574782129524698E-14,6.3574782129524698E-14,1952782553259.9685,0,false,0,1.8330330418656443E-10,1.8330330418656443E-10,676838558.47104013,0,false,0,5.7946535383587818E-7,5.7946535383587818E-7,214105.54288937259,0,false,0,1.8324303432767615E-3,1.8324303432767615E-3,67.706117519728551,0,true,0.35223109483492915,5.7946535383587827,0]
[null,10,19,2770.1827619198293,null,199,19,7,1126.6991696876601,1,0.17037580185838483,0.17037580185838483,1.1076623701822722E+19,0,false,0,8.0945915050257145E-18,8.0945915050257145E-18,3495429405894138.5,0,false,0,2.6257816909635351E-14,2.6257816909635351E-14,1106217670039.793,0,false,0,7.5708393155888402E-11,7.5708393155888402E-11,383417381.4667719,0,false,0,2.3933224238975945E-7,2.3933224238975945E-7,121287.10101506011,0,false,0,7.5683500346714083E-4,7.5683500346714083E-4,38.354349000651041,0,true,0.17037580185838483,2.3933224238975992,0]
[null,10,20,3038.7691055750538,null,200,6,12,1131.6855326268483,1,0.1927992835818125,0.1927992835818125,1.3194792435759835E+19,0,false,0,8.7015131731823902E-18,8.7015131731823902E-18,4163855948002904,0,false,0,2.822659297832926E-14,2.822659297832926E-14,1317758275253.4128,0,false,0,8.1384907435713681E-11,8.1384907435713681E-11,456737802.14128947,0,false,0,2.5727705451581685E-7,2.5727705451581685E-7,144480.67986325195,0,false,0,8.1358148196929029E-4,8.1358148196929029E-4,45.688802625750043,0,true,0.1927992835818125,2.5727705451581704,0]
[null,11,1,274.23358810561177,null,201,16,9,1142.1379400766207,1,0.16916352622218717,0.16916352622218717,1.2883299188570976E+19,0,false,0,6.8607703055296224E-18,6.8607703055296224E-18,4065558607109918.5,0,false,0,2.2255459145753009E-14,2.2255459145753009E-14,1286649577927.0166,0,false,0,6.4168512434603851E-11,6.4168512434603851E-11,445955461.92672735,0,false,0,2.0285193400111784E-7,2.0285193400111784E-7,141069.88303974914,0,false,0,6.4147413921368567E-4,6.4147413921368567E-4,44.610213965916472,0,true,0.16916352622218717,2.0285193400111785,0]
[null,11,2,301.22045099437872,null,202,11,11,1148.1009189094259,1,0.32246905386215946,0.32246905386215946,2.6091699586286412E+19,0,false,0,1.231006172227782E-17,1.231006172227782E-17,8233708794192738,0,false,0,3.9932261763820116E-14,3.9932261763820116E-14,2605766874518.8477,0,false,0,1.1513551882943366E-10,1.1513551882943366E-10,903164303.73502493,0,false,0,3.6397076666807614E-7,3.6397076666807614E-7,285699.56771716999,0,false,0,1.1509766243888143E-3,1.1509766243888143E-3,90.346136051177041,0,true,0.32246905386215946,3.6397076666807573,0]
[null,11,3,341.62950725906001,null,203,14,10,1154.1994740700193,1,0.98425874085816234,0.98425874085816234,8.4698265490196234E+19,0,false,0,3.5328935935275591E-17,3.5328935935275591E-17,2.6728073083672856E+16,0,false,0,1.1460253810519494E-13,1.1460253810519494E-13,8458779536905.1875,0,false,0,3.3043013596256216E-10,3.3043013596256216E-10,2931830857.7806492,0,false,0,1.04456827171377E-6,1.04456827171377E-6,927431.26054009655,0,false,0,3.3032149101611553E-3,3.3032149101611553E-3,293.27951565477514,0,true,0.98425874085816234,10.445682717137716,0]
[null,11,4,395.46075689965562,null,204,18,8,1159.2688156839017,1,0.36933165637796173,0.36933165637796173,3.3443424718452892E+19,0,false,0,1.2598209801951416E-17,1.2598209801951416E-17,1.055367893155489E+16,0,false,0,4.0866977186362572E-14,4.0866977186362572E-14,3339980518080.6899,0,false,0,1.1783055638500287E-10,1.1783055638500287E-10,1157644303.7168763,0,false,0,3.7249042155192615E-7,3.7249042155192615E-7,366199.67792614357,0,false,0,1.1779181387003576E-3,1.1779181387003576E-3,115.80250606666991,0,true,0.36933165637796173,3.7249042155192607,0]
[null,11,5,462.71419991616551,null,205,7,12,1159.3252611005632,1,0.46811808124460558,0.46811808124460558,4.2412657002589807E+19,0,false,0,1.5958860020259175E-17,1.5958860020259175E-17,1.3384082772854234E+16,0,false,0,5.1768495573654497E-14,5.1768495573654497E-14,4235733908869.8335,0,false,0,1.4926258452738772E-10,1.4926258452738772E-10,1468114321.3617799,0,false,0,4.7185454043746587E-7,4.7185454043746587E-7,464411.20982955268,0,false,0,1.4921350720744175E-3,1.4921350720744175E-3,146.85971939757621,0,true,0.46811808124460558,4.718545404374674,0]
[null,11,6,543.38983630858979,null,206,8,12,1190.9075436304695,1,0.69777272192113204,0.69777272192113204,8.6411221817920635E+19,0,false,0,1.7403810361608799E-17,1.7403810361608799E-17,2.7268627505319864E+16,0,false,0,5.6455729201579399E-14,5.6455729201579399E-14,8629851752477.8262,0,false,0,1.6277714773489638E-10,1.6277714773489638E-10,2991124849.1107826,0,false,0,5.1457728995760442E-7,5.1457728995760442E-7,946187.83409065322,0,false,0,1.6272362684629225E-3,1.6272362684629225E-3,299.21086500679814,0,true,0.69777272192113204,5.1457728995760563,0]
[null,11,7,637.48766607692846,null,207,12,11,1195.4534176640977,1,0.16940211391977061,0.16940211391977061,2.1928692509248434E+19,0,false,0,4.0421406990573565E-18,4.0421406990573565E-18,6919996444135255,0,false,0,1.3112186122417145E-14,1.3112186122417145E-14,2190009138850.4968,0,false,0,3.7805981567525784E-11,3.7805981567525784E-11,759061794.20922315,0,false,0,1.1951370207621515E-7,1.1951370207621515E-7,240115.36503309352,0,false,0,3.7793551015963549E-4,3.7793551015963549E-4,75.931145470732787,0,true,0.16940211391977061,1.1951370207621563,0]
[null,11,8,745.00768922118129,null,208,20,7,1205.5921008918624,1,0.91978448211743358,0.91978448211743358,1.3134811124150513E+20,0,false,0,1.9894582864426984E-17,1.9894582864426984E-17,4.1449277577847208E+16,0,false,0,6.4535475820287605E-14,6.4535475820287605E-14,13117679673255.98,0,false,0,1.8607324412075487E-10,1.8607324412075487E-10,4546615487.5819197,0,false,0,5.8822179295841757E-7,5.8822179295841757E-7,1438238.9494430732,0,false,0,1.8601206350965975E-3,1.8601206350965975E-3,454.81108998078599,0,true,0.91978448211743358,5.882217929584189,0]
[null,11,9,865.94990574134863,null,209,17,9,1209.2032091122492,1,0.5361741228926431,0.5361741228926431,7.927669854697164E+19,0,false,0,1.1200893231088592E-17,1.1200893231088592E-17,2.5017199352695392E+16,0,false,0,3.633426140203524E-14,3.633426140203524E-14,7917329965867.4736,0,false,0,1.0476150994276644E-10,1.0476150994276644E-10,2744163292.5752349,0,false,0,3.3117605651876439E-7,3.3117605651876439E-7,868066.04644561594,0,false,0,1.0472706451119551E-3,1.0472706451119551E-3,274.50658662256569,0,true,0.5361741228926431,3.3117605651876603,0]
[null,11,10,1000.3143156374301,null,210,15,10,1213.379634993265,1,0.63214677548357068,0.63214677548357068,9.7289875575379067E+19,0,false,0,1.2686876704371988E-17,1.2686876704371988E-17,3.070158390647518E+16,0,false,0,4.115460124846156E-14,4.115460124846156E-14,9716298248874.0762,0,false,0,1.1865985440507106E-10,1.1865985440507106E-10,3367689500.0235076,0,false,0,3.7511202988990221E-7,3.7511202988990221E-7,1065307.1986829212,0,false,0,1.1862083921812536E-3,1.1862083921812536E-3,336.87971556115542,0,true,0.63214677548357068,3.7511202988990338,0]
[null,11,11,1148.1009189094259,null,211,9,12,1226.4323802165673,1,0.28459091395394243,0.28459091395394243,4.960199739559243E+19,0,false,0,5.0434696161683946E-18,5.0434696161683946E-18,1.5652809462066388E+16,0,false,0,1.6360368733670394E-14,1.6360368733670394E-14,4953730258006.6035,0,false,0,4.717137119687656E-11,4.717137119687656E-11,1716973372.8347318,0,false,0,1.4911992679467035E-7,1.4911992679467035E-7,543133.23541703203,0,false,0,4.7155861318873017E-4,4.7155861318873017E-4,171.75380968542561,0,true,0.28459091395394243,1.491199267946705,0]
[null,11,12,1309.3097155573364,null,212,1,13,1227.2561911249686,1,0.79774545576655898,0.79774545576655898,1.4013064018959634E+20,0,false,0,1.4027558389403153E-17,1.4027558389403153E-17,4.422076379690356E+16,0,false,0,4.5503600725184877E-14,4.5503600725184877E-14,13994787081754.193,0,false,0,1.3119919700737769E-10,1.3119919700737769E-10,4850622768.3726311,0,false,0,4.1475187506432173E-7,4.1475187506432173E-7,1534406.1123231794,0,false,0,1.311560589028852E-3,1.311560589028852E-3,485.22181706253923,0,true,0.79774545576655898,4.1475187506432221,0]
[null,11,13,1483.940705581161,null,213,19,8,1234.2191928319128,1,8.5496763917995058E-2,8.5496763917995058E-2,1.6039325788337906E+19,0,false,0,1.407666444422305E-18,1.407666444422305E-18,5061500013045203,0,false,0,4.566289447037494E-15,4.566289447037494E-15,1601840604160.3286,0,false,0,1.3165848398959674E-11,1.3165848398959674E-11,555201337.50187886,0,false,0,4.1620379048311335E-8,4.1620379048311335E-8,175627.82482025374,0,false,0,1.3161519487221504E-4,1.3161519487221504E-4,55.538394693305428,0,true,8.5496763917995058E-2,0.41620379048311357,0]
[null,11,14,1671.9938889808998,null,214,2,13,1235.1831493177267,1,0.86055267219535214,0.86055267219535214,1.6291312902571111E+20,0,false,0,1.4040589530470468E-17,1.4040589530470468E-17,5.1410191149581624E+16,0,false,0,4.5545872075883904E-14,4.5545872075883904E-14,16270064494477.488,0,false,0,1.3132107675270953E-10,1.3132107675270953E-10,5639238726.4467163,0,false,0,4.1513716593546778E-7,4.1513716593546778E-7,1783870.3984833732,0,false,0,1.3127789857433475E-3,1.3127789857433475E-3,564.10935097596189,0,true,0.86055267219535214,4.1513716593546892,0]
[null,11,15,1873.4692657565536,null,215,13,11,1246.7484704749606,1,0.13972975932224926,0.13972975932224926,2.9479942872192848E+19,0,false,0,2.0456799927126004E-18,2.0456799927126004E-18,9302930385058246,0,false,0,6.6359235881144821E-15,6.6359235881144821E-15,2944149281844.5537,0,false,0,1.9133163799959772E-11,1.9133163799959772E-11,1020448360.9916493,0,false,0,6.0484482702282722E-8,6.0484482702282722E-8,322800.24178030778,0,false,0,1.9126872843626931E-4,1.9126872843626931E-4,102.07839932788194,0,true,0.13972975932224926,0.60484482702282794,0]
[null,11,16,2088.3668359081207,null,216,3,13,1247.0526615666761,1,0.13055930143316791,0.13055930143316791,2.7623416562515419E+19,0,false,0,1.9060081616577821E-18,1.9060081616577821E-18,8717069852972632,0,false,0,6.1828460776565157E-15,6.1828460776565157E-15,2758738793599.7549,0,false,0,1.7826818706234334E-11,1.7826818706234334E-11,956184694.06185329,0,false,0,5.6354815071213019E-8,5.6354815071213019E-8,302471.6019239318,0,false,0,1.7820957274261763E-4,1.7820957274261763E-4,95.649918959939313,0,true,0.13055930143316791,0.5635481507121316,0]
[null,11,17,2316.6865994356031,null,217,4,13,1262.864727871817,1,0.71971431966558386,0.71971431966558386,1.7629977126744267E+20,0,false,0,9.0751759032969916E-18,9.0751759032969916E-18,5.5634588781708216E+16,0,false,0,2.9438706961748038E-14,2.9438706961748038E-14,17606982727771.789,0,false,0,8.4879760123666447E-11,8.4879760123666447E-11,6102617410.5228996,0,false,0,2.6832511531546152E-7,2.6832511531546152E-7,1930451.8003195864,0,false,0,8.4851851782418992E-4,8.4851851782418992E-4,610.46246021824561,0,true,0.71971431966558386,2.6832511531546208,0]
[null,11,18,2558.4285563389985,null,218,10,12,1265.8997708588561,1,0.39077570963448544,0.39077570963448544,9.8432815785054241E+19,0,false,0,4.7918335654763727E-18,4.7918335654763727E-18,3.1062259408832452E+16,0,false,0,1.5544093651372579E-14,1.5544093651372579E-14,9830443198614.8184,0,false,0,4.481782919958683E-11,4.481782919958683E-11,3407252380.7499237,0,false,0,1.4167982061502897E-7,1.4167982061502897E-7,1077822.1949847466,0,false,0,4.4803093162757124E-4,4.4803093162757124E-4,340.83730488338983,0,true,0.39077570963448544,1.4167982061502939,0]
[null,11,19,2813.5927066183099,null,219,16,10,1276.5023499727022,1,0.30234248181869938,0.30234248181869938,8.3912577701558518E+19,0,false,0,3.3647887116035044E-18,3.3647887116035044E-18,2.6480135059037756E+16,0,false,0,1.0914943128882616E-14,1.0914943128882616E-14,8380313233605.3359,0,false,0,3.1470735305964531E-11,3.1470735305964531E-11,2904634271.2864985,0,false,0,9.9486481438355822E-8,9.9486481438355822E-8,918828.11604841484,0,false,0,3.1460387774126975E-4,3.1460387774126975E-4,290.5589624914503,0,true,0.30234248181869938,0.99486481438356245,0]
[null,11,20,3082.1790502735344,null,220,18,9,1280.2110322040694,1,0.40922406706581854,0.40922406706581854,1.1747302160331596E+20,0,false,0,4.4032232778404625E-18,4.4032232778404625E-18,3.7070741515205432E+16,0,false,0,1.4283491708011961E-14,1.4283491708011961E-14,11731980407456.803,0,false,0,4.1183172599250758E-11,4.1183172599250758E-11,4066329194.5831347,0,false,0,1.3018980638788846E-7,1.3018980638788846E-7,1286309.1336578617,0,false,0,4.1169631632206682E-4,4.1169631632206682E-4,406.76666374368,0,true,0.40922406706581854,1.3018980638788864,0]
[null,12,1,321.5860868602835,null,221,5,13,1282.6193482331494,1,0.90693737607896929,0.90693737607896929,2.660996325490939E+20,0,false,0,9.5476576609557729E-18,9.5476576609557729E-18,8.397256289898784E+16,0,false,0,3.0971377199405171E-14,3.0971377199405171E-14,26575256453685.113,0,false,0,8.9298863255134141E-11,8.9298863255134141E-11,9211040030.5875664,0,false,0,2.8229495165352926E-7,2.8229495165352926E-7,2913744.6465515723,0,false,0,8.9269501919226615E-4,8.9269501919226615E-4,921.40696032252686,0,true,0.90693737607896929,2.8229495165352891,0]
[null,12,2,348.57294974905051,null,222,14,11,1301.9860773420153,1,0.32013292272698712,0.32013292272698712,1.1180741968588389E+20,0,false,0,2.8312392323375693E-18,2.8312392323375693E-18,3.5282858124256052E+16,0,false,0,9.1841770327680362E-15,9.1841770327680362E-15,11166159167953.543,0,false,0,2.6480468197450737E-11,2.6480468197450737E-11,3870214357.5992093,0,false,0,8.3711059884430845E-8,8.3711059884430845E-8,1224271.7790840443,0,false,0,2.6471761458155311E-4,2.6471761458155311E-4,387.14872969720625,0,true,0.32013292272698712,0.83711059884431005,0]
[null,12,3,388.98200601373179,null,223,6,13,1306.3165226506728,1,0.25862705082663812,0.25862705082663812,9.3881697044243366E+19,0,false,0,2.2006626711224809E-18,2.2006626711224809E-18,2.9626071387591752E+16,0,false,0,7.138667524151906E-15,7.138667524151906E-15,9375924917136.5527,0,false,0,2.0582710641467953E-11,2.0582710641467953E-11,3249715384.159626,0,false,0,6.506684512691942E-8,6.506684512691942E-8,1027988.2371553867,0,false,0,2.0575943076249237E-4,2.0575943076249237E-4,325.07842372723638,0,true,0.25862705082663812,0.65066845126919248,0]
[null,12,4,442.81325565432735,null,224,11,12,1309.3097155573364,1,0.70613274628171785,0.70613274628171785,2.6323884793757109E+20,0,false,0,5.8507189404916713E-18,5.8507189404916713E-18,8.306979045458248E+16,0,false,0,1.8978982031864495E-14,1.8978982031864495E-14,26289551118500.285,0,false,0,5.4721542095895932E-11,5.4721542095895932E-11,9112013957.8222389,0,false,0,1.7298781325168993E-7,1.7298781325168993E-7,2882419.5531386067,0,false,0,5.4703549732720022E-4,5.4703549732720022E-4,911.50109601227132,0,true,0.70613274628171785,1.7298781325169064,0]
[null,12,5,510.06669867083724,null,225,20,8,1313.1121240361153,1,0.4615596573297035,0.4615596573297035,1.7796493457228684E+20,0,false,0,3.6974963886406999E-18,3.6974963886406999E-18,5.616006124859492E+16,0,false,0,1.1994204171598439E-14,1.1994204171598439E-14,17773281874597.246,0,false,0,3.4582537007566799E-11,3.4582537007566799E-11,6160257046.1415215,0,false,0,1.0932362693929442E-7,1.0932362693929442E-7,1948685.0485907188,0,false,0,3.4571166319871384E-4,3.4571166319871384E-4,616.22831958625659,0,true,0.4615596573297035,1.093236269392948,0]
[null,12,6,590.74233506326163,null,226,7,13,1333.9562511243876,1,0.62794838518963114,0.62794838518963114,2.9077354510148157E+20,0,false,0,4.1887025175418139E-18,4.1887025175418139E-18,9.1758863293022544E+16,0,false,0,1.3587613868624915E-14,1.3587613868624915E-14,29039429543719.352,0,false,0,3.917676844028819E-11,3.917676844028819E-11,10065127629.484612,0,false,0,1.238470855020287E-7,1.238470855020287E-7,3183919.6930944826,0,false,0,3.9163887176002938E-4,3.9163887176002938E-4,1006.8438117242824,0,true,0.62794838518963114,1.2384708550202896,0]
[null,12,7,684.84016483160008,null,227,17,10,1343.5676190083307,1,0.95829295252101598,0.95829295252101598,4.8237052630187036E+20,0,false,0,5.8803386514477436E-18,5.8803386514477436E-18,1.5222076397654762E+17,0,false,0,1.9075064576204848E-14,1.9075064576204848E-14,48174138082683.383,0,false,0,5.4998574077167707E-11,5.4998574077167707E-11,16697258033.689331,0,false,0,1.738635772525848E-7,1.738635772525848E-7,5281873.2788255317,0,false,0,5.4980490626280838E-4,5.4980490626280838E-4,1670.2749873470327,0,true,0.95829295252101598,1.7386357725258486,0]
[null,12,8,792.36018797585302,null,228,19,9,1355.1614093520802,1,9.4731477378920334E-2,9.4731477378920334E-2,5.2694096300040577E+19,0,false,0,5.2603322200849488E-19,5.2603322200849488E-19,1.6628577324864024E+16,0,false,0,1.7063843213470162E-15,1.7063843213470162E-15,5262536852659.5205,0,false,0,4.9199678526274625E-12,4.9199678526274625E-12,1824006390.9361494,0,false,0,1.5553188881321232E-8,1.5553188881321232E-8,576991.18006406899,0,false,0,4.9183501743781424E-5,4.9183501743781424E-5,182.46063188307937,0,true,9.4731477378920334E-2,0.15553188881321273,0]
[null,12,9,913.30240449602047,null,229,12,12,1356.6622143120082,1,0.3709515021532212,0.3709515021532212,2.0901324199085978E+20,0,false,0,2.0335131247789567E-18,2.0335131247789567E-18,6.5957917497539512E+16,0,false,0,6.5964558286399745E-15,6.5964558286399745E-15,20874063052674.215,0,false,0,1.9019367566953694E-11,1.9019367566953694E-11,7234994353.2728777,0,false,0,6.0124745736728815E-8,6.0124745736728815E-8,2288658.6090903259,0,false,0,1.9013114026656181E-4,1.9013114026656181E-4,723.7373991278364,0,true,0.3709515021532212,0.60124745736728913,0]
[null,12,10,1047.666814392102,null,230,15,11,1361.1662382652607,1,0.20560751601916319,0.20560751601916319,1.2040143201938086E+20,0,false,0,1.084508183774325E-18,1.084508183774325E-18,3.7994854508152512E+16,0,false,0,3.5180054866100037E-15,3.5180054866100037E-15,12024439502807.861,0,false,0,1.0143362009928126E-11,1.0143362009928126E-11,4167696134.8902893,0,false,0,3.2065580499226187E-8,3.2065580499226187E-8,1318374.7178564449,0,false,0,1.0140026887303385E-4,1.0140026887303385E-4,416.90669180082244,0,true,0.20560751601916319,0.32065580499226187,0]
[null,12,11,1195.4534176640977,null,231,8,13,1365.538533654294,1,0.93601437653247588,0.93601437653247588,5.6894308007884004E+20,0,false,0,4.7564477701723194E-18,4.7564477701723194E-18,1.7954030270616752E+17,0,false,0,1.542930666876578E-14,1.542930666876578E-14,56820101988885.883,0,false,0,4.4486867260204254E-11,4.4486867260204254E-11,19693967389.32021,0,false,0,1.4063357118618453E-7,1.4063357118618453E-7,6229827.6697786618,0,false,0,4.4472240043177101E-4,4.4472240043177101E-4,1970.0444866839887,0,true,0.93601437653247588,1.4063357118618474,0]
[null,12,12,1356.6622143120082,null,232,9,13,1401.0633702403918,1,0.38175924412464424,0.38175924412464424,3.1279406894896067E+20,0,false,0,1.4391535319508977E-18,1.4391535319508977E-18,9.8707838780652912E+16,0,false,0,4.6684295215341492E-15,4.6684295215341492E-15,31238609839029.414,0,false,0,1.3460345879217855E-11,1.3460345879217855E-11,10827368165.898075,0,false,0,4.2551355646680915E-8,4.2551355646680915E-8,3425040.5952927074,0,false,0,1.3455920137137872E-4,1.3455920137137872E-4,1083.0929359663933,0,true,0.38175924412464424,0.42551355646680983,0]
[null,12,13,1531.2932043358328,null,233,13,12,1407.9572671228711,1,0.30597589910031869,0.30597589910031869,2.6542440129965176E+20,0,false,0,1.0894821170866675E-18,1.0894821170866675E-18,8.3759481437650144E+16,0,false,0,3.5341402884903993E-15,3.5341402884903993E-15,26507821397696.621,0,false,0,1.0189883010834569E-11,1.0189883010834569E-11,9187666897.7164898,0,false,0,3.2212644450804518E-8,3.2212644450804518E-8,2906350.9819328166,0,false,0,1.018653259217259E-4,1.018653259217259E-4,919.06887827745925,0,true,0.30597589910031869,0.32212644450804506,0]
[null,12,14,1719.3463877355716,null,234,18,10,1414.5754421001504,1,0.73139773578681666,0.73139773578681666,6.7001842290149648E+20,0,false,0,2.4660790403574696E-18,2.4660790403574696E-18,2.114364594253857E+17,0,false,0,7.9996441928158469E-15,7.9996441928158469E-15,66914453232158.539,0,false,0,2.3065139411292149E-11,2.3065139411292149E-11,23192690855.889072,0,false,0,7.291439305772148E-8,7.291439305772148E-8,7336585.075742228,0,false,0,2.3057555627116946E-4,2.3057555627116946E-4,2320.0319086944296,0,false,0,0.72914393057721749,0.72914393057721749]
[null,12,15,1920.8217645112252,null,235,1,14,1415.3093745247074,1,0.11111812521770814,0.11111812521770814,1.0240877832552861E+20,0,false,0,3.7240811737380282E-19,3.7240811737380282E-19,3.2316946464637932E+16,0,false,0,1.2080441805607999E-15,1.2080441805607999E-15,10227520876442.34,0,false,0,3.4831183447706951E-12,3.4831183447706951E-12,3544880342.76401,0,false,0,1.1010965749152732E-8,1.1010965749152732E-8,1121358.2925592477,0,false,0,3.4819731005424941E-5,3.4819731005424941E-5,354.60462776046592,0,false,0,0.1101096574915274,0.1101096574915274]
[null,12,16,2135.7193346627923,null,236,2,14,1423.2363327174655,1,0.11986655504486916,0.11986655504486916,1.1788338403045034E+20,0,false,0,3.7646964684286781E-19,3.7646964684286781E-19,3.7200238818128744E+16,0,false,0,1.2212192613669878E-15,1.2212192613669878E-15,11772963127483.951,0,false,0,3.5211056687347495E-12,3.5211056687347495E-12,4080533891.9259257,0,false,0,1.1131052717687162E-8,1.1131052717687162E-8,1290802.5307879474,0,false,0,3.519947934329871E-5,3.519947934329871E-5,408.18760067995242,0,false,0,0.11131052717687194,0.11131052717687194]
[null,12,17,2364.0390981902751,null,237,16,11,1424.288953244698,1,9.8337742253384985E-2,9.8337742253384985E-2,9.7545663175962231E+19,0,false,0,3.0620974913205802E-19,3.0620974913205802E-19,3.0782302320751472E+16,0,false,0,9.9330516230039674E-16,9.9330516230039674E-16,9741843647107.3984,0,false,0,2.8639676333342237E-12,2.8639676333342237E-12,3376543589.0192056,0,false,0,9.053683049463342E-9,9.053683049463342E-9,1068108.0283748559,0,false,0,2.8630259649563117E-5,2.8630259649563117E-5,337.76541567763053,0,false,0,9.0536830494633735E-2,9.0536830494633735E-2]
[null,12,18,2605.7810550936706,null,238,20,9,1434.0543405562828,1,0.51141383876575131,0.51141383876575131,5.4924057386205715E+20,0,false,0,1.4708515841249272E-18,1.4708515841249272E-18,1.7332281970287453E+17,0,false,0,4.7712539382896127E-15,4.7712539382896127E-15,54852421122604.625,0,false,0,1.3756816503433658E-11,1.3756816503433658E-11,19011965044.081329,0,false,0,4.3488569822527726E-8,4.3488569822527726E-8,6014088.6570530105,0,false,0,1.3752293282245172E-4,1.3752293282245172E-4,1901.8218206470847,0,false,0,0.43488569822527645,0.43488569822527645]
[null,12,19,2860.945205372981,null,239,3,14,1435.1058449664149,1,1.8185631394223228E-2,1.8185631394223228E-2,1.9697885298549154E+19,0,false,0,5.1858944981715606E-20,5.1858944981715606E-20,6216024788776428,0,false,0,1.6822376788393731E-16,1.6822376788393731E-16,1967219377154.2898,0,false,0,4.8503465466882161E-13,4.8503465466882161E-13,681842392.1325146,0,false,0,1.533309936978927E-9,1.533309936978927E-9,215688.41447552861,0,false,0,4.8487517598226647E-6,4.8487517598226647E-6,68.206665465309953,0,false,0,1.5333099369789327E-2,1.5333099369789327E-2]
[null,12,20,3129.531549028206,null,240,10,13,1440.5307608826804,1,0.52419888414454407,0.52419888414454407,5.9325163068123015E+20,0,false,0,1.4306709435854572E-18,1.4306709435854572E-18,1.8721130651360867E+17,0,false,0,4.6409130925604013E-15,4.6409130925604013E-15,59247786537292.531,0,false,0,1.3381008566821993E-11,1.3381008566821993E-11,20535407982.602226,0,false,0,4.2300551527225383E-8,4.2300551527225383E-8,6496002.066581307,0,false,0,1.3376608910734629E-4,1.3376608910734629E-4,2054.2162215557687,0,false,0,0.42300551527225416,0.42300551527225416]
[null,13,1,372.88113967114646,null,241,4,14,1450.9179112715558,1,0.10024915255296701,0.10024915255296701,1.2333960821007922E+20,0,false,0,2.516780664577519E-19,2.516780664577519E-19,3.8922049268318912E+16,0,false,0,8.1641137605469198E-16,8.1641137605469198E-16,12317873901893.377,0,false,0,2.3539349690799203E-12,2.3539349690799203E-12,4269401117.5322652,0,false,0,7.4413484569610322E-9,7.4413484569610322E-9,1350547.2355869655,0,false,0,2.3531609986976239E-5,2.3531609986976239E-5,427.08053520988358,0,false,0,7.4413484569610208E-2,7.4413484569610208E-2]
[null,13,2,399.86800255991346,null,242,14,12,1463.1948739899256,1,0.70101715867913639,0.70101715867913639,9.5125422800159231E+20,0,false,0,1.5956851731996789E-18,1.5956851731996789E-18,3.0018551596103379E+17,0,false,0,5.176198094404479E-15,5.176198094404479E-15,95001352762598.812,0,false,0,1.4924380108695827E-11,1.4924380108695827E-11,32927669570.425648,0,false,0,4.7179516151353737E-8,4.7179516151353737E-8,10416068.176410682,0,false,0,1.4919472994297971E-4,1.4919472994297971E-4,3293.8499701054166,0,false,0,0.47179516151353929,0.47179516151353929]
[null,13,3,440.27705882459475,null,243,5,14,1470.6725316328882,1,0.12632748979174702,0.12632748979174702,1.8188849518694367E+20,0,false,0,2.7100482074473021E-19,2.7100482074473021E-19,5.73982119267676E+16,0,false,0,8.7910488877981286E-16,8.7910488877981286E-16,18165126194513.133,0,false,0,2.5346973350470409E-12,2.5346973350470409E-12,6296071115.2472858,0,false,0,8.0127813005760057E-9,8.0127813005760057E-9,1991647.3542010621,0,false,0,2.5338639302626354E-5,2.5338639302626354E-5,629.81419351234877,0,false,0,8.0127813005759885E-2,8.0127813005759885E-2]
[null,13,4,494.10830846519031,null,244,11,13,1483.940705581161,1,0.9472287773593322,0.9472287773593322,1.5139556676323579E+21,0,false,0,1.8305564351752493E-18,1.8305564351752493E-18,4.777561558755001E+17,0,false,0,5.9380903517791055E-15,5.9380903517791055E-15,151198104790383.91,0,false,0,1.7121121702342045E-11,1.7121121702342045E-11,52405582546.318741,0,false,0,5.4123938951025031E-8,5.4123938951025031E-8,16577550.96999759,0,false,0,1.7115492302514367E-4,1.7115492302514367E-4,5242.2819092726013,0,false,0,0.54123938951025174,0.54123938951025174]
[null,13,5,561.36175148170025,null,245,19,10,1489.525819248162,1,0.16931161590635024,0.16931161590635024,2.8269226461151733E+20,0,false,0,3.1321755678818496E-19,3.1321755678818496E-19,8.9208668737145616E+16,0,false,0,1.0160375917575419E-15,1.0160375917575419E-15,28232355518709.898,0,false,0,2.9295113802745617E-12,2.9295113802745617E-12,9785394067.3658619,0,false,0,9.2608824269161907E-9,9.2608824269161907E-9,3095431.0787384864,0,false,0,2.9285481612083058E-5,2.9285481612083058E-5,978.86125488856021,0,false,0,9.2608824269162143E-2,9.2608824269162143E-2]
[null,13,6,642.03738787412453,null,246,17,11,1491.3542222803264,1,0.31168747706700406,0.31168747706700406,5.2788696186683517E+20,0,false,0,5.6843954723065428E-19,5.6843954723065428E-19,1.6658430033998688E+17,0,false,0,1.8439450027973907E-15,1.8439450027973907E-15,52719845028645.492,0,false,0,5.3165925297618259E-12,5.3165925297618259E-12,18272809664.566479,0,false,0,1.6807013845882657E-8,1.6807013845882657E-8,5780270.3235229105,0,false,0,5.3148444418975477E-5,5.3148444418975477E-5,1827.8819713810744,0,false,0,0.16807013845882707,0.16807013845882707]
[null,13,7,736.13521764246309,null,247,6,14,1494.3697060504117,1,3.6024214002982009E-2,3.6024214002982009E-2,6.2461962301606609E+19,0,false,0,6.4174119281888831E-20,6.4174119281888831E-20,1.9711004513312048E+16,0,false,0,2.0817261419488734E-16,2.0817261419488734E-16,6238049451118.0713,0,false,0,6.0021799123644398E-13,6.0021799123644398E-13,2162121118.4611502,0,false,0,1.8974318668936448E-9,1.8974318668936448E-9,683947.61212545109,0,false,0,6.0002064043693679E-6,6.0002064043693679E-6,216.2832254549821,0,false,0,1.897431866893649E-2,1.897431866893649E-2]
[null,13,8,843.65524078671592,null,248,7,14,1522.0094345241266,1,8.7467057056076103E-2,8.7467057056076103E-2,1.8767493807623091E+20,0,false,0,1.259126199644976E-19,1.259126199644976E-19,5.9224228876988016E+16,0,false,0,4.0844439396201E-16,4.0844439396201E-16,18743015770174.512,0,false,0,1.1776557383583245E-12,1.1776557383583245E-12,6496368863.0395508,0,false,0,3.7228499625413657E-9,3.7228499625413657E-9,2055007.8963774007,0,false,0,1.1772685268703295E-5,1.1772685268703295E-5,649.8505562183891,0,false,0,3.7228499625413754E-2,3.7228499625413754E-2]
[null,13,9,964.59745730688348,null,249,15,12,1522.3750349131712,1,0.45023297027700016,0.45023297027700016,9.6875026745036059E+20,0,false,0,6.463224891754128E-19,6.463224891754128E-19,3.0570670837690227E+17,0,false,0,2.0965872798906348E-15,2.0965872798906348E-15,96748674736781.562,0,false,0,6.0450285954027868E-12,6.0450285954027868E-12,33533295058.125916,0,false,0,1.9109773550060321E-8,1.9109773550060321E-8,10607646.762188358,0,false,0,6.0430409988232467E-5,6.0430409988232467E-5,3354.4324383025614,0,false,0,0.19109773550060374,0.19109773550060374]
[null,13,10,1098.9618672029649,null,250,12,13,1531.2932043358328,1,0.49760606584872763,0.49760606584872763,1.1459186800595683E+21,0,false,0,6.674274213741827E-19,6.674274213741827E-19,3.6161541268071245E+17,0,false,0,2.1650489737539379E-15,2.1650489737539379E-15,114442408303712.08,0,false,0,6.2424221888213601E-12,6.2424221888213601E-12,39665980492.774094,0,false,0,1.9733781660349691E-8,1.9733781660349691E-8,12547610.033963524,0,false,0,6.2403696895164194E-5,6.2403696895164194E-5,3967.9026898907437,0,false,0,0.19733781660349653,0.19733781660349653]
[null,13,11,1246.7484704749606,null,251,8,14,1553.5917170540329,1,0.13037763104168174,0.13037763104168174,3.5519778272150009E+20,0,false,0,1.478163378670433E-19,1.478163378670433E-19,1.1208909935514208E+17,0,false,0,4.7949724622369948E-16,4.7949724622369948E-16,35473450591340.664,0,false,0,1.3825203427688225E-12,1.3825203427688225E-12,12295172917.309658,0,false,0,4.3704757159885044E-9,4.3704757159885044E-9,3889353.8783103037,0,false,0,1.382065772097888E-5,1.382065772097888E-5,1229.9216881869893,0,false,0,4.3704757159885164E-2,4.3704757159885164E-2]
[null,13,12,1407.9572671228711,null,252,18,11,1562.3620453721462,1,0.23788916990382711,0.23788916990382711,6.9193724317836666E+20,0,false,0,2.5262082441190777E-19,2.5262082441190777E-19,2.1835334050762883E+17,0,false,0,8.1946956197240713E-16,8.1946956197240713E-16,69103476435384.227,0,false,0,2.3627525468168188E-12,2.3627525468168188E-12,23951410922.727901,0,false,0,7.4692229179586491E-9,7.4692229179586491E-9,7576592.3415495548,0,false,0,2.3619756772278359E-5,2.3619756772278359E-5,2395.9288701884939,0,false,0,7.4692229179586636E-2,7.4692229179586636E-2]
[null,13,13,1582.5882571466957,null,253,20,10,1568.4187504523643,1,0.91403940732340616,0.91403940732340616,2.7809546808187604E+21,0,false,0,9.2794543965473211E-19,9.2794543965473211E-19,8.7758066261593126E+17,0,false,0,3.010136020014995E-15,3.010136020014995E-15,277732754160040.44,0,false,0,8.6790368765337075E-12,8.6790368765337075E-12,96262759339.006104,0,false,0,2.7436500378064959E-8,2.7436500378064959E-8,30450969.57074248,0,false,0,8.6761832218756288E-5,8.6761832218756288E-5,9629.4420804026195,0,false,0,0.27436500378064993,0.27436500378064993]
[null,13,14,1770.6414405464345,null,254,13,13,1582.5882571466957,1,0.4104457388959375,0.4104457388959375,1.3864295730866907E+21,0,false,0,3.7531869918749866E-19,3.7531869918749866E-19,4.3751298495145018E+17,0,false,0,1.217485734753773E-15,1.217485734753773E-15,138462128289313.09,0,false,0,3.5103409009833161E-12,3.5103409009833161E-12,47991266184.61515,0,false,0,1.1097022725801708E-8,1.1097022725801708E-8,15181162.43793321,0,false,0,3.5091867060183695E-5,3.5091867060183695E-5,4800.7050832863333,0,false,0,0.1109702272580175,0.1109702272580175]
[null,13,15,1972.1168173220883,null,255,16,12,1585.4977498926085,1,0.21533694216192487,0.21533694216192487,7.4307928995405601E+20,0,false,0,1.9274736034987828E-19,1.9274736034987828E-19,2.3449214046956333E+17,0,false,0,6.2524772185727239E-16,6.2524772185727239E-16,74211010766080.984,0,false,0,1.802758413203196E-12,1.802758413203196E-12,25721693112.088467,0,false,0,5.6989482345837972E-9,5.6989482345837972E-9,8136588.8495449107,0,false,0,1.8021656688680338E-5,1.8021656688680338E-5,2573.0153148891045,0,false,0,5.6989482345837998E-2,5.6989482345837998E-2]
[null,13,16,2187.014387473655,null,256,9,14,1589.1165536401304,1,5.3175322009070929E-2,5.3175322009070929E-2,1.8842505015057891E+20,0,false,0,4.6351962950095899E-20,4.6351962950095899E-20,5.9460940340063672E+16,0,false,0,1.5035982430863242E-16,1.5035982430863242E-16,18817929142109.086,0,false,0,4.3352807024223768E-13,4.3352807024223768E-13,6522333996.0165176,0,false,0,1.3704853697837392E-9,1.3704853697837392E-9,2063221.4929916232,0,false,0,4.3338552684546975E-6,4.3338552684546975E-6,652.44792352666695,0,false,0,1.3704853697837372E-2,1.3704853697837372E-2]
[null,13,17,{"$f":"3.141625/2*SQRT($H$2/$I$2)*((1+($D$8-1)/B266)*(B266/$C$2)^2+(1+($D$8-1)/C266)*(C266/$D$2)^2)","v":2415.3341510011378},null,257,1,15,1616.7847513003612,1,{"$f":"ABS(SIN(G266*3.1416*$J$2/$C$2)*SIN(H266*3.1416*$K$2/$D$2))*(1/F266^$N$2)+(1-1/F266^$N$2)","v":0.69943231344013757},{"$f":"$J266*$K266","v":0.69943231344013757},{"$f":"10^(LOG10($I266/22.27)/LOG10(2)*70/20)*$L266","v":3.0292392393112698E+21},{"$f":"IF($I266<22.27,M266,0)","v":0},{"$f":"AND($I266>22.27,$I266<44.45)","v":false},{"$f":"IF($O266=TRUE,$L266,0)","v":0},{"$f":"10^(LOG10(44.45/$I266)/LOG10(2)*70/20)*$L266","v":4.9882053599739655E-19},{"$f":"IF($I266>44.45,Q266,0)","v":4.9882053599739655E-19},{"$f":"10^(LOG10($I266/44.548)/LOG10(2)*70/20)*$L266","v":9.559313559450912E+17},{"$f":"IF($I266<44.528,S266,0)","v":0},{"$f":"AND($I266>44.548,$I266<89.095)","v":false},{"$f":"IF($U266=TRUE,$L266,0)","v":0},{"$f":"10^(LOG10(89.095/$I266)/LOG10(2)*70/20)*$L266","v":1.6181098572860168E-15},{"$f":"IF($I266>89.095,W266,0)","v":1.6181098572860168E-15},{"$f":"10^(LOG10($I266/89.09)/LOG10(2)*70/20)*$L266","v":302528826789757.81},{"$f":"IF($I266<89.09,Y266,0)","v":0},{"$f":"AND($I266>89.09,$I266<176.78)","v":false},{"$f":"IF($AA266=TRUE,$L266,0)","v":0},{"$f":"10^(LOG10(176.78/$I266)/LOG10(2)*70/20)*$L266","v":4.6654486801557325E-12},{"$f":"IF($I266>176.78,AC266,0)","v":4.6654486801557325E-12},{"$f":"10^(LOG10($I266/176.78)/LOG10(2)*70/20)*$L266","v":104857130497.44514},{"$f":"IF($I266<176.78,AE266,0)","v":0},{"$f":"AND($I266>176.78,$I266<353.55)","v":false},{"$f":"IF($AG266=TRUE,$L266,0)","v":0},{"$f":"10^(LOG10(353.55/$I266)/LOG10(2)*70/20)*$L266","v":1.4748593225019033E-8},{"$f":"IF($I266>353.55,AI266,0)","v":1.4748593225019033E-8},{"$f":"10^(LOG10($I266/353.55)/LOG10(2)*70/20)*$L266","v":33169642.258107062},{"$f":"IF($I266<353.55,AK266,0)","v":0},{"$f":"AND($I266>353.55,$I266<707.1)","v":false},{"$f":"IF($AM266=TRUE,$L266,0)","v":0},{"$f":"10^(LOG10(707.1/$I266)/LOG10(2)*70/20)*$L266","v":4.6639146874388416E-5},{"$f":"IF($I266>707.1,AO266,0)","v":4.6639146874388416E-5},{"$f":"10^(LOG10($I266/707.1)/LOG10(2)*70/20)*$L266","v":10489.161870858896},{"$f":"IF($I266<707.1,AQ266,0)","v":0},{"$f":"AND($I266>707.1,$I266<1414.2)","v":false},{"$f":"IF($AS266=TRUE,$L266,0)","v":0},{"$f":"10^(LOG10(1414.2/$I266)/LOG10(2)*70/20)*$L266","v":0.14748593225019055},{"$f":"IF($I266>1414.2,AU266,0)","v":0.14748593225019055}]
[null,13,18,2657.0761079045337,null,258,2,15,1624.7117094931193,{"$f":"IF(ABS(I267-I266)>0.0001,1,$M$2)","v":1},0.75449924784882583,0.75449924784882583,3.4589408742791814E+21,0,false,0,5.0834785710228021E-19,5.0834785710228021E-19,1.0915314964807361E+18,0,false,0,1.6490152653051763E-15,1.6490152653051763E-15,345442945228960.12,0,false,0,4.7545573364088373E-12,4.7545573364088373E-12,119731254610.21748,0,false,0,1.50302868870874E-8,1.50302868870874E-8,37874800.346858718,0,false,0,4.7529940448958318E-5,4.7529940448958318E-5,11977.063502020908,0,false,0,0.15030286887087446,0.15030286887087446]
[null,13,19,2912.2402581838442,null,259,10,14,1628.5839442824192,1,7.3015768158009045E-2,7.3015768158009045E-2,3.4412891464362747E+20,0,false,0,4.7851842604965052E-20,4.7851842604965052E-20,1.0859611737697917E+17,0,false,0,1.5522524158627985E-16,1.5522524158627985E-16,34368007472146.328,0,false,0,4.4755638513952592E-13,4.4755638513952592E-13,11912023996.802305,0,false,0,1.4148322106208415E-9,1.4148322106208415E-9,3768151.7000271734,0,false,0,4.4740922925329392E-6,4.4740922925329392E-6,1191.5941941121448,0,false,0,1.4148322106208444E-2,1.4148322106208444E-2]
[null,13,20,3180.8266018390686,null,260,3,15,1636.5812217420687,1,0.11446933803562867,0.11446933803562867,5.7112161168221595E+20,0,false,0,7.0865729380981504E-20,7.0865729380981504E-20,1.8022777784598314E+17,0,false,0,2.2987933932160469E-16,2.2987933932160469E-16,57037671008044.492,0,false,0,6.6280435497246897E-13,6.6280435497246897E-13,19769377271.003742,0,false,0,2.0952822524528979E-9,2.0952822524528979E-9,6253682.211537553,0,false,0,6.6258642586790605E-6,6.6258642586790605E-6,1977.5879551337619,0,false,0,2.0952822524528951E-2,2.0952822524528951E-2]
[null,14,1,428.11874653820092,null,261,19,11,1637.3124225201577,1,5.5069079096489136E-2,5.5069079096489136E-2,2.7618669091793063E+20,0,false,0,3.3915591407534123E-20,3.3915591407534123E-20,8.71557170252384E+16,0,false,0,1.100178296839461E-16,1.100178296839461E-16,27582646657298.48,0,false,0,3.1721118067562272E-13,3.1721118067562272E-13,9560203603.4047909,0,false,0,1.0027800091580108E-9,1.0027800091580108E-9,3024196.1794608543,0,false,0,3.1710688210238159E-6,3.1710688210238159E-6,956.33480182756364,0,false,0,1.0027800091580101E-2,1.0027800091580101E-2]
[null,14,2,455.10560942696793,null,262,14,13,1637.8258640137501,1,0.94036656651330708,0.94036656651330708,4.7334228811038421E+21,0,false,0,5.7703953255828729E-19,5.7703953255828729E-19,1.4937173975152748E+18,0,false,0,1.8718422524632387E-15,1.8718422524632387E-15,472724917971721.56,0,false,0,5.3970278512867647E-12,5.3970278512867647E-12,163847455262.84302,0,false,0,1.7061289033420415E-8,1.7061289033420415E-8,51830156.425099798,0,false,0,5.3952533164061343E-5,5.3952533164061343E-5,16390.134578612618,0,false,0,0.17061289033420501,0.17061289033420501]
[null,14,3,495.51466569164916,null,263,4,15,1652.3932880472096,1,0.63101763599014393,0.63101763599014393,3.5207288261106608E+21,0,false,0,3.4933084286245204E-19,3.4933084286245204E-19,1.1110298047717449E+18,0,false,0,1.133184461139989E-15,1.133184461139989E-15,351613681542795.06,0,false,0,3.2672775119643997E-12,3.2672775119643997E-12,121870044853.08881,0,false,0,1.0328641526415137E-8,1.0328641526415137E-8,38551367.661686204,0,false,0,3.2662032358870087E-5,3.2662032358870087E-5,12191.012872548772,0,false,0,0.10328641526415158,0.10328641526415158]
[null,14,4,549.34591533224477,null,264,17,12,1652.5630189282367,1,0.68252358335452235,0.68252358335452235,3.8126538983589014E+21,0,false,0,3.7739353368477902E-19,3.7739353368477902E-19,1.2031520533308012E+18,0,false,0,1.224216231816321E-15,1.224216231816321E-15,380768113609987.81,0,false,0,3.5297467457075826E-12,3.5297467457075826E-12,131975032600.16872,0,false,0,1.1158369217778786E-8,1.1158369217778786E-8,41747896.376548678,0,false,0,3.528586170129231E-5,3.528586170129231E-5,13201.844007058406,0,false,0,0.11158369217778764,0.11158369217778764]
[null,14,5,616.59935834875478,null,265,11,14,1671.9938889808998,1,0.13193968719168861,0.13193968719168861,8.4432601652687366E+20,0,false,0,6.3683546630348264E-20,6.3683546630348264E-20,2.6644238043798893E+17,0,false,0,2.0658125941719197E-16,2.0658125941719197E-16,84322478031156.281,0,false,0,5.9562968469234178E-13,5.9562968469234178E-13,29226349027.974258,0,false,0,1.8829271383134138E-9,1.8829271383134138E-9,9245222.8777336031,0,false,0,5.9543384252132768E-6,5.9543384252132768E-6,2923.5961769534633,0,false,0,1.8829271383134137E-2,1.8829271383134137E-2]
[null,14,6,697.27499474117894,null,266,5,15,1672.1479084085418,1,0.79516755941492467,0.79516755941492467,5.0939947553578707E+21,0,false,0,3.8339401348536408E-19,3.8339401348536408E-19,1.6075023888748823E+18,0,false,0,1.2436810188752003E-15,1.2436810188752003E-15,508735076785142.31,0,false,0,3.5858689951855352E-12,3.5858689951855352E-12,176328652383.79202,0,false,0,1.1335785000304415E-8,1.1335785000304415E-8,55778355.670022674,0,false,0,3.5846899666934343E-5,3.5846899666934343E-5,17638.664805623921,0,false,0,0.11335785000304409,0.11335785000304409]
[null,14,7,791.3728245095175,null,267,6,15,1695.8450828260654,1,0.22675417975782144,0.22675417975782144,1.7108496955058831E+21,0,false,0,9.2829339147973797E-20,9.2829339147973797E-20,5.3988963566147616E+17,0,false,0,3.0112647311189699E-16,3.0112647311189699E-16,170861827114284.59,0,false,0,8.6822912561462875E-13,8.6822912561462875E-13,59221070245.994598,0,false,0,2.7446788246263002E-9,2.7446788246263002E-9,18733506.294545449,0,false,0,8.6794365314529576E-6,8.6794365314529576E-6,5924.054845186477,0,false,0,2.7446788246263044E-2,2.7446788246263044E-2]
[null,14,8,898.89284765377056,null,268,15,13,1697.0060249369958,1,0.60395673222637658,0.60395673222637658,4.5932273455159748E+21,0,false,0,2.4529021554669265E-19,2.4529021554669265E-19,1.4494761547990034E+18,0,false,0,7.9569000678429689E-16,7.9569000678429689E-16,458723649814303.87,0,false,0,2.2941896529765017E-12,2.2941896529765017E-12,158994586139.9538,0,false,0,7.2524792988760939E-9,7.2524792988760939E-9,50295039.719463944,0,false,0,2.2934353267669509E-5,2.2934353267669509E-5,15904.688052214236,0,false,0,7.2524792988760953E-2,7.2524792988760953E-2]
[null,14,9,1019.8350641739379,null,269,20,11,1716.2053537243601,1,0.29729388707176602,0.29729388707176602,2.5769432500746736E+21,0,false,0,1.0593845074099959E-19,1.0593845074099959E-19,8.1320115733002547E+17,0,false,0,3.4365075019789319E-16,3.4365075019789319E-16,257358219856590.84,0,false,0,9.9083812617914957E-13,9.9083812617914957E-13,89200902705.534027,0,false,0,3.1322750450592381E-9,3.1322750450592381E-9,28217079.923952986,0,false,0,9.9051234004937376E-6,9.9051234004937376E-6,8923.0241478702155,0,false,0,3.1322750450592428E-2,3.1322750450592428E-2]
[null,14,10,1154.1994740700193,null,270,12,14,1719.3463877355716,1,6.931164914118948E-2,6.931164914118948E-2,6.1370298424777913E+20,0,false,0,2.4179134022592606E-20,2.4179134022592606E-20,1.9366510187320682E+17,0,false,0,7.8434010388860002E-17,7.8434010388860002E-17,61290254468005.5,0,false,0,2.2614648109355542E-13,2.2614648109355542E-13,21243331682.370613,0,false,0,7.1490282876865178E-10,7.1490282876865178E-10,6719940.8274071869,0,false,0,2.2607212446062967E-6,2.2607212446062967E-6,2125.0318756163078,0,false,0,7.1490282876865447E-3,7.1490282876865447E-3]
[null,14,11,1301.9860773420153,null,271,7,15,1723.4848112997802,1,0.55056081936830958,0.55056081936830958,5.0129867704480154E+21,0,false,0,1.8676717852710955E-19,1.8676717852710955E-19,1.5819388507256709E+18,0,false,0,6.0584877883574681E-16,6.0584877883574681E-16,500644843990933.31,0,false,0,1.7468260099064181E-12,1.7468260099064181E-12,173524560605.63422,0,false,0,5.5221326010026867E-9,5.5221326010026867E-9,54891332.33933311,0,false,0,1.7462516560638336E-5,1.7462516560638336E-5,17358.163399355115,0,false,0,5.5221326010026953E-2,5.5221326010026953E-2]
[null,14,12,1463.1948739899256,null,272,18,12,1723.5708420200567,1,0.52092233609080463,0.52092233609080463,4.745874846278895E+21,0,false,0,1.7661036619105634E-19,1.7661036619105634E-19,1.4976468408551951E+18,0,false,0,5.7290138197945154E-16,5.7290138197945154E-16,473968490406258.62,0,false,0,1.6518297471461335E-12,1.6518297471461335E-12,164278480095.86343,0,false,0,5.2218268140570508E-9,5.2218268140570508E-9,51966503.275789507,0,false,0,1.6512866279360867E-5,1.6512866279360867E-5,16433.25123860957,0,false,0,5.2218268140570699E-2,5.2218268140570699E-2]
[null,14,13,1637.8258640137501,null,273,8,15,1755.0670938296864,1,0.82066114706006366,0.82066114706006366,9.2288317222284354E+21,0,false,0,2.2540706902343859E-19,2.2540706902343859E-19,2.9123251500019415E+18,0,false,0,7.3119162898833919E-16,7.3119162898833919E-16,921679475603477.37,0,false,0,2.1082233725009561E-12,2.1082233725009561E-12,319456053413.82489,0,false,0,6.6645956434476515E-9,6.6645956434476515E-9,101054100.55238402,0,false,0,2.1075301917330059E-5,2.1075301917330059E-5,31956.11246452124,0,false,0,6.6645956434476614E-2,6.6645956434476614E-2]
[null,14,14,1825.8790474134889,null,274,16,13,1760.128739916433,1,0.28885977816267472,0.28885977816267472,3.3590125460217853E+21,0,false,0,7.6727144217685002E-20,7.6727144217685002E-20,1.0599973010006401E+18,0,false,0,2.4889301746929259E-16,2.4889301746929259E-16,335463145839577.69,0,false,0,7.1762593536121772E-13,7.1762593536121772E-13,116272235058.21324,0,false,0,2.2685863105481956E-9,2.2685863105481956E-9,36780602.550681308,0,false,0,7.1738998100103533E-6,7.1738998100103533E-6,11631.047777355197,0,false,0,2.2685863105481919E-2,2.2685863105481919E-2]
[null,14,15,2027.3544241891427,null,275,13,14,1770.6414405464345,1,5.7171069643873466E-2,5.7171069643873466E-2,7.1247536290285473E+20,0,false,0,1.4169981965321042E-20,1.4169981965321042E-20,2.2483451650126096E+17,0,false,0,4.5965604543135509E-17,4.5965604543135509E-17,71154609665168.219,0,false,0,1.3253127906162043E-13,1.3253127906162043E-13,24662338033.460964,0,false,0,4.1896290335061099E-10,4.1896290335061099E-10,7801481.1766982265,0,false,0,1.3248770297049214E-6,1.3248770297049214E-6,2467.0449641296914,0,false,0,4.1896290335061166E-3,4.1896290335061166E-3]
[null,14,16,2242.2519943407096,null,276,9,15,1790.591930415784,1,0.3347117170835926,0.3347117170835926,4.7516034651749561E+21,0,false,0,7.2826284665233549E-20,7.2826284665233549E-20,1.4994546103961208E+18,0,false,0,2.3623912927062426E-16,2.3623912927062426E-16,474540605124456.06,0,false,0,6.8114135075190469E-13,6.8114135075190469E-13,164476776265.86035,0,false,0,2.1532498586276585E-9,2.1532498586276585E-9,52029230.655307598,0,false,0,6.809173924698968E-6,6.809173924698968E-6,16453.087377702697,0,false,0,2.1532498586276601E-2,2.1532498586276601E-2]
[null,14,17,2470.5717578681924,null,277,19,12,1798.521219168068,1,0.12058856374550288,0.12058856374550288,1.8021314492659125E+21,0,false,0,2.492368723787342E-20,2.492368723787342E-20,5.6869524781401741E+17,0,false,0,8.0849245548557108E-17,8.0849245548557108E-17,179978096807995.5,0,false,0,2.3311025777245954E-13,2.3311025777245954E-13,62380788581.158722,0,false,0,7.369169835880823E-10,7.369169835880823E-10,19733025.605407398,0,false,0,2.3303361145992532E-6,2.3303361145992532E-6,6240.1306039510737,0,false,0,7.3691698358808178E-3,7.3691698358808178E-3]
[null,14,18,2712.3137147715879,null,278,14,14,1825.8790474134889,1,0.13098384846074124,0.13098384846074124,2.333072071199651E+21,0,false,0,2.2714012013330444E-20,2.2714012013330444E-20,7.3624318594479642E+17,0,false,0,7.3681342456748446E-17,7.3681342456748446E-17,233002909561034.47,0,false,0,2.1244325307646798E-13,2.1244325307646798E-13,80759300703.284393,0,false,0,6.7158366490058846E-10,6.7158366490058846E-10,25546732.974998828,0,false,0,2.1237340204491386E-6,2.1237340204491386E-6,8078.5862977125644,0,false,0,6.7158366490058961E-3,6.7158366490058961E-3]
[null,14,19,2967.4778650508993,null,279,17,13,1827.1940089520613,1,0.91555870023606745,0.91555870023606745,1.6444921089761433E+22,0,false,0,1.5744435977133133E-19,1.5744435977133133E-19,5.1894929630318131E+18,0,false,0,5.1072931472373997E-16,5.1072931472373997E-16,1642347233382190.7,0,false,0,1.4725708496030237E-12,1.4725708496030237E-12,569241020765.78003,0,false,0,4.6551467918174159E-9,4.6551467918174159E-9,180069022.75378022,0,false,0,1.4720866704568746E-5,1.4720866704568746E-5,56942.824794262953,0,false,0,4.6551467918174314E-2,4.6551467918174314E-2]
[null,14,20,3236.0642087061233,null,280,10,15,1830.059321058073,1,0.45959727578472848,0.45959727578472848,8.4068849778726892E+21,0,false,0,7.7607965647980578E-20,7.7607965647980578E-20,2.6529449545884918E+18,0,false,0,2.5175028924544384E-16,2.5175028924544384E-16,839592005909218.25,0,false,0,7.2586422324808237E-13,7.2586422324808237E-13,291004362997.16992,0,false,0,2.2946294985122385E-9,2.2946294985122385E-9,92053926.808531865,0,false,0,7.2562556015086506E-6,7.2562556015086506E-6,29110.007627739426,0,false,0,2.2946294985122448E-2,2.2946294985122448E-2]
[null,15,1,487.29890746144667,null,281,1,16,1831.6823214519281,1,0.72994955748145607,0.72994955748145607,1.3490456565358159E+22,0,false,0,1.2199599247629683E-19,1.2199599247629683E-19,4.2571581238902497E+18,0,false,0,3.9573935660162342E-16,3.9573935660162342E-16,1347286125378422.2,0,false,0,1.1410236768716278E-12,1.1410236768716278E-12,466972217376.099,0,false,0,3.607047301125499E-9,3.607047301125499E-9,147718150.60509932,0,false,0,1.1406485099519794E-5,1.1406485099519794E-5,46712.580765989282,0,false,0,3.6070473011254996E-2,3.6070473011254996E-2]
[null,15,2,514.28577035021374,null,282,2,16,1839.6092796446862,1,0.78741914193027718,0.78741914193027718,1.5301887688262105E+22,0,false,0,1.2515650862352634E-19,1.2515650862352634E-19,4.8287880523050824E+18,0,false,0,4.0599166572461909E-16,4.0599166572461909E-16,1528192976613863.7,0,false,0,1.1705838589884677E-12,1.1705838589884677E-12,529674914203.92322,0,false,0,3.7004940693973431E-9,3.7004940693973431E-9,167553006.01770478,0,false,0,1.1701989727240798E-5,1.1701989727240798E-5,52984.91278238457,0,false,0,3.7004940693973469E-2,3.7004940693973469E-2]
[null,15,3,554.69482661489496,null,283,3,16,1851.4787918936356,1,0.11946380091210033,0.11946380091210033,2.5017886797086516E+21,0,false,0,1.7620107222138952E-20,1.7620107222138952E-20,7.894847702506752E+17,0,false,0,5.7157368482376146E-17,5.7157368482376146E-17,249852565068525.62,0,false,0,1.6480016368884957E-13,1.6480016368884957E-13,86599426899.304504,0,false,0,5.2097252467950472E-10,5.2097252467950472E-10,27394150.463396493,0,false,0,1.6474597763555206E-6,1.6474597763555206E-6,8662.791002969012,0,false,0,5.2097252467950637E-3,5.2097252467950637E-3]
[null,15,4,608.52607625549058,null,284,4,16,1867.2908581987765,1,0.65854984864582256,0.65854984864582256,1.5224505544233447E+22,0,false,0,8.7987428464487667E-20,8.7987428464487667E-20,4.8043687139750492E+18,0,false,0,2.8541993571086625E-16,2.8541993571086625E-16,1520464854997135.5,0,false,0,8.2294292711734871E-13,8.2294292711734871E-13,526996330924.89465,0,false,0,2.6015183772325028E-9,2.6015183772325028E-9,166705685.01337796,0,false,0,8.2267234468398697E-6,8.2267234468398697E-6,52716.966354086973,0,false,0,2.6015183772325114E-2,2.6015183772325114E-2]
[null,15,5,675.77951927200047,null,285,11,15,1873.4692657565536,1,0.83049349929406791,0.83049349929406791,1.9951269484944322E+22,0,false,0,1.0677964021538864E-19,1.0677964021538864E-19,6.2959847621362258E+18,0,false,0,3.4637946099090684E-16,3.4637946099090684E-16,1992524747440803.2,0,false,0,9.9870573795499685E-13,9.9870573795499685E-13,690613286934.7605,0,false,0,3.1571464376495897E-9,3.1571464376495897E-9,218462927.20054618,0,false,0,9.9837736496595342E-6,9.9837736496595342E-6,69084.04342612742,0,false,0,3.1571464376496126E-2,3.1571464376496126E-2]
[null,15,6,756.45515566442475,null,286,20,12,1877.4141503722703,1,0.65100494579702495,0.65100494579702495,1.6026540402907606E+22,0,false,0,8.1679920523235713E-20,8.1679920523235713E-20,5.0574653528994939E+18,0,false,0,2.6495918873250836E-16,2.6495918873250836E-16,1600563733187548.5,0,false,0,7.6394905562256134E-13,7.6394905562256134E-13,554758771325.15857,0,false,0,2.4150247143300737E-9,2.4150247143300737E-9,175487827.07581991,0,false,0,7.6369787028805042E-6,7.6369787028805042E-6,55494.123519335772,0,false,0,2.4150247143300715E-2,2.4150247143300715E-2]
[null,15,7,850.55298543276331,null,287,15,14,1885.0592083367346,1,8.4125254882362652E-2,8.4125254882362652E-2,2.1712110348172701E+21,0,false,0,1.0067862180058273E-20,1.0067862180058273E-20,6.851650017011191E+17,0,false,0,3.2658853955913558E-17,3.2658853955913558E-17,216837917108715.19,0,false,0,9.416431548076373E-14,9.416431548076373E-14,75156480168.628326,0,false,0,2.9767580366821205E-10,2.9767580366821205E-10,23774382.80778284,0,false,0,9.4133354391265747E-7,9.4133354391265747E-7,7518.1199637343116,0,false,0,2.9767580366821221E-3,2.9767580366821221E-3]
[null,15,8,958.07300857701625,null,288,5,16,1887.0454785601089,1,0.82986187078445761,0.82986187078445761,2.168199283881014E+22,0,false,0,9.8106761094128787E-20,9.8106761094128787E-20,6.8421458909623542E+18,0,false,0,3.1824575320540023E-16,3.1824575320540023E-16,2165371348312677.7,0,false,0,9.1758864367071522E-13,9.1758864367071522E-13,750522283958.23022,0,false,0,2.9007160042203332E-9,2.9007160042203332E-9,237414046.59398347,0,false,0,9.172869418638865E-6,9.172869418638865E-6,75076.913575432583,0,false,0,2.9007160042203418E-2,2.9007160042203418E-2]
[null,15,9,1079.0152250971837,null,289,18,13,1898.2018320438813,1,0.69878168108295136,0.69878168108295136,1.9552379586518224E+22,0,false,0,7.7138273748641149E-20,7.7138273748641149E-20,6.1701078236208118E+18,0,false,0,2.5022666895044185E-16,2.5022666895044185E-16,1952687783947431,0,false,0,7.2147121355077166E-13,7.2147121355077166E-13,676805711227.10913,0,false,0,2.2807421497273919E-9,2.2807421497273919E-9,214095152.26238072,0,false,0,7.2123399486873385E-6,7.2123399486873385E-6,67702.831714967411,0,false,0,2.2807421497273973E-2,2.2807421497273973E-2]
[null,15,10,1213.379634993265,null,290,6,16,1910.7426529776324,1,0.23664779277524561,0.23664779277524561,7.1484331402068345E+21,0,false,0,2.4198061155753469E-20,2.4198061155753469E-20,2.2558176640265772E+18,0,false,0,7.8495407581893593E-17,7.8495407581893593E-17,713910959301938.12,0,false,0,2.2632350581898682E-13,2.2632350581898682E-13,247443046725.27496,0,false,0,7.1546244604132181E-10,7.1546244604132181E-10,78274098.291612029,0,false,0,2.2624909098058971E-6,2.2624909098058971E-6,24752.443239738855,0,false,0,7.1546244604132354E-3,7.1546244604132354E-3]
[null,15,11,1361.1662382652607,null,291,12,15,1920.8217645112252,1,0.43628172282596744,0.43628172282596744,1.4010093226814578E+22,0,false,0,4.196425592187917E-20,4.196425592187917E-20,4.4211388923745306E+18,0,false,0,1.361266653248217E-16,1.361266653248217E-16,1399182016434916.7,0,false,0,3.9249002051004106E-13,3.9249002051004106E-13,484959442853.20953,0,false,0,1.2407543313044753E-9,1.2407543313044753E-9,153408081.57556638,0,false,0,3.9236097036413057E-6,3.9236097036413057E-6,48511.894925570181,0,false,0,1.2407543313044792E-2,1.2407543313044792E-2]
[null,15,12,1522.3750349131712,null,292,7,16,1938.3823814513473,1,0.5745825846791125,0.5745825846791125,2.0510670527617644E+22,0,false,0,4.9717762115782477E-20,4.9717762115782477E-20,6.4725139019612426E+18,0,false,0,1.6127804522099234E-16,1.6127804522099234E-16,2048391890236498.3,0,false,0,4.6500825628514655E-13,4.6500825628514655E-13,709976956654.46863,0,false,0,1.4700017272499766E-9,1.4700017272499766E-9,224588271.22207025,0,false,0,4.6485536224915336E-6,4.6485536224915336E-6,71021.047282138941,0,false,0,1.4700017272499808E-2,1.4700017272499808E-2]
[null,15,13,1697.0060249369958,null,293,16,14,1948.1819233161718,1,4.0235336683173861E-2,4.0235336683173861E-2,1.522994254563864E+21,0,false,0,3.2832467863644325E-21,3.2832467863644325E-21,4.8060844583303283E+17,0,false,0,1.0650431579157463E-17,1.0650431579157463E-17,152100784600130.75,0,false,0,3.0708076914758917E-14,3.0708076914758917E-14,52718453275.408096,0,false,0,9.7075536821307524E-11,9.7075536821307524E-11,16676521.923214549,0,false,0,3.0697980143887544E-7,3.0697980143887544E-7,5273.5792727089283,0,false,0,9.7075536821308026E-4,9.7075536821308026E-4]
[null,15,14,1885.0592083367346,null,294,8,16,1969.9646639812536,1,0.85646778055241779,0.85646778055241779,3.6893203868360011E+22,0,false,0,6.1413267021707968E-20,6.1413267021707968E-20,1.1642319279826424E+19,0,false,0,1.9921676347439567E-16,1.9921676347439567E-16,3684508485816346.5,0,false,0,5.7439584959664604E-13,5.7439584959664604E-13,1277058425194.9089,0,false,0,1.815801933879036E-9,1.815801933879036E-9,403974158.98624986,0,false,0,5.7420698907962189E-6,5.7420698907962189E-6,127747.84582475176,0,false,0,1.8158019338790379E-2,1.8158019338790379E-2]
[null,15,15,2086.5345851123884,null,295,13,15,1972.1168173220883,1,0.35986292447354157,0.35986292447354157,1.5699501265386853E+22,0,false,0,2.5478559308376079E-20,2.5478559308376079E-20,4.9542622244967301E+18,0,false,0,8.2649179396544158E-17,8.2649179396544158E-17,1567902474444902.5,0,false,0,2.3829995423073644E-13,2.3829995423073644E-13,543438310043.7312,0,false,0,7.5332284876242719E-10,7.5332284876242719E-10,171906805.45983315,0,false,0,2.3822160155358186E-6,2.3822160155358186E-6,54361.705053654368,0,false,0,7.5332284876242599E-3,7.5332284876242599E-3]
[null,15,16,2301.4321552639553,null,296,19,13,1973.1522091918926,1,0.1617613096144383,0.1617613096144383,7.1002516287037018E+21,0,false,0,1.1383140117678155E-20,1.1383140117678155E-20,2.2406131146384125E+18,0,false,0,3.6925446933441931E-17,3.6925446933441931E-17,709099092362266,0,false,0,1.0646605784154498E-13,1.0646605784154498E-13,245775243478.27817,0,false,0,3.3656453795219449E-10,3.3656453795219449E-10,77746519.129400611,0,false,0,1.0643105195711194E-6,1.0643105195711194E-6,24585.608059875663,0,false,0,3.3656453795219547E-3,3.3656453795219547E-3]
[null,15,17,2529.7519187914381,null,297,9,16,2005.4895005673513,1,0.34931567368875588,0.34931567368875588,1.8522505379263E+22,0,false,0,2.0348056232404771E-20,2.0348056232404771E-20,5.8451123479850854E+18,0,false,0,6.6006485279178063E-17,6.6006485279178063E-17,1849834687493818,0,false,0,1.903145625377813E-13,1.903145625377813E-13,641156610705.52954,0,false,0,6.016296095177493E-10,6.016296095177493E-10,202818209.00144628,0,false,0,1.9025198738738079E-6,1.9025198738738079E-6,64136.749140063352,0,false,0,6.0162960951775177E-3,6.0162960951775177E-3]
[null,15,18,2771.4938756948341,null,298,17,14,2015.2471923518001,1,0.12752835577011898,0.12752835577011898,7.1547887177232275E+21,0,false,0,7.0210686659390271E-21,7.0210686659390271E-21,2.2578232817256404E+18,0,false,0,2.2775446472591135E-17,2.2775446472591135E-17,714545688109308,0,false,0,6.5667776638929013E-14,6.5667776638929013E-14,247663045070.8569,0,false,0,2.0759146483777126E-10,2.0759146483777126E-10,78343690.758864477,0,false,0,6.5646185169811617E-7,6.5646185169811617E-7,24774.450310189608,0,false,0,2.0759146483777247E-3,2.0759146483777247E-3]
[null,15,19,3026.6580259741445,null,299,14,15,2027.3544241891427,1,0.82447697864496272,0.82447697864496272,4.9592257618430728E+22,0,false,0,4.2337937853512675E-20,4.2337937853512675E-20,1.5649735898820553E+19,0,false,0,1.3733884159550556E-16,1.3733884159550556E-16,4952757550628582,0,false,0,3.9598505278903955E-13,3.9598505278903955E-13,1716636230402.5366,0,false,0,1.2518029598341456E-9,1.2518029598341456E-9,543026586.5528785,0,false,0,3.9585485348161827E-6,3.9585485348161827E-6,171720.08435336585,0,false,0,1.2518029598341453E-2,1.2518029598341453E-2]
[null,15,20,3295.2443696293694,null,300,10,16,2044.9568912096399,1,0.47965017004816762,0.47965017004816762,3.1901589399712578E+22,0,false,0,2.2275291590858363E-20,2.2275291590858363E-20,1.0067124846370589E+19,0,false,0,7.2258189661374216E-17,7.2258189661374216E-17,3185998084462260,0,false,0,2.0833991837336183E-13,2.0833991837336183E-13,1104273666916.4978,0,false,0,6.5861204768837522E-10,6.5861204768837522E-10,349316849.63056117,0,false,0,2.082714165122697E-6,2.082714165122697E-6,110463.68699071222,0,false,0,6.5861204768837547E-3,6.5861204768837547E-3]
[null,16,1,550.42162244088377,null,301,20,13,2052.0451403960951,1,0.87327860393005485,0.87327860393005485,6.0466198607179459E+22,0,false,0,3.8956460097302871E-20,3.8956460097302871E-20,1.908120510037631E+19,0,false,0,1.2636976134588219E-16,1.2636976134588219E-16,6038733384830118,0,false,0,3.6435822551109034E-13,3.6435822551109034E-13,2093037748804.2002,0,false,0,1.1518230345368258E-9,1.1518230345368258E-9,662094347.14829302,0,false,0,3.6423842505831575E-6,3.6423842505831575E-6,209372.61629108177,0,false,0,1.1518230345368278E-2,1.1518230345368278E-2]
[null,16,2,577.40848532965072,null,302,1,17,2060.0020849794109,1,5.3600370224955791E-2,5.3600370224955791E-2,3.8821230041990132E+21,0,false,0,2.2858766970688073E-21,2.2858766970688073E-21,1.2250742890130284E+18,0,false,0,7.415090897714546E-18,7.415090897714546E-18,387705963488338.5,0,false,0,2.1379714044880295E-14,2.1379714044880295E-14,134379706025.1286,0,false,0,6.7586362498503074E-11,6.7586362498503074E-11,42508570.990426645,0,false,0,2.1372684426105829E-7,2.1372684426105829E-7,13442.390440870779,0,false,0,6.7586362498503114E-4,6.7586362498503114E-4]
[null,16,3,617.81754159433206,null,303,2,17,2067.9290431721688,1,5.7820375527458397E-2,5.7820375527458397E-2,4.3790056986657161E+21,0,false,0,2.3581575587036596E-21,2.3581575587036596E-21,1.3818746307302551E+18,0,false,0,7.6495607446118351E-18,7.6495607446118351E-18,437329425596709.87,0,false,0,2.2055754075671476E-14,2.2055754075671476E-14,151579302828.00943,0,false,0,6.9723485871090624E-11,6.9723485871090624E-11,47949349.983984314,0,false,0,2.204850217592144E-7,2.204850217592144E-7,15162.915827394887,0,false,0,6.9723485871090482E-4,6.9723485871090482E-4]
[null,16,4,671.64879123492767,null,304,3,17,2079.7985554211182,1,8.7722554137333823E-3,8.7722554137333823E-3,7.1007753883837281E+20,0,false,0,3.3473665679651044E-22,3.3473665679651044E-22,2.2407783965001488E+17,0,false,0,1.0858427928882034E-18,1.0858427928882034E-18,70915140001742.797,0,false,0,3.1307786687819272E-15,3.1307786687819272E-15,24579337342.206329,0,false,0,9.8971362089637062E-12,9.8971362089637062E-12,7775225.4206706583,0,false,0,3.1297492733249672E-8,3.1297492733249672E-8,2458.7421650559972,0,false,0,9.897136208963746E-5,9.897136208963746E-5]
[null,16,5,738.90223425143745,null,305,18,14,2086.2550154436203,1,9.7333441108485103E-2,9.7333441108485103E-2,8.1678471325205702E+21,0,false,0,3.5826391503840729E-21,3.5826391503840729E-21,2.5775122292149944E+18,0,false,0,1.1621622018315469E-17,1.1621622018315469E-17,815719398564685.75,0,false,0,3.3508281815648426E-14,3.3508281815648426E-14,282730066857.52112,0,false,0,1.0592765070385604E-10,1.0592765070385604E-10,89436504.020135894,0,false,0,3.3497264341492337E-7,3.3497264341492337E-7,28282.305866643408,0,false,0,1.0592765070385618E-3,1.0592765070385618E-3]
[null,16,6,819.57787064386184,null,306,15,15,2086.5345851123884,1,0.52952586741208996,0.52952586741208996,4.4505051729242375E+22,0,false,0,1.9460391080603503E-20,1.9460391080603503E-20,1.404437585973374E+19,0,false,0,6.3127013348002939E-17,6.3127013348002939E-17,4444700475003183,0,false,0,1.8201226559523704E-13,1.8201226559523704E-13,1540542574653.0779,0,false,0,5.7538407370042532E-10,5.7538407370042532E-10,487322567.7854194,0,false,0,1.8195242022795317E-6,1.8195242022795317E-6,154104.92694037221,0,false,0,5.753840737004262E-3,5.753840737004262E-3]
[null,16,7,913.6757004122004,null,307,11,16,2088.3668359081207,1,0.86672913254359574,0.86672913254359574,7.3593192306992558E+22,0,false,0,3.1529396632246118E-20,3.1529396632246118E-20,2.3223665928197235E+19,0,false,0,1.0227731980381796E-16,1.0227731980381796E-16,7349720629331772,0,false,0,2.9489319562574179E-13,2.9489319562574179E-13,2547428697382.2554,0,false,0,9.3222754879062662E-10,9.3222754879062662E-10,805832642.65717781,0,false,0,2.9479623517341327E-6,2.9479623517341327E-6,254826.65637092415,0,false,0,9.3222754879062897E-3,9.3222754879062897E-3]
[null,16,8,1021.1957235564532,null,308,4,17,2095.6106217262591,1,4.8357472563987994E-2,4.8357472563987994E-2,4.2746659635317435E+21,0,false,0,1.6897074474034754E-21,1.6897074474034754E-21,1.348948335840361E+18,0,false,0,5.4811942958728678E-18,5.4811942958728678E-18,426909060889949.31,0,false,0,1.5803766708552268E-14,1.5803766708552268E-14,147967582406.25009,0,false,0,4.9959466406509882E-11,4.9959466406509882E-11,46806848.05056607,0,false,0,1.5798570453123832E-7,1.5798570453123832E-7,14801.624993320036,0,false,0,4.9959466406509785E-4,4.9959466406509785E-4]
[null,16,9,1142.1379400766207,null,309,5,17,2115.3652420875915,1,6.0936955237145089E-2,6.0936955237145089E-2,6.0075265775660968E+21,0,false,0,1.9092039031541944E-21,1.9092039031541944E-21,1.8957839158569388E+18,0,false,0,6.1932126532955837E-18,6.1932126532955837E-18,599969109020447.25,0,false,0,1.7856708349644602E-14,1.7856708349644602E-14,207950560700.49603,0,false,0,5.6449303345014663E-11,5.6449303345014663E-11,65781370.070739172,0,false,0,1.7850837090000839E-7,1.7850837090000839E-7,20801.895702996655,0,false,0,5.6449303345014793E-4,5.6449303345014793E-4]
[null,16,10,1276.5023499727022,null,310,12,16,2135.7193346627923,1,0.45531732577196493,0.45531732577196493,5.0174450480753169E+22,0,false,0,1.2762396744326209E-20,1.2762396744326209E-20,1.5833457410505329E+19,0,false,0,4.1399578574481808E-17,4.1399578574481808E-17,5010900902701269,0,false,0,1.1936619034215398E-13,1.1936619034215398E-13,1736788839066.4426,0,false,0,3.7734492582991179E-10,3.7734492582991179E-10,549401497.03134036,0,false,0,1.1932694291298267E-6,1.1932694291298267E-6,173736.00805252651,0,false,0,3.7734492582991311E-3,3.7734492582991311E-3]
[null,16,11,1424.288953244698,null,311,6,17,2139.0624165051149,1,1.7377103904873622E-2,1.7377103904873622E-2,1.950040534535173E+21,0,false,0,4.7829701470912686E-22,4.7829701470912686E-22,6.1537064096328563E+17,0,false,0,1.551534185864698E-18,1.551534185864698E-18,194749713871897.34,0,false,0,4.4734929999128043E-15,4.4734929999128043E-15,67500662262.500443,0,false,0,1.4141775652000568E-11,1.4141775652000568E-11,21352604.337069705,0,false,0,4.4720221219434367E-8,4.4720221219434367E-8,6752.2863681530198,0,false,0,1.4141775652000538E-4,1.4141775652000538E-4]
[null,16,12,1585.4977498926085,null,312,16,15,2149.6573000918256,1,0.25326106396430043,0.25326106396430043,3.0101145787593401E+22,0,false,0,6.5817342095696061E-21,6.5817342095696061E-21,9.4989622261652255E+18,0,false,0,2.1350301829988872E-17,2.1350301829988872E-17,3006188551228000,0,false,0,6.155869890114671E-14,6.155869890114671E-14,1041951302826.101,0,false,0,1.9460169252663097E-10,1.9460169252663097E-10,329602305.54804575,0,false,0,6.1538458490792112E-7,6.1538458490792112E-7,104229.40075745771,0,false,0,1.9460169252663092E-3,1.9460169252663092E-3]
[null,16,13,1760.128739916433,null,313,19,14,2161.2053925916312,1,2.2531765398582787E-2,2.2531765398582787E-2,2.850119604830121E+21,0,false,0,5.501914905521223E-22,5.501914905521223E-22,8.9940690820789466E+17,0,false,0,1.7847506467976177E-18,1.7847506467976177E-18,284640225529291.19,0,false,0,5.1459191797242276E-15,5.1459191797242276E-15,98656903508.534973,0,false,0,1.6267474781877386E-11,1.6267474781877386E-11,31208313.446555868,0,false,0,5.1442272090083442E-8,5.1442272090083442E-8,9868.9352423575856,0,false,0,1.626747478187741E-4,1.626747478187741E-4]
[null,16,14,1948.1819233161718,null,314,7,17,2166.7021449788299,1,4.2191736330211893E-2,4.2191736330211893E-2,5.4969470291350798E+21,0,false,0,1.000275791311854E-21,1.000275791311854E-21,1.7346612835750106E+18,0,false,0,3.2447664061984526E-18,3.2447664061984526E-18,548977747966768.69,0,false,0,9.3555397855390742E-15,9.3555397855390742E-15,190276847233.30466,0,false,0,2.9575087018810007E-11,2.9575087018810007E-11,60190612.910992824,0,false,0,9.3524636977118919E-8,9.3524636977118919E-8,19033.943056027463,0,false,0,2.9575087018810078E-4,2.9575087018810078E-4]
[null,16,15,2149.6573000918256,null,315,13,16,2187.014387473655,1,0.37556426465550552,0.37556426465550552,5.4537466893109553E+22,0,false,0,7.9884050002232116E-21,7.9884050002232116E-21,1.7210286332087489E+19,0,false,0,2.5913361503869057E-17,2.5913361503869057E-17,5446633485115248,0,false,0,7.4715234989914964E-14,7.4715234989914964E-14,1887814672673.7761,0,false,0,2.3619263314695686E-10,2.3619263314695686E-10,597175767.11408925,0,false,0,7.4690668729696457E-7,7.4690668729696457E-7,188843.5587538805,0,false,0,2.361926331469563E-3,2.361926331469563E-3]
[null,16,16,2364.5548702433925,null,316,8,17,2198.2844275087364,1,6.2890633541512933E-2,6.2890633541512933E-2,9.6950577706433637E+21,0,false,0,1.2601088200017675E-21,1.2601088200017675E-21,3.0594512313145349E+18,0,false,0,4.0876314340605619E-18,4.0876314340605619E-18,968241271586887.75,0,false,0,1.1785747792790319E-14,1.1785747792790319E-14,335594470269.62518,0,false,0,3.7257552695388076E-11,3.7257552695388076E-11,106159194.60921732,0,false,0,1.1781872656117213E-7,1.1781872656117213E-7,33570.484953419465,0,false,0,3.7257552695388167E-4,3.7257552695388167E-4]
[null,16,17,2592.8746337708749,null,317,17,15,2216.7225691274539,1,0.80272640247260429,0.80272640247260429,1.3636645127444368E+23,0,false,0,1.4595335068150308E-20,1.4595335068150308E-20,4.3032905747595608E+19,0,false,0,4.7345395467619074E-17,4.7345395467619074E-17,1.3618859145281488E+16,0,false,0,1.3650958975451578E-13,1.3650958975451578E-13,4720325351393.8096,0,false,0,4.3153928992235357E-10,4.3153928992235357E-10,1493188899.0746365,0,false,0,1.3646470560063869E-6,1.3646470560063869E-6,472187.78979551303,0,false,0,4.3153928992235389E-3,4.3153928992235389E-3]
[null,16,18,2834.6165906742708,null,318,9,17,2233.8092640948339,1,2.5650333291109398E-2,2.5650333291109398E-2,4.764367369352803E+21,0,false,0,4.2654739776802318E-22,4.2654739776802318E-22,1.5034824917432067E+18,0,false,0,1.3836650641258585E-18,1.3836650641258585E-18,475815330773744.37,0,false,0,3.989480886069716E-15,3.989480886069716E-15,164918598868.93002,0,false,0,1.2611698209842254E-11,1.2611698209842254E-11,52168993.183767639,0,false,0,3.9881691505769722E-8,3.9881691505769722E-8,16497.284169850423,0,false,0,1.2611698209842272E-4,1.2611698209842272E-4]
[null,16,19,3089.7807409535812,null,319,20,14,2240.0983237958339,1,0.12163915263948648,0.12163915263948648,2.3344350626030853E+22,0,false,0,1.9577241034558626E-21,1.9577241034558626E-21,7.3667330259042724E+18,0,false,0,6.3506059615494089E-18,6.3506059615494089E-18,2331390309293500.5,0,false,0,1.8310515857801121E-14,1.8310515857801121E-14,808064806571.16382,0,false,0,5.7883896842683481E-11,5.7883896842683481E-11,255616574.93559909,0,false,0,1.8304495386910969E-7,1.8304495386910969E-7,80833.058448759824,0,false,0,5.7883896842683778E-4,5.7883896842683778E-4]
[null,16,20,3358.3670846088062,null,320,14,16,2242.2519943407096,1,0.86045010239156916,0.86045010239156916,1.6698843119407156E+23,0,false,0,1.3694668053041508E-20,1.3694668053041508E-20,5.2696226625794056E+19,0,false,0,4.4423747159042748E-17,4.4423747159042748E-17,1.6677063178440358E+16,0,false,0,1.2808568690036123E-13,1.2808568690036123E-13,5780305330146.7187,0,false,0,4.0490932888742575E-10,4.0490932888742575E-10,1828494247.6874945,0,false,0,1.2804357251344825E-6,1.2804357251344825E-6,578220.65112085501,0,false,0,4.0490932888742701E-3,4.0490932888742701E-3]
[null,17,1,{"$f":"3.141625/2*SQRT($H$2/$I$2)*((1+($D$8-1)/B330)*(B330/$C$2)^2+(1+($D$8-1)/C330)*(C330/$D$2)^2)","v":617.48689147651214},null,321,10,17,2273.2766547371225,1,{"$f":"ABS(SIN(G330*3.1416*$J$2/$C$2)*SIN(H330*3.1416*$K$2/$D$2))*(1/F330^$N$2)+(1-1/F330^$N$2)","v":3.5220826466077992E-2},{"$f":"$J330*$K330","v":3.5220826466077992E-2},{"$f":"10^(LOG10($I330/22.27)/LOG10(2)*70/20)*$L330","v":8.0194982050165812E+21},{"$f":"IF($I330<22.27,M330,0)","v":0},{"$f":"AND($I330>22.27,$I330<44.45)","v":false},{"$f":"IF($O330=TRUE,$L330,0)","v":0},{"$f":"10^(LOG10(44.45/$I330)/LOG10(2)*70/20)*$L330","v":4.7779148306406288E-22},{"$f":"IF($I330>44.45,Q330,0)","v":4.7779148306406288E-22},{"$f":"10^(LOG10($I330/44.548)/LOG10(2)*70/20)*$L330","v":2.5306980358751073E+18},{"$f":"IF($I330<44.528,S330,0)","v":0},{"$f":"AND($I330>44.548,$I330<89.095)","v":false},{"$f":"IF($U330=TRUE,$L330,0)","v":0},{"$f":"10^(LOG10(89.095/$I330)/LOG10(2)*70/20)*$L330","v":1.549894306030146E-18},{"$f":"IF($I330>89.095,W330,0)","v":1.549894306030146E-18},{"$f":"10^(LOG10($I330/89.09)/LOG10(2)*70/20)*$L330","v":800903854644978.25},{"$f":"IF($I330<89.09,Y330,0)","v":0},{"$f":"AND($I330>89.09,$I330<176.78)","v":false},{"$f":"IF($AA330=TRUE,$L330,0)","v":0},{"$f":"10^(LOG10(176.78/$I330)/LOG10(2)*70/20)*$L330","v":4.468764782495875E-15},{"$f":"IF($I330>176.78,AC330,0)","v":4.468764782495875E-15},{"$f":"10^(LOG10($I330/176.78)/LOG10(2)*70/20)*$L330","v":277594968035.15649},{"$f":"IF($I330<176.78,AE330,0)","v":0},{"$f":"AND($I330>176.78,$I330<353.55)","v":false},{"$f":"IF($AG330=TRUE,$L330,0)","v":0},{"$f":"10^(LOG10(353.55/$I330)/LOG10(2)*70/20)*$L330","v":1.412682863186538E-11},{"$f":"IF($I330>353.55,AI330,0)","v":1.412682863186538E-11},{"$f":"10^(LOG10($I330/353.55)/LOG10(2)*70/20)*$L330","v":87812109.092582434},{"$f":"IF($I330<353.55,AK330,0)","v":0},{"$f":"AND($I330>353.55,$I330<707.1)","v":false},{"$f":"IF($AM330=TRUE,$L330,0)","v":0},{"$f":"10^(LOG10(707.1/$I330)/LOG10(2)*70/20)*$L330","v":4.4672954591575021E-8},{"$f":"IF($I330>707.1,AO330,0)","v":4.4672954591575021E-8},{"$f":"10^(LOG10($I330/707.1)/LOG10(2)*70/20)*$L330","v":27768.627087574147},{"$f":"IF($I330<707.1,AQ330,0)","v":0},{"$f":"AND($I330>707.1,$I330<1414.2)","v":false},{"$f":"IF($AS330=TRUE,$L330,0)","v":0},{"$f":"10^(LOG10(1414.2/$I330)/LOG10(2)*70/20)*$L330","v":1.4126828631865404E-4},{"$f":"IF($I330>1414.2,AU330,0)","v":1.4126828631865404E-4}]
[null,17,2,644.47375436527909,null,322,18,15,2287.7303922192741,{"$f":"IF(ABS(I331-I330)>0.0001,1,$M$2)","v":1},0.6126647093461578,0.6126647093461578,1.5016672877465674E+23,0,false,0,7.7207328028593035E-21,7.7207328028593035E-21,4.7387833483906277E+19,0,false,0,2.5045067218009121E-17,2.5045067218009121E-17,1.4997086954869108E+16,0,false,0,7.2211707549111401E-14,7.2211707549111401E-14,5198022021885.1602,0,false,0,2.2827838729764491E-10,2.2827838729764491E-10,1644299534.9743497,0,false,0,7.2187964445060923E-7,7.2187964445060923E-7,519973.16860746295,0,false,0,2.282783872976455E-3,2.282783872976455E-3]
[null,17,3,684.88281062996043,null,323,15,16,2301.4321552639553,1,0.55262984732763709,0.55262984732763709,1.4519018051575262E+23,0,false,0,6.497075934891676E-21,6.497075934891676E-21,4.5817393466054787E+19,0,false,0,2.107568124227919E-17,2.107568124227919E-17,1.4500081209436182E+16,0,false,0,6.0766893417294924E-14,6.0766893417294924E-14,5025758780527.8096,0,false,0,1.9209860701540362E-10,1.9209860701540362E-10,1589807197.9922202,0,false,0,6.0746913351427791E-7,6.0746913351427791E-7,502741.1786185666,0,false,0,1.9209860701540444E-3,1.9209860701540444E-3]
[null,17,4,738.71406027055605,null,324,1,18,2301.7440418828064,1,0.77737315121425188,0.77737315121425188,2.045581041664229E+23,0,false,0,9.1249164609523427E-21,9.1249164609523427E-21,6.4552017994401178E+19,0,false,0,2.9600058952775893E-17,2.9600058952775893E-17,2.0429130344249304E+16,0,false,0,8.5344981585728059E-14,8.5344981585728059E-14,7080779736553.75,0,false,0,2.6979579103689561E-10,2.6979579103689561E-10,2239875625.5843024,0,false,0,8.5316920280342856E-7,8.5316920280342856E-7,708310.86523409095,0,false,0,2.6979579103689482E-3,2.6979579103689482E-3]
[null,17,5,805.96750328706605,null,325,2,18,2309.6710000755647,1,0.83857643780311819,0.83857643780311819,2.2966226007436975E+23,0,false,0,9.4576271754679831E-21,9.4576271754679831E-21,7.2474089478724919E+19,0,false,0,3.0679329848682732E-17,3.0679329848682732E-17,2.2936271654126668E+16,0,false,0,8.8456811696746598E-14,8.8456811696746598E-14,7949760211224.4199,0,false,0,2.7963302634675501E-10,2.7963302634675501E-10,2514761761.9621248,0,false,0,8.8427727226162103E-7,8.8427727226162103E-7,795237.49404984829,0,false,0,2.7963302634675564E-3,2.7963302634675564E-3]
[null,17,6,886.64313967949022,null,326,11,17,2316.6865994356031,1,6.364412706733058E-2,6.364412706733058E-2,1.8055921599364702E+22,0,false,0,6.9292067731822575E-22,6.9292067731822575E-22,5.697873378018007E+18,0,false,0,2.2477458271521049E-18,2.2477458271521049E-18,1803237165020228.5,0,false,0,6.4808596001022902E-15,6.4808596001022902E-15,625005810972.75879,0,false,0,2.0487539043549821E-11,2.0487539043549821E-11,197709197.84715581,0,false,0,6.4787287029245181E-8,6.4787287029245181E-8,62521.137956186976,0,false,0,2.0487539043549885E-4,2.0487539043549885E-4]
[null,17,7,980.74096944782877,null,327,3,18,2321.5405123245141,1,0.12722516291604261,0.12722516291604261,3.6983058639946051E+22,0,false,0,1.3518537761131532E-21,1.3518537761131532E-21,1.1670674581885665E+19,0,false,0,4.3852403076472736E-18,4.3852403076472736E-18,3693482243410865.5,0,false,0,1.2643834726891595E-14,1.2643834726891595E-14,1280168748535.4268,0,false,0,3.9970169639733433E-11,3.9970169639733433E-11,404958053.09075314,0,false,0,1.2639677452486901E-7,1.2639677452486901E-7,128058.98045941735,0,false,0,3.9970169639733468E-4,3.9970169639733468E-4]
[null,17,8,1088.2609925920817,null,328,4,18,2337.352578629655,1,0.70133472351132597,0.70133472351132597,2.2061262510791224E+23,0,false,0,6.8866313310546561E-21,6.8866313310546561E-21,6.9618313113480708E+19,0,false,0,2.233934899651433E-17,2.233934899651433E-17,2.2032488481853716E+16,0,false,0,6.4410389580182179E-14,6.4410389580182179E-14,7636507054353.3408,0,false,0,2.0361656520277313E-10,2.0361656520277313E-10,2415669834.6859703,0,false,0,6.4389211538094563E-7,6.4389211538094563E-7,763901.87525701104,0,false,0,2.0361656520277269E-3,2.0361656520277269E-3]
[null,17,9,1209.2032091122492,null,329,5,18,2357.1071989909874,1,0.88377659929009122,0.88377659929009122,3.0658048896135279E+23,0,false,0,7.8691350169291484E-21,7.8691350169291484E-21,9.6747030975925731E+19,0,false,0,2.5526464971510292E-17,2.5526464971510292E-17,3.0618062264107136E+16,0,false,0,7.3599707568756879E-14,7.3599707568756879E-14,10612285065441.201,0,false,0,2.3266618557590054E-10,2.3266618557590054E-10,3357002976.2574162,0,false,0,7.3575508092326232E-7,7.3575508092326232E-7,1061577.5516937566,0,false,0,2.326661855759013E-3,2.326661855759013E-3]
[null,17,10,1343.5676190083307,null,330,19,15,2362.6807693672849,1,0.14182605014028554,0.14182605014028554,5.0568924793391221E+22,0,false,0,1.2286121603091912E-21,1.2286121603091912E-21,1.5957940930879687E+19,0,false,0,3.9854603086912959E-18,3.9854603086912959E-18,5050296883531204,0,false,0,1.1491160784462235E-14,1.1491160784462235E-14,1750443569251.3125,0,false,0,3.6326293077489845E-11,3.6326293077489845E-11,553720922.07391047,0,false,0,1.1487382507567563E-7,1.1487382507567563E-7,175101.93018421595,0,false,0,3.632629307748991E-4,3.632629307748991E-4]
[null,17,11,1491.3542222803264,null,331,12,17,2364.0390981902751,1,3.3434059903288765E-2,3.3434059903288765E-2,1.2001042208220487E+22,0,false,0,2.8770392219456034E-22,2.8770392219456034E-22,3.7871464234257603E+18,0,false,0,9.3327463263319544E-19,9.3327463263319544E-19,1198538950767314.7,0,false,0,2.6908833682926595E-15,2.6908833682926595E-15,415416132407.83386,0,false,0,8.5065225095548414E-12,8.5065225095548414E-12,131409322.71220188,0,false,0,2.6899986097684883E-8,2.6899986097684883E-8,41555.276555065095,0,false,0,8.5065225095548767E-5,8.5065225095548767E-5]
[null,17,12,1652.5630189282367,null,332,16,16,2364.5548702433925,1,0.26431121069994168,0.26431121069994168,9.5114551879238741E+22,0,false,0,2.268666797990596E-21,2.268666797990596E-21,3.0015121079939539E+19,0,false,0,7.3592641918520519E-18,7.3592641918520519E-18,9499049602038672,0,false,0,2.1218750541685068E-14,2.1218750541685068E-14,3292390660063.8643,0,false,0,6.7077518570414992E-11,6.7077518570414992E-11,1041487782.9497019,0,false,0,2.1211773847475336E-7,2.1211773847475336E-7,329347.354936013,0,false,0,6.7077518570415082E-4,6.7077518570415082E-4]
[null,17,13,1827.1940089520613,null,333,6,18,2380.8043734085104,1,0.2520224014277363,0.2520224014277363,9.8209192967507305E+22,0,false,0,1.9976190086737164E-21,1.9976190086737164E-21,3.0991691174926352E+19,0,false,0,6.480019918533851E-18,6.480019918533851E-18,9808110083502038,0,false,0,1.8683651323287405E-14,1.8683651323287405E-14,3399511675870.1899,0,false,0,5.9063466820957162E-11,5.9063466820957162E-11,1075373564.0669551,0,false,0,1.8677508166000853E-7,1.8677508166000853E-7,340062.97979845927,0,false,0,5.906346682095704E-4,5.906346682095704E-4]
[null,17,14,2015.2471923518001,null,334,7,18,2408.4441018822258,1,0.61191224778046216,0.61191224778046216,2.7270016354460082E+23,0,false,0,4.2411087305385773E-21,4.2411087305385773E-21,8.6055480108896043E+19,0,false,0,1.375761290377593E-17,1.375761290377593E-17,2.7234448660211848E+16,0,false,0,3.9666921670986199E-14,3.9666921670986199E-14,9439517442000.3945,0,false,0,1.2539657647558552E-10,1.2539657647558552E-10,2986019311.7524209,0,false,0,3.9653879245033993E-7,3.9653879245033993E-7,944262.21623860381,0,false,0,1.2539657647558562E-3,1.2539657647558562E-3]
[null,17,15,2216.7225691274539,null,335,13,17,2415.3341510011378,1,2.7577773590622082E-2,2.7577773590622082E-2,1.270516149404468E+22,0,false,0,1.8489481274497453E-22,1.8489481274497453E-22,4.0093440283260759E+18,0,false,0,5.9977506432345258E-19,5.9977506432345258E-19,1268859042589739.7,0,false,0,1.7293138470409417E-15,1.7293138470409417E-15,439789224793.96942,0,false,0,5.4667724879032158E-12,5.4667724879032158E-12,139119306.29974249,0,false,0,1.7287452511719427E-8,1.7287452511719427E-8,43993.387440979917,0,false,0,5.4667724879032142E-5,5.4667724879032142E-5]
[null,17,16,2431.6201392790208,null,336,17,16,2431.6201392790208,1,0.83775051710376625,0.83775051710376625,4.1731929959070665E+23,0,false,0,5.194544278872988E-21,5.194544278872988E-21,1.3169267014067413E+20,0,false,0,1.6850435567866984E-17,1.6850435567866984E-17,4.1677499902782352E+16,0,false,0,4.8584366522561592E-14,4.8584366522561592E-14,14445509515529.17,0,false,0,1.5358674118189692E-10,1.5358674118189692E-10,4569573672.2249765,0,false,0,4.8568392053757473E-7,4.8568392053757473E-7,1445026.0740170649,0,false,0,1.5358674118189674E-3,1.5358674118189674E-3]
[null,17,17,2659.9399028065036,null,337,8,18,2440.0263844121318,1,0.91211105021927974,0.91211105021927974,4.7296341253032894E+23,0,false,0,5.4331838588925512E-21,5.4331838588925512E-21,1.492521786939931E+20,0,false,0,1.7624551765782279E-17,1.7624551765782279E-17,4.7234653655091824E+16,0,false,0,5.0816353045348513E-14,5.0816353045348513E-14,16371630746301.064,0,false,0,1.606425815876278E-10,1.606425815876278E-10,5178867020.8733397,0,false,0,5.0799644702633084E-7,5.0799644702633084E-7,1637701.5485090497,0,false,0,1.6064258158762733E-3,1.6064258158762733E-3]
[null,17,18,2901.6818597098991,null,338,20,15,2441.5737005714873,1,0.76565685183082699,0.76565685183082699,3.9995859115676721E+23,0,false,0,4.5273057983410189E-21,4.5273057983410189E-21,1.2621418387981189E+20,0,false,0,1.4685999493978178E-17,1.4685999493978178E-17,3.9943693379150448E+16,0,false,0,4.2343711489940714E-14,4.2343711489940714E-14,13844568511542.959,0,false,0,1.3385854592271589E-10,1.3385854592271589E-10,4379476937.4975653,0,false,0,4.2329788939402835E-7,4.2329788939402835E-7,1384912.2082671153,0,false,0,1.3385854592271595E-3,1.3385854592271595E-3]
[null,17,19,3156.8460099892104,null,339,14,17,2470.5717578681924,1,6.318305638463366E-2,6.318305638463366E-2,3.7861620628610521E+22,0,false,0,3.2567811410216736E-22,3.2567811410216736E-22,1.1947920743960601E+19,0,false,0,1.0564580419234859E-18,1.0564580419234859E-18,3781223853331767,0,false,0,3.0460544784015941E-15,3.0460544784015941E-15,1310580175899.7546,0,false,0,9.629302886618195E-12,9.629302886618195E-12,414578153.90266728,0,false,0,3.045052940134772E-8,3.045052940134772E-8,131101.12344802479,0,false,0,9.6293028866182171E-5,9.6293028866182171E-5]
[null,17,20,3425.4323536444344,null,340,9,18,2475.5512209982298,1,0.37201012486517748,0.37201012486517748,2.2820243332994195E+23,0,false,0,1.8731638268025919E-21,1.8731638268025919E-21,7.201341468581349E+19,0,false,0,6.0763032668661244E-18,6.0763032668661244E-18,2.2790479381737856E+16,0,false,0,1.7519626945585878E-14,1.7519626945585878E-14,7899228301609.0762,0,false,0,5.5383708832459965E-11,5.5383708832459965E-11,2498776913.2769732,0,false,0,1.7513866517815927E-7,1.7513866517815927E-7,790182.64106002287,0,false,0,5.5383708832460192E-4,5.5383708832460192E-4]
[null,18,1,688.49471456833214,null,341,18,16,2502.6279623708406,1,0.63939615725233234,0.63939615725233234,4.4510724617417982E+23,0,false,0,2.8370167013213242E-21,2.8370167013213242E-21,1.404616604243554E+20,0,false,0,9.2029184013328556E-18,9.2029184013328556E-18,4.4452670239182032E+16,0,false,0,2.6534504635608094E-14,2.6534504635608094E-14,15407389417039.334,0,false,0,8.3881881921141175E-11,8.3881881921141175E-11,4873846849.2325335,0,false,0,2.6525780129210667E-7,2.6525780129210667E-7,1541245.7010410079,0,false,0,8.3881881921141221E-4,8.3881881921141221E-4]
[null,18,2,715.48157745709909,null,342,10,18,2515.0186116405189,1,0.51081223400874298,0.51081223400874298,3.7661209894971568E+23,0,false,0,2.1400051847112496E-21,2.1400051847112496E-21,1.1884677503919581E+20,0,false,0,6.9419024160675366E-18,6.9419024160675366E-18,3.7612089191076976E+16,0,false,0,2.0015383577931699E-14,2.0015383577931699E-14,13036429574134.898,0,false,0,6.3273389307497236E-11,6.3273389307497236E-11,4123836912.6226878,0,false,0,2.0008802549023572E-7,2.0008802549023572E-7,1304071.7342964441,0,false,0,6.3273389307497152E-4,6.3273389307497152E-4]
[null,18,3,755.89063372178043,null,343,15,17,2529.7519187914381,1,4.0579741586972133E-2,4.0579741586972133E-2,3.2021095407848281E+22,0,false,0,1.5884329335597009E-22,1.5884329335597009E-22,1.0104837133640024E+19,0,false,0,5.1526727589341085E-19,5.1526727589341085E-19,3197933098364929,0,false,0,1.4856550199109393E-15,1.4856550199109393E-15,1108410367949.4526,0,false,0,4.696508966988074E-12,4.696508966988074E-12,350625419.61279237,0,false,0,1.4851665387086816E-8,1.4851665387086816E-8,110877.49315287007,0,false,0,4.6965089669880694E-5,4.6965089669880694E-5]
[null,18,4,809.72188336237605,null,344,1,19,2556.9081921621173,1,0.63419018695306018,0.63419018695306018,5.6658097820399453E+23,0,false,0,2.1926209474639168E-21,2.1926209474639168E-21,1.7879489863942812E+20,0,false,0,7.1125812037572392E-18,7.1125812037572392E-18,5.6584199885255368E+16,0,false,0,2.0507496719181953E-14,2.0507496719181953E-14,19612203221827.512,0,false,0,6.4829076024588338E-11,6.4829076024588338E-11,6203963065.5080175,0,false,0,2.0500753884191252E-7,2.0500753884191252E-7,1961865.3806565802,0,false,0,6.4829076024588387E-4,6.4829076024588387E-4]
[null,18,5,876.97532637888605,null,345,11,18,2558.4285563389985,1,0.92303906497227639,0.92303906497227639,8.3035557647456233E+23,0,false,0,3.1692943030835038E-21,3.1692943030835038E-21,2.6203375482366077E+20,0,false,0,1.0280784335002926E-17,1.0280784335002926E-17,8.2927256160296016E+16,0,false,0,2.9642283860227889E-14,2.9642283860227889E-14,28742762179943.047,0,false,0,9.3706311415359893E-11,9.3706311415359893E-11,9092248991.5150108,0,false,0,2.9632537520557274E-7,2.9632537520557274E-7,2875221.5866556382,0,false,0,9.3706311415359524E-4,9.3706311415359524E-4]
[null,18,6,957.65096277131022,null,346,2,19,2564.8351503548752,1,0.68412055012974926,0.68412055012974926,6.3358546517644917E+23,0,false,0,2.2816371532317771E-21,2.2816371532317771E-21,1.9993937915941329E+20,0,false,0,7.4013383611247583E-18,7.4013383611247583E-18,6.3275909331761056E+16,0,false,0,2.1340061759596351E-14,2.1340061759596351E-14,21931563853106.832,0,false,0,6.7461012191128813E-11,6.7461012191128813E-11,6937650531.8930616,0,false,0,2.1333045178435334E-7,2.1333045178435334E-7,2193877.7291060779,0,false,0,6.7461012191128789E-4,6.7461012191128789E-4]
[null,18,7,1051.748792539649,null,347,3,19,2576.704662603825,1,0.10379178870382805,0.10379178870382805,1.0142601521364482E+23,0,false,0,3.280674498494159E-22,3.280674498494159E-22,3.2006817749175988E+19,0,false,0,1.0642087407139075E-18,1.0642087407139075E-18,1.012937274492744E+16,0,false,0,3.0684018408376078E-15,3.0684018408376078E-15,3510861993030.0137,0,false,0,9.6999482158922223E-12,9.6999482158922223E-12,1110597207.5902665,0,false,0,3.0673929547906168E-8,3.0673929547906168E-8,351201.67390080821,0,false,0,9.6999482158922459E-5,9.6999482158922459E-5]
[null,18,8,1159.2688156839017,null,348,19,16,2577.5783395188523,1,0.1480141259560275,0.1480141259560275,1.4521160994264296E+23,0,false,0,4.6600599386069647E-22,4.6600599386069647E-22,4.5824155910182199E+19,0,false,0,1.5116636902541362E-18,1.5116636902541362E-18,1.4502221357131072E+16,0,false,0,4.3585355696209618E-15,4.3585355696209618E-15,5026500560240.2393,0,false,0,1.3778367865568437E-11,1.3778367865568437E-11,1590041846.4856236,0,false,0,4.3571024894869035E-8,4.3571024894869035E-8,502815.38098743925,0,false,0,1.3778367865568457E-4,1.3778367865568457E-4]
[null,18,9,1280.2110322040694,null,349,4,19,2592.5167289089659,1,0.57215714065449474,0.57215714065449474,6.0033418986680892E+23,0,false,0,1.6843179628863362E-21,1.6843179628863362E-21,1.8944633645709079E+20,0,false,0,5.4637114991683259E-18,5.4637114991683259E-18,5.995511869292908E+16,0,false,0,1.5753359073716417E-14,1.5753359073716417E-14,20780570802078.488,0,false,0,4.9800115880419243E-11,4.9800115880419243E-11,6573554856.5388479,0,false,0,1.5748179392244691E-7,1.5748179392244691E-7,2078740.5670724073,0,false,0,4.9800115880419362E-4,4.9800115880419362E-4]
[null,18,10,1414.5754421001504,null,350,16,17,2592.8746337708749,1,1.9408435285589002E-2,1.9408435285589002E-2,2.0396954197789256E+22,0,false,0,5.7042984558716232E-23,5.7042984558716232E-23,6.4366286526367488E+18,0,false,0,1.8504012754589935E-19,1.8504012754589935E-19,2037035089029327.5,0,false,0,5.3352077113158715E-16,5.3352077113158715E-16,706040665363.31787,0,false,0,1.6865860863473601E-12,1.6865860863473601E-12,223343097.20927921,0,false,0,5.3334535028070849E-9,5.3334535028070849E-9,70627.288685771695,0,false,0,1.6865860863473655E-5,1.6865860863473655E-5]
[null,18,11,1562.3620453721462,null,351,12,18,2605.7810550936706,1,0.48489852580914872,0.48489852580914872,5.3988047186104142E+23,0,false,0,1.3452116568401747E-21,1.3452116568401747E-21,1.7036906983673663E+20,0,false,0,4.3636941244144897E-18,4.3636941244144897E-18,5.3917631740421808E+16,0,false,0,1.2581711248888446E-14,1.2581711248888446E-14,18687965069350.832,0,false,0,3.9773782546099976E-11,3.9773782546099976E-11,5911597169.8030281,0,false,0,1.2577574400592677E-7,1.2577574400592677E-7,1869411.166598276,0,false,0,3.9773782546099963E-4,3.9773782546099963E-4]
[null,18,12,1723.5708420200567,null,352,5,19,2612.2713492702983,1,0.72099537506929923,0.72099537506929923,8.2630497014605561E+23,0,false,0,1.943171383023371E-21,1.943171383023371E-21,2.6075551256740056E+20,0,false,0,6.3033988024956296E-18,6.3033988024956296E-18,8.252272383929296E+16,0,false,0,1.8174404841042983E-14,1.8174404841042983E-14,28602550422855.414,0,false,0,5.745361753682655E-11,5.745361753682655E-11,9047895557.4575729,0,false,0,1.8168429123256486E-7,1.8168429123256486E-7,2861195.7992884801,0,false,0,5.7453617536826684E-4,5.7453617536826684E-4]
[null,18,13,1898.2018320438813,null,353,6,19,2635.9685236878217,1,0.20560284803785875,0.20560284803785875,2.6171965427251312E+23,0,false,0,4.9889416884019466E-22,4.9889416884019466E-22,8.2590381353665626E+19,0,false,0,1.6183487127864374E-18,1.6183487127864374E-18,2.6137829897147956E+16,0,false,0,4.6661373652126463E-15,4.6661373652126463E-15,9059427061970.4277,0,false,0,1.475077032232765E-11,1.475077032232765E-11,2865784647.0087466,0,false,0,4.6646031460571465E-8,4.6646031460571465E-8,906240.67680893291,0,false,0,1.4750770322327633E-4,1.4750770322327633E-4]
[null,18,14,2086.2550154436203,null,354,20,16,2656.4712707230547,1,0.79906356832109793,0.79906356832109793,1.1130416796735158E+24,0,false,0,1.7718940363045673E-21,1.7718940363045673E-21,3.5124047921537666E+20,0,false,0,5.7477970518552819E-18,5.7477970518552819E-18,1.111589963413681E+17,0,false,0,1.6572454613408444E-14,1.6572454613408444E-14,38527942969983.828,0,false,0,5.2389471750676634E-11,5.2389471750676634E-11,12187612603.858702,0,false,0,1.6567005614518718E-7,1.6567005614518718E-7,3854061.5067968932,0,false,0,5.2389471750676723E-4,5.2389471750676723E-4]
[null,18,15,2287.7303922192741,null,355,13,18,2657.0761079045337,1,0.39996404259225887,0.39996404259225887,5.5859956462706474E+23,0,false,0,8.845610640523511E-22,8.845610640523511E-22,1.7627621889834438E+20,0,false,0,2.8694026685420724E-18,2.8694026685420724E-18,5.5787099526123528E+16,0,false,0,8.2732645330017039E-15,8.2732645330017039E-15,19335926553372.465,0,false,0,2.6153757463718811E-11,2.6153757463718811E-11,6116567976.4622211,0,false,0,8.2705442956979876E-8,8.2705442956979876E-8,1934228.626886782,0,false,0,2.6153757463718853E-4,2.6153757463718853E-4]
[null,18,16,2502.6279623708406,null,356,17,17,2659.9399028065036,1,6.1516220419177085E-2,6.1516220419177085E-2,8.6997872539109725E+22,0,false,0,1.3435603214181339E-22,1.3435603214181339E-22,2.7453755775182283E+19,0,false,0,4.3583374040486228E-19,4.3583374040486228E-19,8688440309008324,0,false,0,1.2566266374210523E-15,1.2566266374210523E-15,3011431766580.3306,0,false,0,3.9724957622785525E-12,3.9724957622785525E-12,952611557.34756637,0,false,0,1.2562134604167052E-8,1.2562134604167052E-8,301242.22466184117,0,false,0,3.9724957622785554E-5,3.9724957622785554E-5]
[null,18,17,2730.9477258983238,null,357,7,19,2663.6082521615367,1,0.49920523009136303,0.49920523009136303,7.1739284302525345E+23,0,false,0,1.0729703648430041E-21,1.0729703648430041E-21,2.263863164978523E+20,0,false,0,3.4805782814388773E-18,3.4805782814388773E-18,7.1645716301081872E+16,0,false,0,1.0035449247280146E-14,1.0035449247280146E-14,24832556630996.027,0,false,0,3.1724442583198308E-11,3.1724442583198308E-11,7855326727.8698692,0,false,0,1.0032149606214283E-7,1.0032149606214283E-7,2484072.4224866363,0,false,0,3.1724442583198415E-4,3.1724442583198415E-4]
[null,18,18,2972.6896828017193,null,358,8,19,2695.1905346914427,1,0.74411095438140473,0.74411095438140473,1.2264062161062893E+24,0,false,0,1.3945290517359095E-21,1.3945290517359095E-21,3.8701471375649112E+20,0,false,0,4.5236734297109494E-18,4.5236734297109494E-18,1.2248066409263051E+17,0,false,0,1.3042974886451105E-14,1.3042974886451105E-14,42452056931090.422,0,false,0,4.1231946642693695E-11,4.1231946642693695E-11,13428934540.215818,0,false,0,1.3038686375344422E-7,1.3038686375344422E-7,4246601.9696388151,0,false,0,4.1231946642693421E-4,4.1231946642693421E-4]
[null,18,19,3227.8538330810302,null,359,14,18,2712.3137147715879,1,0.91635209680328167,0.91635209680328167,1.6256901729026818E+24,0,false,0,1.5954143303521428E-21,1.5954143303521428E-21,5.1301600453412487E+20,0,false,0,5.1753195149360199E-18,5.1753195149360199E-18,1.6235698202684822E+17,0,false,0,1.4921846926289727E-14,1.4921846926289727E-14,56273272971079.875,0,false,0,4.7171508159104128E-11,4.7171508159104128E-11,17801024348.925869,0,false,0,1.4916940644798601E-7,1.4916940644798601E-7,5629178.162672163,0,false,0,4.7171508159104327E-4,4.7171508159104327E-4]
[null,18,20,3496.4401767362551,null,360,9,19,2730.7153712775403,1,0.303490248239426,0.303490248239426,5.824548480936645E+23,0,false,0,4.8844282061247522E-22,4.8844282061247522E-22,1.8380418604426913E+20,0,false,0,1.5844458792645955E-18,1.5844458792645955E-18,5.8169516479604544E+16,0,false,0,4.5683863199447686E-15,4.5683863199447686E-15,20161677302619.621,0,false,0,1.4441756012490907E-11,1.4441756012490907E-11,6377779177.0449638,0,false,0,4.5668842411902467E-8,4.5668842411902467E-8,2016830.8613056247,0,false,0,1.4441756012490941E-4,1.4441756012490941E-4]
[null,19,1,763.44509171634331,null,361,18,17,2730.9477258983238,1,4.6951012433499174E-2,4.6951012433499174E-2,9.0197005546214998E+22,0,false,0,7.5489112049024489E-23,7.5489112049024489E-23,2.8463300189384962E+19,0,false,0,2.4487699986139607E-19,2.4487699986139607E-19,9007936353699728,0,false,0,7.0604666961242555E-16,7.0604666961242555E-16,3122169770647.9541,0,false,0,2.2319814967176007E-12,2.2319814967176007E-12,987641506.78329003,0,false,0,7.0581452249792541E-9,7.0581452249792541E-9,312319.66731558339,0,false,0,2.2319814967176044E-5,2.2319814967176044E-5]
[null,19,2,790.43195460511026,null,362,10,19,2770.1827619198293,1,0.41672664624177441,0.41672664624177441,9.4498854551071083E+23,0,false,0,5.6762630155232501E-22,5.6762630155232501E-22,2.9820826626688778E+20,0,false,0,1.8413069380956997E-18,1.8413069380956997E-18,9.4375601732967232E+16,0,false,0,5.3089862752017608E-15,5.3089862752017608E-15,32710782941573.387,0,false,0,1.6782968665630265E-11,1.6782968665630265E-11,10347460044.035944,0,false,0,5.3072406882628518E-8,5.3072406882628518E-8,3272154.1736739883,0,false,0,1.678296866563029E-4,1.678296866563029E-4]
[null,19,3,830.84101086979149,null,363,15,18,2771.4938756948341,1,0.58853327804510647,0.58853327804510647,1.3419477426812018E+24,0,false,0,7.9724711877998163E-22,7.9724711877998163E-22,4.2347593700138261E+20,0,false,0,2.5861674259487704E-18,2.5861674259487704E-18,1.3401974691797998E+17,0,false,0,7.4566206674566903E-15,7.4566206674566903E-15,46451527416193.375,0,false,0,2.3572151918712968E-11,2.3572151918712968E-11,14694094139.599947,0,false,0,7.4541689414640975E-8,7.4541689414640975E-8,4646680.5634067999,0,false,0,2.3572151918712877E-4,2.3572151918712877E-4]
[null,19,4,884.6722605103871,null,364,19,17,2805.8981030463347,1,1.0868712595894493E-2,1.0868712595894493E-2,2.860477122242147E+22,0,false,0,1.275569845815483E-23,1.275569845815483E-23,9.0267541058810092E+18,0,false,0,4.1377850193032051E-20,4.1377850193032051E-20,2856746263618400.5,0,false,0,1.1930354153737667E-16,1.1930354153737667E-16,990154290224.04114,0,false,0,3.7714687805336848E-13,3.7714687805336848E-13,313217264.5889957,0,false,0,1.1926431470704132E-9,1.1926431470704132E-9,99047.995858883092,0,false,0,3.7714687805336897E-6,3.7714687805336897E-6]
[null,19,5,951.92570352689711,null,365,11,19,2813.5927066183099,1,0.75302615772796155,0.75302615772796155,2.0459665281315564E+24,0,false,0,8.5606770520503397E-22,8.5606770520503397E-22,6.4564182718686246E+20,0,false,0,2.7769738660152608E-18,2.7769738660152608E-18,2.0432980181105862E+17,0,false,0,8.0067672783094918E-15,8.0067672783094918E-15,70821140981414.969,0,false,0,2.5311296239837616E-11,2.5311296239837616E-11,22402977265.544292,0,false,0,8.0041346649141983E-8,8.0041346649141983E-8,7084443.4528090917,0,false,0,2.5311296239837589E-4,2.5311296239837589E-4]
[null,19,6,1032.6013399193214,null,366,1,20,2825.4945358173418,1,0.2162655012266689,0.2162655012266689,6.171494609934855E+23,0,false,0,2.3408341865004207E-22,2.3408341865004207E-22,1.947527000879684E+20,0,false,0,7.5933659464817888E-19,7.5933659464817888E-19,6.16344526260466E+16,0,false,0,2.1893729262840058E-15,2.1893729262840058E-15,21362631491111.816,0,false,0,6.9211286890748837E-12,6.9211286890748837E-12,6757679147.7162914,0,false,0,2.1886530636611932E-8,2.1886530636611932E-8,2136965.7803408806,0,false,0,6.9211286890748989E-5,6.9211286890748989E-5]
[null,19,7,1126.6991696876601,null,367,2,20,2833.4214940101001,1,0.2332922784316519,0.2332922784316519,6.8778053498965344E+23,0,false,0,2.4442035015197606E-22,2.4442035015197606E-22,2.1704161588596992E+20,0,false,0,7.9286827498272117E-19,7.9286827498272117E-19,6.8688347766998448E+16,0,false,0,2.2860538364556951E-15,2.2860538364556951E-15,23807526449251.312,0,false,0,7.2267600472788886E-12,7.2267600472788886E-12,7531077110.5959568,0,false,0,2.2853021852907541E-8,2.2853021852907541E-8,2381535.6903842972,0,false,0,7.2267600472788942E-5,7.2267600472788942E-5]
[null,19,8,1234.2191928319128,null,368,16,18,2834.6165906742708,1,0.28148306503807635,0.28148306503807635,8.3393291725414218E+23,0,false,0,2.9346745054631118E-22,2.9346745054631118E-22,2.6316264955660996E+20,0,false,0,9.5197077957523066E-19,9.5197077957523066E-19,8.3284523653408944E+16,0,false,0,2.744789420271755E-15,2.744789420271755E-15,28866591847831.18,0,false,0,8.6769323645358244E-12,8.6769323645358244E-12,9131420250.2105713,0,false,0,2.7438869375163495E-8,2.7438869375163495E-8,2887608.6262849979,0,false,0,8.6769323645358135E-5,8.6769323645358135E-5]
[null,19,9,1355.1614093520802,null,369,3,20,2845.2910062590495,1,3.5394087876208777E-2,3.5394087876208777E-2,1.0954402238611059E+23,0,false,0,3.5323138078863627E-23,3.5323138078863627E-23,3.4568602075498021E+19,0,false,0,1.1458373060242771E-19,1.1458373060242771E-19,1.0940114648005082E+16,0,false,0,3.3037590884159686E-16,3.3037590884159686E-16,3791866849436.146,0,false,0,1.0443968468833386E-12,1.0443968468833386E-12,1199487972.7252977,0,false,0,3.302672817249485E-9,3.302672817249485E-9,379311.40197898459,0,false,0,1.044396846883343E-5,1.044396846883343E-5]
[null,19,10,1489.525819248162,null,370,12,19,2860.945205372981,1,0.39558593740448367,0.39558593740448367,1.3049791958672561E+24,0,false,0,3.703945725086472E-22,3.703945725086472E-22,4.118098418892703E+20,0,false,0,1.201512499205956E-18,1.201512499205956E-18,1.3032771396442294E+17,0,false,0,3.464285739543689E-15,3.464285739543689E-15,45171860994583.109,0,false,0,1.0951431403604852E-11,1.0951431403604852E-11,14289294988.477331,0,false,0,3.4631466874486004E-8,3.4631466874486004E-8,4518671.8321617916,0,false,0,1.0951431403604876E-4,1.0951431403604876E-4]
[null,19,11,1637.3124225201577,null,371,4,20,2861.1030725641908,1,0.19511158221882186,0.19511158221882186,6.4405716313957741E+23,0,false,0,1.8256948900000673E-22,1.8256948900000673E-22,2.0324391328238086E+20,0,false,0,5.9223201226046087E-19,5.9223201226046087E-19,6.4321713327090504E+16,0,false,0,1.7075651863223014E-15,1.7075651863223014E-15,22294041727287.055,0,false,0,5.3980197971936334E-12,5.3980197971936334E-12,7052313801.3912916,0,false,0,1.7070037413812108E-8,1.7070037413812108E-8,2230137.4386636773,0,false,0,5.3980197971936555E-5,5.3980197971936555E-5]
[null,19,12,1798.521219168068,null,372,5,20,2880.8576929255228,1,0.24586698025179804,0.24586698025179804,8.7919620887355915E+23,0,false,0,2.1237388951810252E-22,2.1237388951810252E-22,2.7744630175903986E+20,0,false,0,6.8891366585838445E-19,6.8891366585838445E-19,8.7804949221835856E+16,0,false,0,1.9863245617396516E-15,1.9863245617396516E-15,30433380899843.762,0,false,0,6.279244501942405E-12,6.279244501942405E-12,9627045412.7783451,0,false,0,1.9856714611227629E-8,1.9856714611227629E-8,3044339.0642255256,0,false,0,6.2792445019424202E-5,6.2792445019424202E-5]
[null,19,13,1973.1522091918926,null,373,20,17,2884.7910342505375,1,5.8675428536544019E-2,5.8675428536544019E-2,2.1317258136564736E+23,0,false,0,4.9884739578607028E-23,4.9884739578607028E-23,6.7270472437664326E+19,0,false,0,1.6181969869963656E-19,1.6181969869963656E-19,2.1289454496488088E+16,0,false,0,4.6656998986933595E-16,4.6656998986933595E-16,7378969905268.125,0,false,0,1.4749387386583506E-12,1.4749387386583506E-12,2334202651.0733361,0,false,0,4.6641658233762386E-9,4.6641658233762386E-9,738139.68977949768,0,false,0,1.4749387386583512E-5,1.4749387386583512E-5]
[null,19,14,2161.2053925916312,null,374,17,18,2901.6818597098991,1,0.89217775767864382,0.89217775767864382,3.4690082393390187E+24,0,false,0,7.0873513929342153E-22,7.0873513929342153E-22,1.094708436026334E+21,0,false,0,2.2990459139830781E-18,2.2990459139830781E-18,3.4644836867022707E+17,0,false,0,6.628771635443957E-15,6.628771635443957E-15,120079736499050.87,0,false,0,2.0955124176704844E-11,2.0955124176704844E-11,37985036241.463097,0,false,0,6.6265921050048395E-8,6.6265921050048395E-8,12011923.152706476,0,false,0,2.0955124176704929E-4,2.0955124176704929E-4]
[null,19,15,2362.6807693672849,null,375,6,20,2904.5548673430462,1,7.0112726275642051E-2,7.0112726275642051E-2,2.7577053084154654E+23,0,false,0,5.5059513208116628E-23,5.5059513208116628E-23,8.7024390168997413E+19,0,false,0,1.7860600081607058E-19,1.7860600081607058E-19,2.7541084928521772E+16,0,false,0,5.1496944229289814E-16,5.1496944229289814E-16,9545798220406.1055,0,false,0,1.6279409223807758E-12,1.6279409223807758E-12,3019639299.080977,0,false,0,5.1480012109186257E-9,5.1480012109186257E-9,954893.78972502565,0,false,0,1.6279409223807768E-5,1.6279409223807768E-5]
[null,19,16,2577.5783395188523,null,376,13,19,2912.2402581838442,1,0.32629538407633657,0.32629538407633657,1.3234421972943279E+24,0,false,0,2.4848684140997434E-22,2.4848684140997434E-22,4.1763617668644628E+20,0,false,0,8.0605945119598122E-19,8.0605945119598122E-19,1.3217160601766701E+17,0,false,0,2.3240875678347728E-15,2.3240875678347728E-15,45810957875703.078,0,false,0,7.3469937206928735E-12,7.3469937206928735E-12,14491461639.562044,0,false,0,2.3233234112344483E-8,2.3233234112344483E-8,4582602.5405973997,0,false,0,7.3469937206928788E-5,7.3469937206928788E-5]
[null,19,17,2805.8981030463347,null,377,7,20,2932.1945958167612,1,0.17023421604704517,0.17023421604704517,7.4751695206930526E+23,0,false,0,1.1974549330432941E-22,1.1974549330432941E-22,2.3589252519587365E+20,0,false,0,3.8843902585904109E-19,3.8843902585904109E-19,7.4654198182907168E+16,0,false,0,1.1199748474152523E-15,1.1199748474152523E-15,25875302807052.48,0,false,0,3.5405069435313019E-12,3.5405069435313019E-12,8185180477.0781517,0,false,0,1.1196066013200128E-8,1.1196066013200128E-8,2588381.3367110454,0,false,0,3.5405069435313352E-5,3.5405069435313352E-5]
[null,19,18,3047.6400599497306,null,378,8,20,2963.7768783466672,1,0.25374963509086967,0.25374963509086967,1.262047155703785E+24,0,false,0,1.5758750645048729E-22,1.5758750645048729E-22,3.9826185834462786E+20,0,false,0,5.1119366419587407E-19,5.1119366419587407E-19,1.2604010948148872E+17,0,false,0,1.4739096948131529E-15,1.4739096948131529E-15,43685768222667.18,0,false,0,4.6593792000484557E-12,4.6593792000484557E-12,13819196623.464323,0,false,0,1.4734250754566478E-8,1.4734250754566478E-8,4370013.6763855433,0,false,0,4.6593792000484753E-5,4.6593792000484753E-5]
[null,19,19,3302.804210229041,null,379,14,19,2967.4778650508993,1,0.74757085021364911,0.74757085021364911,3.772454492649705E+24,0,false,0,4.5758019723103412E-22,4.5758019723103412E-22,1.1904664021253468E+21,0,false,0,1.4843314863890749E-18,1.4843314863890749E-18,3.76753416160864E+17,0,false,0,4.2797294280764376E-15,4.2797294280764376E-15,130583529982722.23,0,false,0,1.3529242903543323E-11,1.3529242903543323E-11,41307719883.038803,0,false,0,4.278322259286672E-8,4.278322259286672E-8,13062647.977862652,0,false,0,1.3529242903543404E-4,1.3529242903543404E-4]
[null,19,20,3571.390553884266,null,380,18,18,2972.6896828017193,1,0.68093664903708939,0.68093664903708939,3.5070258072500704E+24,0,false,0,4.0837671364248022E-22,4.0837671364248022E-22,1.1067055687622855E+21,0,false,0,1.3247216947668323E-18,1.3247216947668323E-18,3.5024516691194022E+17,0,false,0,3.8195311984500608E-15,3.8195311984500608E-15,121395714790866.55,0,false,0,1.2074446814905145E-11,1.2074446814905145E-11,38401321990.957352,0,false,0,3.8182753421665861E-8,3.8182753421665861E-8,12143564.265293645,0,false,0,1.2074446814905153E-4,1.2074446814905153E-4]
[null,20,1,842.33802292054577,null,381,9,20,2999.3017149327648,1,0.10349335578376521,0.10349335578376521,5.9121709238546119E+23,0,false,0,5.5958294614067442E-23,5.5958294614067442E-23,1.8656927107231325E+20,0,false,0,1.8152153245032018E-19,1.8152153245032018E-19,5.90445980681576E+16,0,false,0,5.2337570911941796E-16,5.2337570911941796E-16,20464982429937.578,0,false,0,1.6545151317365942E-12,1.6545151317365942E-12,6473724226.4703493,0,false,0,5.2320362395011847E-9,5.2320362395011847E-9,2047171.3499458041,0,false,0,1.6545151317366008E-5,1.6545151317366008E-5]
[null,20,2,869.32488580931272,null,382,15,19,3026.6580259741445,1,0.48013239079394721,0.48013239079394721,3.0481903900796877E+24,0,false,0,2.3359655546982069E-22,2.3359655546982069E-22,9.6191173511610473E+20,0,false,0,7.5775727291979845E-19,7.5775727291979845E-19,3.0442147010887334E+17,0,false,0,2.1848193142779596E-15,2.1848193142779596E-15,105513124670310.03,0,false,0,6.9067336381836006E-12,6.9067336381836006E-12,33377154059.48938,0,false,0,2.1841009488761363E-8,2.1841009488761363E-8,10554782.86423214,0,false,0,6.9067336381835914E-5,6.9067336381835914E-5]
[null,20,3,909.73394207399394,null,383,10,20,3038.7691055750538,1,0.14210815442758754,0.14210815442758754,9.4507204316565182E+23,0,false,0,6.6002379909092714E-23,6.6002379909092714E-23,2.9823461546554799E+20,0,false,0,2.1410325723998836E-19,2.1410325723998836E-19,9.4383940608040912E+16,0,false,0,6.1731764033793102E-16,6.1731764033793102E-16,32713673213291.137,0,false,0,1.9514879258448594E-12,1.9514879258448594E-12,10348374328.819969,0,false,0,6.1711466719874946E-9,6.1711466719874946E-9,3272443.2959087496,0,false,0,1.9514879258448571E-5,1.9514879258448571E-5]
[null,20,4,963.56519171458967,null,384,19,18,3047.6400599497306,1,0.15763035450786392,0.15763035450786392,1.08443842451347E+24,0,false,0,7.0771975815171937E-23,7.0771975815171937E-23,3.4221420353046145E+20,0,false,0,2.2957521477571041E-19,2.2957521477571041E-19,1.0830240148624979E+17,0,false,0,6.6192748159155454E-16,6.6192748159155454E-16,37537841158266.055,0,false,0,2.0925102470807327E-12,2.0925102470807327E-12,11874411939.888676,0,false,0,6.6170984080168291E-9,6.6170984080168291E-9,3755018.7605146682,0,false,0,2.0925102470807373E-5,2.0925102470807373E-5]
[null,20,5,{"$f":"3.141625/2*SQRT($H$2/$I$2)*((1+($D$8-1)/B394)*(B394/$C$2)^2+(1+($D$8-1)/C394)*(C394/$D$2)^2)","v":1030.8186347310996},null,385,11,20,3082.1790502735344,1,{"$f":"ABS(SIN(G394*3.1416*$J$2/$C$2)*SIN(H394*3.1416*$K$2/$D$2))*(1/F394^$N$2)+(1-1/F394^$N$2)","v":0.25678981287971886},{"$f":"$J394*$K394","v":0.25678981287971886},{"$f":"10^(LOG10($I394/22.27)/LOG10(2)*70/20)*$L394","v":2.0139392163919042E+24},{"$f":"IF($I394<22.27,M394,0)","v":0},{"$f":"AND($I394>22.27,$I394<44.45)","v":false},{"$f":"IF($O394=TRUE,$L394,0)","v":0},{"$f":"10^(LOG10(44.45/$I394)/LOG10(2)*70/20)*$L394","v":1.0113366269995199E-22},{"$f":"IF($I394>44.45,Q394,0)","v":1.0113366269995199E-22},{"$f":"10^(LOG10($I394/44.548)/LOG10(2)*70/20)*$L394","v":6.3553502837703678E+20},{"$f":"IF($I394<44.528,S394,0)","v":0},{"$f":"AND($I394>44.548,$I394<89.095)","v":false},{"$f":"IF($U394=TRUE,$L394,0)","v":0},{"$f":"10^(LOG10(89.095/$I394)/LOG10(2)*70/20)*$L394","v":3.2806463388886132E-19},{"$f":"IF($I394>89.095,W394,0)","v":3.2806463388886132E-19},{"$f":"10^(LOG10($I394/89.09)/LOG10(2)*70/20)*$L394","v":2.0113124789029747E+17},{"$f":"IF($I394<89.09,Y394,0)","v":0},{"$f":"AND($I394>89.09,$I394<176.78)","v":false},{"$f":"IF($AA394=TRUE,$L394,0)","v":0},{"$f":"10^(LOG10(176.78/$I394)/LOG10(2)*70/20)*$L394","v":9.4589913428357112E-16},{"$f":"IF($I394>176.78,AC394,0)","v":9.4589913428357112E-16},{"$f":"10^(LOG10($I394/176.78)/LOG10(2)*70/20)*$L394","v":69712515435110.422},{"$f":"IF($I394<176.78,AE394,0)","v":0},{"$f":"AND($I394>176.78,$I394<353.55)","v":false},{"$f":"IF($AG394=TRUE,$L394,0)","v":0},{"$f":"10^(LOG10(353.55/$I394)/LOG10(2)*70/20)*$L394","v":2.9902122003366182E-12},{"$f":"IF($I394>353.55,AI394,0)","v":2.9902122003366182E-12},{"$f":"10^(LOG10($I394/353.55)/LOG10(2)*70/20)*$L394","v":22052283778.180634},{"$f":"IF($I394<353.55,AK394,0)","v":0},{"$f":"AND($I394>353.55,$I394<707.1)","v":false},{"$f":"IF($AM394=TRUE,$L394,0)","v":0},{"$f":"10^(LOG10(707.1/$I394)/LOG10(2)*70/20)*$L394","v":9.4558812402873757E-9},{"$f":"IF($I394>707.1,AO394,0)","v":9.4558812402873757E-9},{"$f":"10^(LOG10($I394/707.1)/LOG10(2)*70/20)*$L394","v":6973544.434743451},{"$f":"IF($I394<707.1,AQ394,0)","v":0},{"$f":"AND($I394>707.1,$I394<1414.2)","v":false},{"$f":"IF($AS394=TRUE,$L394,0)","v":0},{"$f":"10^(LOG10(1414.2/$I394)/LOG10(2)*70/20)*$L394","v":2.9902122003366204E-5},{"$f":"IF($I394>1414.2,AU394,0)","v":2.9902122003366204E-5}]
[null,20,6,1111.4942711235237,null,386,16,19,3089.7807409535812,{"$f":"IF(ABS(I395-I394)>0.0001,1,$M$2)","v":1},0.22963720494048531,0.22963720494048531,1.8533143478609427E+24,0,false,0,8.7886451469633929E-23,8.7886451469633929E-23,5.8484693930810343E+20,0,false,0,2.8509237928737764E-19,2.8509237928737764E-19,1.8508971099240909E+17,0,false,0,8.2199849329120256E-16,8.2199849329120256E-16,64152484856437.672,0,false,0,2.5985327972198054E-12,2.5985327972198054E-12,20293469433.71207,0,false,0,8.2172822138630878E-9,8.2172822138630878E-9,6417358.5037537161,0,false,0,2.5985327972198163E-5,2.5985327972198163E-5]
[null,20,7,1205.5921008918624,null,387,20,18,3126.5329911539329,1,0.8509773829708186,0.8509773829708186,7.8801107394615629E+24,0,false,0,2.8385086886600712E-22,2.8385086886600712E-22,2.4867117943064153E+21,0,false,0,9.2077582169488655E-19,9.2077582169488655E-19,7.8698328809602816E+17,0,false,0,2.6548459133985375E-15,2.6548459133985375E-15,272770070260252.5,0,false,0,8.3925995410397608E-12,8.3925995410397608E-12,86285840613.11644,0,false,0,2.6539730039369199E-8,2.6539730039369199E-8,27285978.615970701,0,false,0,8.3925995410397372E-5,8.3925995410397372E-5]
[null,20,8,1313.1121240361153,null,388,12,20,3129.531549028206,1,0.13489895112069034,0.13489895112069034,1.2631743683396206E+24,0,false,0,4.4497985940316206E-23,4.4497985940316206E-23,3.9861757072595105E+20,0,false,0,1.4434576061594929E-19,1.4434576061594929E-19,1.2615268372515816E+17,0,false,0,4.161878968349407E-16,4.161878968349407E-16,43724786693351.594,0,false,0,1.3156689562792229E-12,1.3156689562792229E-12,13831539405.570892,0,false,0,4.1605105486188147E-9,4.1605105486188147E-9,4373916.8067975678,0,false,0,1.3156689562792214E-5,1.3156689562792214E-5]
[null,20,9,1434.0543405562828,null,389,17,19,3156.8460099892104,1,0.72784913918597383,0.72784913918597383,7.540084135480992E+24,0,false,0,2.1701665577803843E-22,2.1701665577803843E-22,2.3794102354257233E+21,0,false,0,7.0397420428480645E-19,7.0397420428480645E-19,7.530249766346432E+17,0,false,0,2.0297481703454582E-15,2.0297481703454582E-15,261000047766318.94,0,false,0,6.416516859564416E-12,6.416516859564416E-12,82562608500.6073,0,false,0,2.0290807921094432E-8,2.0290807921094432E-8,26108589.242669694,0,false,0,6.4165168595644315E-5,6.4165168595644315E-5]
[null,20,10,1568.4187504523643,null,390,13,20,3180.8266018390686,1,0.11127014614377873,0.11127014614377873,1.2587106760583539E+24,0,false,0,3.0382108782159312E-23,3.0382108782159312E-23,3.9720897170888458E+20,0,false,0,9.8555665129642183E-20,9.8555665129642183E-20,1.2570689668679059E+17,0,false,0,2.8416265788787076E-16,2.8416265788787076E-16,43570275964069.062,0,false,0,8.9830576612163514E-13,8.9830576612163514E-13,13782662752.25197,0,false,0,2.8406922562068837E-9,2.8406922562068837E-9,4358460.6519081453,0,false,0,8.9830576612163577E-6,8.9830576612163577E-6]
[null,20,11,1716.2053537243601,null,391,18,19,3227.8538330810302,1,0.55551615087488615,0.55551615087488615,7.4533459149154713E+24,0,false,0,1.278876525176362E-22,1.278876525176362E-22,2.3520384175377555E+21,0,false,0,4.148511463149435E-19,4.148511463149435E-19,7.4436246765715213E+17,0,false,0,1.1961281394592147E-15,1.1961281394592147E-15,257997603854024,0,false,0,3.7812456171512311E-12,3.7812456171512311E-12,81612840087.162964,0,false,0,1.1957348542727001E-8,1.1957348542727001E-8,25808246.099052928,0,false,0,3.7812456171512331E-5,3.7812456171512331E-5]
[null,20,12,1877.4141503722703,null,392,14,20,3236.0642087061233,1,0.25492949583571556,0.25492949583571556,3.5229145954314598E+24,0,false,0,5.6980279149634516E-23,5.6980279149634516E-23,1.1117195639045234E+21,0,false,0,1.848367192392691E-19,1.848367192392691E-19,3.5183197338969862E+17,0,false,0,5.3293428992857691E-16,5.3293428992857691E-16,121945705268395.94,0,false,0,1.684732079736146E-12,1.684732079736146E-12,38575301455.190651,0,false,0,5.3275906191186189E-9,5.3275906191186189E-9,12198581.402601035,0,false,0,1.6847320797361379E-5,1.6847320797361379E-5]
[null,20,13,2052.0451403960951,null,393,15,20,3295.2443696293694,1,0.16373017792830863,0.16373017792830863,2.7933094070877633E+24,0,false,0,2.9643189945005097E-23,2.9643189945005097E-23,8.8147942045631998E+20,0,false,0,9.6158707170116369E-20,9.6158707170116369E-20,2.7896661538663872E+17,0,false,0,2.7725157932401166E-16,2.7725157932401166E-16,96690418246839.922,0,false,0,8.7645820258116475E-13,8.7645820258116475E-13,30586251672.34153,0,false,0,2.7716041940937446E-9,2.7716041940937446E-9,9672222.0371733513,0,false,0,8.7645820258116518E-6,8.7645820258116518E-6]
[null,20,14,2240.0983237958339,null,394,19,19,3302.804210229041,1,0.12859670267576204,0.12859670267576204,2.2531552480388635E+24,0,false,0,2.2670184919271708E-23,2.2670184919271708E-23,7.1102398366604683E+20,0,false,0,7.3539172983369878E-20,7.3539172983369878E-20,2.2502165062385837E+17,0,false,0,2.1203334000477764E-16,2.1203334000477764E-16,77992979494195.203,0,false,0,6.7028783215942644E-13,6.7028783215942644E-13,24671657675.482059,0,false,0,2.1196362375204286E-9,2.1196362375204286E-9,7801863.1906498745,0,false,0,6.7028783215942328E-6,6.7028783215942328E-6]
[null,20,15,2441.5737005714873,null,395,16,20,3358.3670846088062,1,7.8308693903554744E-2,7.8308693903554744E-2,1.6657543385288256E+24,0,false,0,1.137091783005832E-23,1.137091783005832E-23,5.2565897827974657E+20,0,false,0,3.6885799399611302E-20,3.6885799399611302E-20,1.6635817310673798E+17,0,false,0,1.0635174327041173E-16,1.0635174327041173E-16,57660094252415.453,0,false,0,3.3620316239650633E-13,3.3620316239650633E-13,18239719987.072781,0,false,0,1.063167749724436E-9,1.063167749724436E-9,5767905.9042846803,0,false,0,3.3620316239650774E-6,3.3620316239650774E-6]
[null,20,16,2656.4712707230547,null,396,20,19,3381.6971414332438,1,0.69423738748387465,0.69423738748387465,1.6005355348444252E+25,0,false,0,9.3011615898859471E-23,9.3011615898859471E-23,5.0507800249214289E+21,0,false,0,3.0171775551925319E-19,3.0171775551925319E-19,1.5984479908621919E+18,0,false,0,8.6993395283299278E-16,8.6993395283299278E-16,554025450565396.87,0,false,0,2.7500681890553835E-12,2.7500681890553835E-12,175255854417.91721,0,false,0,8.6964791981895393E-9,8.6964791981895393E-9,55420767.323950015,0,false,0,2.7500681890553853E-5,2.7500681890553853E-5]
[null,20,17,2884.7910342505375,null,397,17,20,3425.4323536444344,1,0.24820418565559543,0.24820418565559543,6.6443368695456344E+24,0,false,0,2.8638684971523695E-23,2.8638684971523695E-23,2.0967409475736405E+21,0,false,0,9.2900221839249967E-20,9.2900221839249967E-20,6.6356708042530739E+17,0,false,0,2.6785648416545514E-16,2.6785648416545514E-16,229993751948538.37,0,false,0,8.467580716177114E-13,8.467580716177114E-13,72754331894.660034,0,false,0,2.6776841334439601E-9,2.6776841334439601E-9,23006939.843095798,0,false,0,8.4675807161771467E-6,8.4675807161771467E-6]
[null,20,18,3126.5329911539329,null,398,18,20,3496.4401767362551,1,0.18943683027589828,0.18943683027589828,6.4373852919500399E+24,0,false,0,1.7218917551103719E-23,1.7218917551103719E-23,2.0314336256498464E+21,0,false,0,5.5855960632265048E-20,5.5855960632265048E-20,6.4289891491372326E+17,0,false,0,1.6104785261472285E-16,1.6104785261472285E-16,222830122117994.62,0,false,0,5.0911057666979086E-13,5.0911057666979086E-13,70488248151.747513,0,false,0,1.609949003158318E-9,1.609949003158318E-9,22290341.243467655,0,false,0,5.0911057666978927E-6,5.0911057666978927E-6]
[null,20,19,3381.6971414332438,null,399,19,20,3571.390553884266,1,4.3852823541605884E-2,4.3852823541605884E-2,1.9069506678659822E+24,0,false,0,3.1148861518018455E-24,3.1148861518018455E-24,6.0177285240370679E+20,0,false,0,1.0104291268755255E-20,1.0104291268755255E-20,1.904463473233679E+17,0,false,0,2.9133406580187551E-17,2.9133406580187551E-17,66009106325349.039,0,false,0,9.2097629267231905E-14,9.2097629267231905E-14,20880777799.298321,0,false,0,2.9123827558623757E-10,2.9123827558623757E-10,6603081.71616608,0,false,0,9.2097629267232459E-7,9.2097629267232459E-7]
[null,20,20,3650.2834850884683,null,400,20,20,17102.05123945621,1,0.23674222601240905,0.23674222601240905,8.3417674518533926E+32,0,false,0,2.0752952321107742E-31,2.0752952321107742E-31,2.6323959388040265E+29,0,false,0,6.7319916272945799E-28,6.7319916272945799E-28,8.3308874644576234E+25,0,false,0,1.9410153958928275E-24,1.9410153958928275E-24,2.8875031952814649E+22,0,false,0,6.1360114492926161E-21,6.1360114492926161E-21,9.134090123604948E+18,0,false,0,1.9403771928635479E-17,1.9403771928635479E-17,2888452914384070.5,0,false,0,6.1360114492926194E-14,6.1360114492926194E-14]

{"sheet":"計算表c-5","index":16,"n_rows":409,"n_cols":48,"rows_kept":409,"cut":false,"hidden":true,"merged":[[8,44,8,45],[8,46,8,47],[8,36,8,37],[8,38,8,39],[8,40,8,41],[8,42,8,43],[8,24,8,25],[8,26,8,27],[8,28,8,29],[8,30,8,31],[8,32,8,33],[8,34,8,35],[8,12,8,13],[8,14,8,15],[8,16,8,17],[8,18,8,19],[8,20,8,21],[8,22,8,23],[7,12,7,17],[7,18,7,23],[7,24,7,29],[7,30,7,35],[7,36,7,41],[7,42,7,47]]}
[null,"ヤング率","辺長ｘ","辺長ｙ","板厚","ポアソン比","密度","曲げ剛性","面密度","加振点ｘ","加振点ｙ","辺長比","縮退重み","周波数重み"]
[null,24000000000,{"$f":"床衝撃音計算シート!E17","v":12.27},{"$f":"床衝撃音計算シート!G17","v":6.65},{"$f":"(床衝撃音計算シート!N17)/1000","v":0.2},0.16,2300,{"$f":"B2*E2^3/12/(1-F2^2)","v":16420361.24794746},{"$f":"G2*E2","v":460},{"$f":"'計算表（参考）'!D34","v":3.91},{"$f":"'計算表（参考）'!F34","v":4.2949999999999999},{"$f":"C2/D2","v":1.8451127819548871},1,0]
[]
[null,"周波数","31.5Hz","63Hz","125Hz","250Hz","500Hz","1000Hz","(2000Hz)","(4000Hz)"]
[null,"モード数１",{"$f":"M8","v":1.8340160060539885},{"$f":"S8","v":3.5969114815337777},{"$f":"Y8","v":8.0812871372326587},{"$f":"AE8","v":17.747187338168615},{"$f":"AK8","v":37.787908514804514},{"$f":"AQ8","v":58.659354322941738},{"$f":"H6*I7/H7","v":76.805504883778056},{"$f":"H6*J7/H7","v":154.90629635877193}]
[null,"モード数２",{"$f":"C5*($D$7^2+$C$7^2)/2/$D$7^2","v":1.1863643981137795},{"$f":"D5*($D$7^2+$C$7^2)/2/$D$7^2","v":2.3267232732824614},5.2275178182198614,11.480069506023222,24.443750323422712,37.944799475774651,49.682945117429895,100.20376836247706]
[null,null,{"$f":"MIN(C2,D2)","v":6.65},{"$f":"MAX(C2,D2)","v":12.27},null,null,null,{"$f":"0.354*SQRT(I2/H2)*C2*D2*1000-0.139*SQRT(SQRT(I2/H2*1000^2))*(C2+D2)","v":146.83189914920305},{"$f":"0.354*SQRT(I2/H2)*C2*D2*2000-0.139*SQRT(SQRT(I2/H2*2000^2))*(C2+D2)","v":297.20800486502736},{"$f":"0.354*SQRT(I2/H2)*C2*D2*4000-0.139*SQRT(SQRT(I2/H2*4000^2))*(C2+D2)","v":599.42827472442218}]
[null,null,null,{"$f":"4/3*SQRT(1+2*(1+$L$2^4)/(1+$L$2^2)^2)","v":2.0212299335805968},null,null,null,null,null,null,null,null,{"$f":"M9+O9+Q9","v":1.8340160060539885},null,null,null,null,null,{"$f":"S9+U9+W9","v":3.5969114815337777},null,null,null,null,null,{"$f":"Y9+AA9+AC9","v":8.0812871372326587},null,null,null,null,null,{"$f":"AE9+AG9+AI9","v":17.747187338168615},null,null,null,null,null,{"$f":"AK9+AM9+AO9","v":37.787908514804514},null,null,null,null,null,{"$f":"AQ9+AS9+AU9","v":58.659354322941738}]
[null,"m","n","fi",null,"No.","m","n","fi","縮退ﾁｪｯｸ","周波数重み","重み",{"$f":"SUM(N10:N409)","v":4.7324329425228628E-2},null,{"$f":"SUM(P10:P409)","v":0.93824494475469544},null,{"$f":"SUM(R10:R409)","v":0.84844673187406439},null,{"$f":"SUM(T10:T409)","v":1.7147272039779018E-2},null,{"$f":"SUM(V10:V409)","v":3.1368424079670367},null,{"$f":"SUM(X10:X409)","v":0.44292180152696192},null,{"$f":"SUM(Z10:Z409)","v":0.35985764300590461},null,{"$f":"SUM(AB10:AB409)","v":6.3764240774593164},null,{"$f":"SUM(AD10:AD409)","v":1.3450054167674372},null,{"$f":"SUM(AF10:AF409)","v":1.1543579182456367},null,{"$f":"SUM(AH10:AH409)","v":14.412633791061969},null,{"$f":"SUM(AJ10:AJ409)","v":2.1801956288610107},null,{"$f":"SUM(AL10:AL409)","v":2.5693003592844326},null,{"$f":"SUM(AN10:AN409)","v":29.428981070757498},null,{"$f":"SUM(AP10:AP409)","v":5.7896270847625786},null,{"$f":"SUM(AR10:AR409)","v":4.4086621612817147},null,{"$f":"SUM(AT10:AT409)","v":48.196284690257563},null,{"$f":"SUM(AV10:AV409)","v":6.0544074714024543}]
[null,1,1,{"$f":"3.141625/2*SQRT($H$2/$I$2)*((1+($D$8-1)/B10)*(B10/$C$2)^2+(1+($D$8-1)/C10)*(C10/$D$2)^2)","v":17.549073649419405},null,1,1,1,17.549073649419405,{"$f":"1","v":1},{"$f":"ABS(SIN(G10*3.1416*$J$2/$C$2)*SIN(H10*3.1416*$K$2/$D$2))*(1/F10^$N$2)+(1-1/F10^$N$2)","v":0.75519281472684885},{"$f":"$J10*$K10","v":0.75519281472684885},{"$f":"10^(LOG10($I10/22.27)/LOG10(2)*70/20)*$L10","v":4.7324329425228628E-2},{"$f":"IF($I10<22.27,M10,0)","v":4.7324329425228628E-2},{"$f":"AND($I10>22.27,$I10<44.45)","v":false},{"$f":"IF($O10=TRUE,$L10,0)","v":0},{"$f":"10^(LOG10(44.45/$I10)/LOG10(2)*70/20)*$L10","v":37223.546018478424},{"$f":"IF($I10>44.45,Q10,0)","v":0},{"$f":"10^(LOG10($I10/44.548)/LOG10(2)*70/20)*$L10","v":1.493405004450452E-5},{"$f":"IF($I10<44.528,S10,0)","v":1.493405004450452E-5},{"$f":"AND($I10>44.548,$I10<89.095)","v":false},{"$f":"IF($U10=TRUE,$L10,0)","v":0},{"$f":"10^(LOG10(89.095/$I10)/LOG10(2)*70/20)*$L10","v":120748410.27786744},{"$f":"IF($I10>89.095,W10,0)","v":0},{"$f":"10^(LOG10($I10/89.09)/LOG10(2)*70/20)*$L10","v":4.7262605322917463E-9},{"$f":"IF($I10<89.09,Y10,0)","v":4.7262605322917463E-9},{"$f":"AND($I10>89.09,$I10<176.78)","v":false},{"$f":"IF($AA10=TRUE,$L10,0)","v":0},{"$f":"10^(LOG10(176.78/$I10)/LOG10(2)*70/20)*$L10","v":348150348893.27704},{"$f":"IF($I10>176.78,AC10,0)","v":0},{"$f":"10^(LOG10($I10/176.78)/LOG10(2)*70/20)*$L10","v":1.6381318853421197E-12},{"$f":"IF($I10<176.78,AE10,0)","v":1.6381318853421197E-12},{"$f":"AND($I10>176.78,$I10<353.55)","v":false},{"$f":"IF($AG10=TRUE,$L10,0)","v":0},{"$f":"10^(LOG10(353.55/$I10)/LOG10(2)*70/20)*$L10","v":1100586080566210.7},{"$f":"IF($I10>353.55,AI10,0)","v":0},{"$f":"10^(LOG10($I10/353.55)/LOG10(2)*70/20)*$L10","v":5.1819316769993509E-16},{"$f":"IF($I10<353.55,AK10,0)","v":5.1819316769993509E-16},{"$f":"AND($I10>353.55,$I10<707.1)","v":false},{"$f":"IF($AM10=TRUE,$L10,0)","v":0},{"$f":"10^(LOG10(707.1/$I10)/LOG10(2)*70/20)*$L10","v":3.4803587756668365E+18},{"$f":"IF($I10>707.1,AO10,0)","v":0},{"$f":"10^(LOG10($I10/707.1)/LOG10(2)*70/20)*$L10","v":1.638670677869376E-19},{"$f":"IF($I10<707.1,AQ10,0)","v":1.638670677869376E-19},{"$f":"AND($I10>707.1,$I10<1414.2)","v":false},{"$f":"IF($AS10=TRUE,$L10,0)","v":0},{"$f":"10^(LOG10(1414.2/$I10)/LOG10(2)*70/20)*$L10","v":1.1005860805662231E+22},{"$f":"IF($I10>1414.2,AU10,0)","v":0}]
[null,1,2,44.535936538186355,null,2,2,1,25.476031842177541,{"$f":"IF(ABS(I11-I10)>0.0001,1,$M$2)","v":1},0.81464982349719828,0.81464982349719828,3.8914149704046883,0,true,0.81464982349719828,526.76984219211738,0,1.2280065373937853E-3,1.2280065373937853E-3,false,0,1708773.8227692288,0,3.8863394817779161E-7,3.8863394817779161E-7,false,0,4926857431.9760513,0,1.3470134747898306E-10,1.3470134747898306E-10,false,0,15574968480727.488,0,4.2610316402580466E-14,4.2610316402580466E-14,false,0,4.9252374884430928E+16,0,1.3474565165258717E-17,1.3474565165258717E-17,false,0,1.557496848072744E+20,0]
[null,1,3,84.944992802867631,null,3,3,1,37.345544091127046,1,0.12359512125749715,0.12359512125749715,50.399042369324548,0,true,0.12359512125749715,0.93619622285883186,0,1.5904331452340728E-2,1.5904331452340728E-2,false,0,3036.9005027686308,0,5.0333307985227437E-6,5.0333307985227437E-6,false,0,8756206.1244533379,0,1.7445630883442811E-9,1.7445630883442811E-9,false,0,27680450729.911873,0,5.5186073910813297E-13,5.5186073910813297E-13,false,0,87533270966591.703,0,1.7451368868056614E-16,1.7451368868056614E-16,false,0,2.7680450729911891E+17,0]
[null,1,4,138.77624244346325,null,4,1,2,44.535936538186355,1,0.6681662288007848,0.6681662288007848,2110.6869826792899,0,false,0,0.65332868102938935,0.65332868102938935,0.66606553987034056,0,false,0,2119.3144678928043,0,2.1079340591651508E-4,2.1079340591651508E-4,false,0,6110557.2298097126,0,7.3061439819583414E-8,7.3061439819583414E-8,false,0,19316925153.199699,0,2.3111654974545075E-11,2.3111654974545075E-11,false,0,61085480875108.18,0,7.3085470215523131E-15,7.3085470215523131E-15,false,0,1.9316925153199779E+17,0]
[null,1,5,206.02968545997317,null,5,2,2,52.462894730944491,1,0.72077155627629685,0.72077155627629685,15292.663479608367,0,false,0,0.10492975552734306,0.10492975552734306,4.8258771860481389,0,true,0.72077155627629685,340.37867226519319,0,1.5272717588421161E-3,1.5272717588421161E-3,false,0,981403.83987049689,0,5.2935561817804602E-7,5.2935561817804602E-7,false,0,3102451021.5464478,0,1.6745200253894656E-10,1.6745200253894656E-10,false,0,9810811557202.918,0,5.2952972677937027E-14,5.2952972677937027E-14,false,0,3.1024510215464492E+16,0]
[null,1,6,286.70532185239745,null,6,4,1,53.157610396267884,1,0.68132394730496626,0.68132394730496626,16844.769928573751,0,false,0,8.5119436009239491E-2,8.5119436009239491E-2,5.3156725125697859,0,true,0.68132394730496626,276.11653593567257,0,1.6822799658416634E-3,1.6822799658416634E-3,false,0,796118.70748436369,0,5.8308179019940658E-7,5.8308179019940658E-7,false,0,2516720637.2791877,0,1.8444729792221472E-10,1.8444729792221472E-10,false,0,7958569448152.6621,0,5.8327356969784411E-14,5.8327356969784411E-14,false,0,2.5167206372791892E+16,0]
[null,1,7,380.803151620736,null,7,3,2,64.332406979893989,1,0.10935231964391411,0.10935231964391411,24853.203944609344,0,false,0,1.4861413894052798E-3,1.4861413894052798E-3,7.8428790430405684,0,true,0.10935231964391411,4.8208521060768224,0,2.4820788446668564E-3,2.4820788446668564E-3,false,0,13899.821445526499,0,8.602937712810179E-7,8.602937712810179E-7,false,0,43940642.466487177,0,2.7213825607181063E-10,2.7213825607181063E-10,false,0,138952512045.21866,0,8.6057672765306684E-14,8.6057672765306684E-14,false,0,439406424664872,0]
[null,1,8,488.32317476498889,null,8,5,1,72.912230757600085,1,0.85856031503673347,0.85856031503673347,836523.80185718997,0,false,0,2.7217600259263402E-3,2.7217600259263402E-3,263.98025016059989,0,true,0.85856031503673347,8.8290405251908766,0,8.3543274190222797E-2,8.3543274190222797E-2,false,0,25456.513523983864,0,2.8956275330535411E-5,2.8956275330535411E-5,false,0,80474095.554707229,0,9.1597899855223374E-9,9.1597899855223374E-9,false,0,254481434594.90668,0,2.8965799243051478E-12,2.8965799243051478E-12,false,0,804740955547072.87,0]
[null,1,9,609.26539128515628,null,9,4,2,80.144473285034834,1,0.6028098302644499,0.6028098302644499,1763743.7993650793,0,false,0,6.3637288275922603E-4,6.3637288275922603E-4,556.58132899736074,0,true,0.6028098302644499,2.0643120324693163,0,0.17614433863630471,0.17614433863630471,false,0,5951.9703213891162,0,6.1051999899530167E-5,6.1051999899530167E-5,false,0,18815594.206605621,0,1.9312687522559482E-8,1.9312687522559482E-8,false,0,59500133222.342659,0,6.1072080310402557E-12,6.1072080310402557E-12,false,0,188155942066055.66,0]
[null,1,10,743.62980118123778,null,10,1,3,84.944992802867631,1,0.16402443944067646,0.16402443944067646,943852.84203852818,0,false,0,8.8043915805804412E-5,8.8043915805804412E-5,297.84987444823372,0,true,0.16402443944067646,0.28560317340297986,0,9.4262179513102742E-2,9.4262179513102742E-2,false,0,823.47125097927767,0,3.2671470560549259E-5,3.2671470560549259E-5,false,0,2603188.5346524841,0,1.0335024288749693E-8,1.0335024288749693E-8,false,0,8232004948.338026,0,3.2682216425610675E-12,3.2682216425610675E-12,false,0,26031885346525.039,0]
[null,1,11,891.41640445323355,null,11,2,3,92.871950995625767,1,0.17693823091776217,0.17693823091776217,2872873.6497219708,0,false,0,3.3659940876569558E-5,3.3659940876569558E-5,906.58735955832424,0,false,0,0.10918853214240157,0.10918853214240157,0.28691266225747192,0,true,0.17693823091776217,314.82009140363499,0,9.9444534879344719E-5,9.9444534879344719E-5,false,0,995221.20711025817,0,3.1457466276478772E-8,3.1457466276478772E-8,false,0,3147165790.1705728,0,9.9477242851608774E-12,9.9477242851608774E-12,false,0,9952212071102.5879,0]
[null,1,12,1052.6252011011441,null,12,6,1,96.609405175123641,1,0.24483159266710552,0.24483159266710552,6289045.9123581294,0,false,0,2.9439922573283045E-5,2.9439922573283045E-5,1984.6224453266932,0,false,0,9.5499333880301573E-2,9.5499333880301573E-2,0.62808432453991747,0,true,0.24483159266710552,275.35042766187672,0,2.1769535379665087E-4,2.1769535379665087E-4,false,0,870448.20987817971,0,6.8863957772169836E-8,6.8863957772169836E-8,false,0,2752598928.4313159,0,2.1776695525371087E-11,2.1776695525371087E-11,false,0,8704482098781.8184,0]
[null,1,13,1227.2561911249686,null,13,5,2,99.899093646367035,1,0.75962190941077679,0.75962190941077679,28800006.798589703,0,false,0,6.1885497664893502E-5,6.1885497664893502E-5,9088.3642311669573,0,false,0,0.2007486191288993,0.2007486191288993,2.8762443570800116,0,true,0.75962190941077679,578.8126040644072,0,9.969123706101363E-4,9.969123706101363E-4,false,0,1829764.3455323642,0,3.1535506015611745E-7,3.1535506015611745E-7,false,0,5786222913.2496014,0,9.972402617527416E-11,9.972402617527416E-11,false,0,18297643455323.652,0]
[null,1,14,1415.3093745247074,null,14,3,3,104.74146324457527,1,2.684429735894131E-2,2.684429735894131E-2,1764652.7026723705,0,false,0,1.2613376215256167E-6,1.2613376215256167E-6,556.86814991255653,0,false,0,4.0916175086403153E-3,4.0916175086403153E-3,0.17623511042073578,0,true,2.684429735894131E-2,11.797240724684467,0,6.1083461591781438E-5,6.1083461591781438E-5,false,0,37293.88458736454,0,1.9322639855527782E-8,1.9322639855527782E-8,false,0,117933618.09152119,0,6.1103552350614432E-12,6.1103552350614432E-12,false,0,372938845873.64502,0]
[null,1,15,1616.7847513003612,null,15,4,3,120.55352954971612,1,0.14798045791077488,0.14798045791077488,49883378.833163433,0,false,0,1.3559366026713098E-6,1.3559366026713098E-6,15741.604475568114,0,false,0,4.3984844734796854E-3,4.3984844734796854E-3,4.9818317017896101,0,true,0.14798045791077488,12.68202124168501,0,1.7267133926179299E-3,1.7267133926179299E-3,false,0,40090.886297868412,0,5.462143131679013E-7,5.462143131679013E-7,false,0,126778514.11610012,0,1.7272813201950654E-10,1.7272813201950654E-10,false,0,400908862978.68433,0]
[null,1,16,1831.6823214519281,null,16,6,2,123.59626806389061,1,0.21661779452025001,0.21661779452025001,97568616.457448557,0,false,0,1.4854725337953887E-6,1.4854725337953887E-6,30789.545644820555,0,false,0,4.8186824242426578E-3,4.8186824242426578E-3,9.7441359815089257,0,true,0.21661779452025001,13.893565665547174,0,3.3773381169656239E-3,3.3773381169656239E-3,false,0,43920.866457673001,0,1.0683593628107884E-6,1.0683593628107884E-6,false,0,138889974.81433782,0,3.3784489460482856E-10,3.3784489460482856E-10,false,0,439208664576.73187,0]
[null,1,17,2060.0020849794109,null,17,7,1,124.24913364883859,1,0.59445291112169829,0.59445291112169829,284666007.3479355,0,false,0,3.834297616106509E-6,3.834297616106509E-6,89831.519037584643,0,false,0,1.2437969812098116E-2,1.2437969812098116E-2,28.429472361342853,0,true,0.59445291112169829,35.862033459828659,0,9.8537151814578131E-3,9.8537151814578131E-3,false,0,113368.41962719501,0,3.117043218059423E-6,3.117043218059423E-6,false,0,358502420.75567329,0,9.8569561342486306E-10,9.8569561342486306E-10,false,0,1133684196271.9529,0]
[null,1,18,2301.7440418828064,null,18,1,4,138.77624244346325,1,0.81328889018611583,0.81328889018611583,1408639463.9699364,0,false,0,1.4503617624216847E-6,1.4503617624216847E-6,444521.71864006115,0,false,0,4.7047875840009277E-3,4.7047875840009277E-3,140.68022058946644,0,true,0.81328889018611583,13.565176014072225,0,4.8760061661861268E-2,4.8760061661861268E-2,false,0,42882.74864287192,0,1.5424356876202943E-5,1.5424356876202943E-5,false,0,135607158.0399698,0,4.8776099172081084E-9,4.8776099172081084E-9,false,0,428827486428.72028,0]
[null,1,19,2556.9081921621173,null,19,5,3,140.3081499110483,1,0.18647538966700411,0.18647538966700411,366952830.68889666,0,false,0,2.9269770535199927E-7,2.9269770535199927E-7,115798.61783649838,0,false,0,9.4947382486582478E-4,9.4947382486582478E-4,36.647422202523991,0,true,0.18647538966700411,2.7375900240126034,0,1.2702073957915956E-2,1.2702073957915956E-2,false,0,8654.1733601674423,0,4.0180696069148572E-6,4.0180696069148572E-6,false,0,27366899.084081922,0,1.2706251754948346E-9,1.2706251754948346E-9,false,0,86541733601.674622,0]
[null,1,20,2825.4945358173418,null,20,2,4,146.7032006362214,1,0.87731985517101674,0.87731985517101674,2898691857.455266,0,false,0,8.2016338927228802E-7,8.2016338927228802E-7,914734.76304044994,0,false,0,2.6605048689766087E-3,2.6605048689766087E-3,289.49111561764408,0,true,0.87731985517101674,7.6709556360614766,0,0.10033823226130394,0.10033823226130394,false,0,24249.715746452395,0,3.1740171156022539E-5,3.1740171156022539E-5,false,0,76684334.370439813,0,1.0037123417661079E-8,1.0037123417661079E-8,false,0,242497157464.52368,0]
[null,2,1,25.476031842177541,null,21,7,2,151.23599653760553,1,0.52594960131803825,0.52594960131803825,2475383458.7335477,0,false,0,3.451694012600621E-7,3.451694012600621E-7,781152.12409873237,0,false,0,1.1196852781845661E-3,1.1196852781845661E-3,247.2154869470456,0,true,0.52594960131803825,3.2283557137818004,0,8.5685410051223404E-2,8.5685410051223404E-2,false,0,10205.600462557133,0,2.7105017891058242E-5,2.7105017891058242E-5,false,0,32272942.351348508,0,8.5713592555357712E-9,8.5713592555357712E-9,false,0,102056004625.57158,0]
[null,2,2,52.462894730944491,null,22,8,1,155.8314161787448,1,0.88608631553923367,0.88608631553923367,5906365404.5214291,0,false,0,4.1059935292070482E-7,4.1059935292070482E-7,1863860.6738552398,0,false,0,1.3319316515864536E-3,1.3319316515864536E-3,589.86618594962727,0,true,0.88608631553923367,3.8403194554257301,0,0.20444886622038963,0.20444886622038963,false,0,12140.163440895527,0,6.4673672838788193E-5,6.4673672838788193E-5,false,0,38390567.63993682,0,2.0451611081913832E-8,2.0451611081913832E-8,false,0,121401634408.95514,0]
[null,2,3,92.871950995625767,null,23,3,4,158.57271288517092,1,0.13310314536862422,0.13310314536862422,1086643450.1686714,0,false,0,5.0358882417429665E-8,5.0358882417429665E-8,342910.03934861545,0,false,0,1.6335775727159655E-4,1.6335775727159655E-4,108.52261645502956,0,true,0.13310314536862422,0.47100462902702167,0,3.7614168131678144E-2,3.7614168131678144E-2,false,0,1488.9576880714285,0,1.1898556586902295E-5,1.1898556586902295E-5,false,0,4708497.63392423,0,3.7626539683010502E-9,3.7626539683010502E-9,false,0,14889576880.714243,0]
[null,2,4,146.7032006362214,null,24,6,3,164.0053243285719,1,5.3176306714617226E-2,5.3176306714617226E-2,642259195.00879633,0,false,0,1.359917379709888E-8,1.359917379709888E-8,202676.5318451887,0,false,0,4.4113976037558904E-5,4.4113976037558904E-5,64.142151019119083,0,true,5.3176306714617226E-2,0.12719253291370974,0,2.223180505199494E-2,2.223180505199494E-2,false,0,402.08585664724046,0,7.0326263633984801E-6,7.0326263633984801E-6,false,0,1271507.1219452322,0,2.2239117241286237E-9,2.2239117241286237E-9,false,0,4020858566.4724069,0]
[null,2,5,213.95664365273134,null,25,4,4,174.38477919031172,1,0.73373737958735863,0.73373737958735863,18088100133.356819,0,false,0,9.1933723118497523E-8,9.1933723118497523E-8,5708027.8977508964,0,false,0,2.9822120955305025E-4,2.9822120955305025E-4,1806.450821442628,0,true,0.73373737958735863,0.85985246442867791,0,0.62611967107803745,0.62611967107803745,false,0,2718.1982057437276,0,1.9806154719185376E-4,1.9806154719185376E-4,false,0,8595697.461933149,0,6.2632560602318532E-8,6.2632560602318532E-8,false,0,27181982057.437389,0]
[null,2,6,294.6322800451556,null,26,8,2,182.81827906751175,1,0.78397588046434996,0.78397588046434996,33468150930.768059,0,false,0,5.6723131323039827E-8,5.6723131323039827E-8,10561481.736087084,0,false,0,1.8400256466269261E-4,1.8400256466269261E-4,3342.4499143256271,0,false,0,0.5305291965099781,0.5305291965099781,1.1585002016722987,0,true,0.78397588046434996,1677.1290072492407,0,3.6647042564598084E-4,3.6647042564598084E-4,false,0,5303547.592844652,0,1.158881240132685E-7,1.158881240132685E-7,false,0,16771290072.492462,0]
[null,2,7,388.73010981349415,null,27,9,1,191.35625276484248,1,0.3613957761018558,0.3613957761018558,26229475283.800426,0,false,0,1.5380237974109428E-8,1.5380237974109428E-8,8277186.4131380729,0,false,0,4.9891519850018718E-5,4.9891519850018718E-5,2619.526474483157,0,false,0,0.14385075548927248,0.14385075548927248,0.90793341015162354,0,true,0.3613957761018558,454.74646133116221,0,2.8720818761720981E-4,2.8720818761720981E-4,false,0,1438034.5757081625,0,9.0823203551934835E-8,9.0823203551934835E-8,false,0,4547464613.3116293,0]
[null,2,8,496.25013295774704,null,28,7,3,191.64505280228681,1,0.12911246455103262,0.12911246455103262,9536515018.6814423,0,false,0,5.3992465390788767E-9,5.3992465390788767E-9,3009420.1918735281,0,false,0,1.751446345193476E-5,1.751446345193476E-5,952.40767477993518,0,false,0,5.0498938639751988E-2,5.0498938639751988E-2,0.33010651216576781,0,true,0.12911246455103262,159.63915913614542,0,1.0442317907866777E-4,1.0442317907866777E-4,false,0,504823.34662429674,0,3.3021508640423365E-8,3.3021508640423365E-8,false,0,1596391591.3614523,0]
[null,2,9,617.19234947791449,null,29,5,4,194.13939955164392,1,0.92460832804218973,0.92460832804218973,79373576931.918228,0,false,0,3.3267959410938359E-8,3.3267959410938359E-8,25047771.083274458,0,false,0,1.0791699452989545E-4,1.0791699452989545E-4,7927.0051687232481,0,false,0,0.31115390430927753,0.31115390430927753,2.7475167383251855,0,true,0.92460832804218973,983.6315174901589,0,8.6912684789355247E-4,8.6912684789355247E-4,false,0,3110515.9735966586,0,2.7484204149463366E-7,2.7484204149463366E-7,false,0,9836315174.9015961,0]
[null,2,10,751.55675937399587,null,30,1,5,206.02968545997317,1,0.55554301417417773,0.55554301417417773,95190441761.597549,0,false,0,1.0014483436116087E-8,1.0014483436116087E-8,30039069.508047719,0,false,0,3.2485700155078586E-5,3.2485700155078586E-5,9506.6286921208375,0,false,0,9.3665066206722769E-2,9.3665066206722769E-2,3.2950175886981752,0,true,0.55554301417417773,296.09755793762622,0,1.0423187639485507E-3,1.0423187639485507E-3,false,0,936342.69269656728,0,3.2961013420088192E-7,3.2961013420088192E-7,false,0,2960975579.376277,0]
[null,2,11,899.34336264599176,null,31,2,5,213.95664365273134,1,0.59928141478119035,0.59928141478119035,159271605816.24554,0,false,0,6.9648180157247834E-9,6.9648180157247834E-9,50261042.487384737,0,false,0,2.2592976576061303E-5,2.2592976576061303E-5,15906.38712955027,0,false,0,6.5141666539481669E-2,6.5141666539481669E-2,5.513187383446434,0,true,0.59928141478119035,205.92830564767513,0,1.7439963533551252E-3,1.7439963533551252E-3,false,0,651202.48054596921,0,5.5150007076300291E-7,5.5150007076300291E-7,false,0,2059283056.4767599,0]
[null,2,12,1060.5521592939022,null,32,6,4,217.83657396916749,1,0.26366619279177089,0.26366619279177089,86359281156.974167,0,false,0,2.4864881341780358E-9,2.4864881341780358E-9,27252236.688178979,0,false,0,8.0658486762044652E-6,8.0658486762044652E-6,8624.6644608915449,0,false,0,2.3256024855970042E-2,2.3256024855970042E-2,2.9893269228881532,0,true,0.26366619279177089,73.51782736150173,0,9.4561909289653549E-4,9.4561909289653549E-4,false,0,232483.78308939241,0,2.9903101324954006E-7,2.9903101324954006E-7,false,0,735178273.61501849,0]
[null,2,13,1235.1831493177267,null,33,9,2,218.34311565360943,1,0.31974940454094458,0.31974940454094458,107595046141.39697,0,false,0,2.9350379826642854E-9,2.9350379826642854E-9,33953567.290481351,0,false,0,9.5208868691860206E-6,9.5208868691860206E-6,10745.471224302313,0,false,0,2.7451293790557663E-2,2.7451293790557663E-2,3.7244030275708075,0,true,0.31974940454094458,86.78007055130918,0,1.1781470221764651E-3,1.1781470221764651E-3,false,0,274422.67845224094,0,3.7256280086225412E-7,3.7256280086225412E-7,false,0,867800705.51309061,0]
[null,2,14,1423.2363327174655,null,34,8,3,223.22733533219304,1,0.1924539115946782,0.1924539115946782,83756319136.797562,0,false,0,1.36591103988707E-9,1.36591103988707E-9,26430824.836275615,0,false,0,4.430840268830858E-6,4.430840268830858E-6,8364.7077575968669,0,false,0,1.2775311757181754E-2,1.2775311757181754E-2,2.8992253803333363,0,true,0.1924539115946782,40.385799811903254,0,9.1711711197002392E-4,9.1711711197002392E-4,false,0,127711.11253321402,0,2.9001789549409453E-7,2.9001789549409453E-7,false,0,403857998.11902994,0]
[null,2,15,1624.7117094931193,null,35,3,5,225.82615590168081,1,9.0920364788491734E-2,9.0920364788491734E-2,45268710620.847275,0,false,0,5.6404106968515785E-10,5.6404106968515785E-10,14285362.266570782,0,false,0,1.8296769056365891E-6,1.8296769056365891E-6,4520.9667617813093,0,false,0,5.2754537438089071E-3,5.2754537438089071E-3,1.5669766307729842,0,true,9.0920364788491734E-2,16.676964356243737,0,4.9568449968998528E-4,4.9568449968998528E-4,false,0,52737.191823173911,0,1.5674920198613798E-7,1.5674920198613798E-7,false,0,166769643.56243744,0]
[null,2,16,1839.6092796446862,null,36,10,1,230.82364340713141,1,0.49623752530610943,0.49623752530610943,318677211219.25287,0,false,0,2.3867927503631648E-9,2.3867927503631648E-9,100564370.97351365,0,false,0,7.7424496345948306E-6,7.7424496345948306E-6,31826.156740499537,0,false,0,2.232357788702824E-2,2.232357788702824E-2,11.03101316321804,0,true,0.49623752530610943,70.570140656186581,0,3.4894599788550004E-3,3.4894599788550004E-3,false,0,223162.37927199918,0,1.103464133718477E-6,1.103464133718477E-6,false,0,705701406.56186998,0]
[null,2,17,2067.9290431721688,null,37,4,5,241.63822220682167,1,0.50120280798984262,0.50120280798984262,548121383471.76117,0,false,0,1.4155876300711581E-9,1.4155876300711581E-9,172969638.88655919,0,false,0,4.5919847575847254E-6,4.5919847575847254E-6,54740.648057164362,0,false,0,1.323993493402343E-2,1.323993493402343E-2,18.973224263464353,0,true,0.50120280798984262,41.854584211418981,0,6.0018337171384084E-3,6.0018337171384084E-3,false,0,132355.81662740666,0,1.8979464683752075E-6,1.8979464683752075E-6,false,0,418545842.11419225,0]
[null,2,18,2309.6710000755647,null,38,7,4,245.47630244288246,1,0.64018345901362761,0.64018345901362761,840892500949.06982,0,false,0,1.5054104665138222E-9,1.5054104665138222E-9,265358872.35471925,0,false,0,4.8833585214307725E-6,4.8833585214307725E-6,83979.574299408996,0,false,0,1.4080044359132312E-2,1.4080044359132312E-2,29.107497870121026,0,true,0.64018345901362761,44.510369972847933,0,9.2076264799564392E-3,9.2076264799564392E-3,false,0,140754.14861096663,0,2.9117071520741049E-6,2.9117071520741049E-6,false,0,445103699.72848082,0]
[null,2,19,2564.8351503548752,null,39,10,2,257.81050629589839,1,0.4390523180403203,0.4390523180403203,1019759722793.2008,0,false,0,5.8387678411059359E-10,5.8387678411059359E-10,321803666.70859075,0,false,0,1.8940214197892209E-6,1.8940214197892209E-6,101842.96721780831,0,false,0,5.4609763937556576E-3,5.4609763937556576E-3,35.298987594415784,0,true,0.4390523180403203,17.263445590027448,0,1.1166191417079217E-2,1.1166191417079217E-2,false,0,54591.80832687614,0,3.5310597667393496E-6,3.5310597667393496E-6,false,0,172634455.9002749,0]
[null,2,20,2833.4214940101001,null,40,9,3,258.75217191829074,1,7.849351640451678E-2,7.849351640451678E-2,190206374373.95496,0,false,0,1.0005274692403336E-10,1.0005274692403336E-10,60023069.490554802,0,false,0,3.2455828171269585E-7,3.2455828171269585E-7,18995.829230169697,0,false,0,9.3578937192176977E-4,9.3578937192176977E-4,6.5839945423757298,0,true,7.849351640451678E-2,2.9582528363187506,0,2.0827266830962215E-3,2.0827266830962215E-3,false,0,9354.8168574205429,0,6.5861600621917652E-7,6.5861600621917652E-7,false,0,29582528.363187503,0]
[null,3,1,37.345544091127046,null,41,5,5,261.39284256815387,1,0.63158332013309237,0.63158332013309237,1722234415151.5896,0,false,0,7.1541090154597357E-10,7.1541090154597357E-10,543482290.32761717,0,false,0,2.3207012307277128E-6,2.3207012307277128E-6,171998.8141944232,0,false,0,6.6912097749000582E-3,6.6912097749000582E-3,59.615152370005958,0,true,0.63158332013309237,21.152505990051555,0,1.8858166992504286E-2,1.8858166992504286E-2,false,0,66890.097148917921,0,5.963476019212109E-6,5.963476019212109E-6,false,0,211525059.90051731,0]
[null,3,2,64.332406979893989,null,42,11,1,274.23358810561177,1,0.89670252759621205,0.89670252759621205,4270313539751.6177,0,false,0,5.8159884806397032E-10,5.8159884806397032E-10,1347574849.6158977,0,false,0,1.8866320873433616E-6,1.8866320873433616E-6,426474.3861891866,0,false,0,5.4396709482993225E-3,5.4396709482993225E-3,147.81692323665723,0,true,0.89670252759621205,17.196094008206398,0,4.6759189767961874E-2,4.6759189767961874E-2,false,0,54378.823924306409,0,1.4786554121079979E-5,1.4786554121079979E-5,false,0,171960940.08206308,0]
[null,3,3,104.74146324457527,null,43,8,4,277.05858497278865,1,0.95425187067578598,0.95425187067578598,5119465823653.8437,0,false,0,5.493990512982885E-10,5.493990512982885E-10,1615540246.2146554,0,false,0,1.782180075469045E-6,1.782180075469045E-6,511278.86147823423,0,false,0,5.138507526826811E-3,5.138507526826811E-3,177.21033353249925,0,true,0.95425187067578598,16.244044783777952,0,5.6057259433167861E-2,5.6057259433167861E-2,false,0,51368.179930515653,0,1.772686191957699E-5,1.772686191957699E-5,false,0,162440447.83777997,0]
[null,3,4,158.57271288517092,null,44,6,5,285.09001698567744,1,0.18010563435318749,0.18010563435318749,1347043132981.5195,0,false,0,7.4380588407910816E-11,7.4380588407910816E-11,425083879.77977109,0,false,0,2.4128109131056758E-7,2.4128109131056758E-7,134528.62136724227,0,false,0,6.9567869198292965E-4,6.9567869198292965E-4,46.627904375372268,0,true,0.18010563435318749,2.1992058528070828,0,1.4749887776244282E-2,1.4749887776244282E-2,false,0,6954.4995384433896,0,4.6643240604807928E-6,4.6643240604807928E-6,false,0,21992058.528070804,0]
[null,3,5,225.82615590168081,null,45,1,6,286.70532185239745,1,0.32176530378700374,0.32176530378700374,2569937050398.0083,0,false,0,1.2443497119255853E-10,1.2443497119255853E-10,810990224.01382434,0,false,0,4.0365109081802395E-7,4.0365109081802395E-7,256658.51369243689,0,false,0,1.1638353480269829E-3,1.1638353480269829E-3,88.958383070817732,0,true,0.32176530378700374,3.6791604207241049,0,2.81403632573233E-2,2.81403632573233E-2,false,0,11634.526806631553,0,8.8987642077656472E-6,8.8987642077656472E-6,false,0,36791604.207241118,0]
[null,3,6,306.50179229410509,null,46,2,6,294.6322800451556,1,0.34709817522881925,0.34709817522881925,3806707115526.7666,0,false,0,9.7755614563857896E-11,9.7755614563857896E-11,1201275438.2049892,0,false,0,3.1710667888712686E-7,3.1710667888712686E-7,380174.21095284016,0,false,0,9.1430438410647374E-4,9.1430438410647374E-4,131.76918468450222,0,true,0.34709817522881925,2.8903336783865043,0,4.168278013991486E-2,4.168278013991486E-2,false,0,9140.0376215939468,0,1.3181252445016293E-5,1.3181252445016293E-5,false,0,28903336.783865128,0]
[null,3,7,400.5996220624437,null,47,10,3,298.21956256057967,1,0.10778053012488402,0.10778053012488402,1360646592768.6086,0,false,0,2.6370708949763458E-11,2.6370708949763458E-11,429376698.11879689,0,false,0,8.5543198436913137E-8,8.5543198436913137E-8,135887.19307602578,0,false,0,2.4664419442644171E-4,2.4664419442644171E-4,47.098788199798946,0,true,0.10778053012488402,0.77970097718161602,0,1.4898843292452557E-2,1.4898843292452557E-2,false,0,2465.6309817528827,0,4.7114279306072199E-6,4.7114279306072199E-6,false,0,7797009.7718161577,0]
[null,3,8,508.11964520669659,null,48,11,2,301.22045099437872,1,0.79336870602615872,0.79336870602615872,11252187914237.592,0,false,0,1.7278246629799431E-10,1.7278246629799431E-10,3550831875.7456989,0,false,0,5.6048416556056198E-7,5.6048416556056198E-7,1123751.1928196624,0,false,0,1.6160275513360833E-3,1.6160275513360833E-3,389.49453750415597,0,true,0.79336870602615872,5.1086475554766899,0,0.12320949857400933,0.12320949857400933,false,0,16154.962038357782,0,3.8962264486113638E-5,3.8962264486113638E-5,false,0,51086475.55476705,0]
[null,3,9,629.06186172686398,null,49,3,6,306.50179229410509,1,5.2660222611353016E-2,5.2660222611353016E-2,914133984949.92468,0,false,0,9.3700528295176013E-12,9.3700528295176013E-12,288471550.35115564,0,false,0,3.0395249899680001E-8,3.0395249899680001E-8,91294.169970683084,0,false,0,8.7637732313993179E-5,8.7637732313993179E-5,31.64275218283435,0,true,5.2660222611353016E-2,0.27704372155242502,0,1.0009607977896379E-2,1.0009607977896379E-2,false,0,876.08917155514314,0,3.1653159695544875E-6,3.1653159695544875E-6,false,0,2770437.215524253,0]
[null,3,10,763.42627162294536,null,50,9,4,312.5834215588863,1,0.38919751874246589,0.38919751874246589,8489993676428.085,0,false,0,5.510858654699845E-11,5.510858654699845E-11,2679171411.0102553,0,false,0,1.7876518843495109E-7,1.7876518843495109E-7,847892.0360764293,0,false,0,5.154284232842467E-4,5.154284232842467E-4,293.88117098803718,0,true,0.38919751874246589,1.6293918704896244,0,9.29639525878906E-2,9.29639525878906E-2,false,0,5152.5895117093087,0,2.9397783046963933E-5,2.9397783046963933E-5,false,0,16293918.704896221,0]
[null,3,11,911.21287489494125,null,51,7,5,312.72974545939235,1,0.43729780737997515,0.43729780737997515,9591306029719.8828,0,false,0,6.1583357757230564E-11,6.1583357757230564E-11,3026710488.6569386,0,false,0,1.9976851601046815E-7,1.9976851601046815E-7,957879.62961037585,0,false,0,5.759867014968437E-4,5.759867014968437E-4,332.00310327022618,0,true,0.43729780737997515,1.8208309952117794,0,0.10502313111003032,0.10502313111003032,false,0,5757.9731791003642,0,3.3211230131018338E-5,3.3211230131018338E-5,false,0,18208309.95211776,0]
[null,3,12,1072.4216715428515,null,52,12,1,321.5860868602835,1,0.47106319788729673,0.47106319788729673,14295176535435.701,0,false,0,4.7946326928170459E-11,4.7946326928170459E-11,4511102098.3936825,0,false,0,1.5553173661546188E-7,1.5553173661546188E-7,1427653.1644958784,0,false,0,4.484400932653562E-4,4.484400932653562E-4,494.82760292019759,0,true,0.47106319788729673,1.4176258222477294,0,0.15652969416991133,0.15652969416991133,false,0,4482.9264681718341,0,4.9499035502649887E-5,4.9499035502649887E-5,false,0,14176258.222477304,0]
[null,3,13,1247.0526615666761,null,53,4,6,322.31385859924592,1,0.29029196598121315,0.29029196598121315,9043981616569.4863,0,false,0,2.8780403311459957E-11,2.8780403311459957E-11,2853992348.2027149,0,false,0,9.3359937962103981E-8,9.3359937962103981E-8,903218.57463822095,0,false,0,2.691819701755437E-4,2.691819701755437E-4,313.05746613817615,0,true,0.29029196598121315,0.85094824823917858,0,9.9030024079151679E-2,9.9030024079151679E-2,false,0,2690.9346353661726,0,3.1316043283143789E-5,3.1316043283143789E-5,false,0,8509482.48239181,0]
[null,3,14,1435.1058449664149,null,54,11,3,341.62950725906001,1,0.19475970449640101,0.19475970449640101,11937298309891.881,0,false,0,9.8147373087966206E-12,9.8147373087966206E-12,3767030880.7601671,0,false,0,3.1837749330591804E-8,3.1837749330591804E-8,1192172.8749136396,0,false,0,9.1796848603761547E-5,9.1796848603761547E-5,413.20963706777195,0,true,0.19475970449640101,0.29019167763095899,0,0.13071133812377367,0.13071133812377367,false,0,917.66665933916511,0,4.1334554447952476E-5,4.1334554447952476E-5,false,0,2901916.7763096048,0]
[null,3,15,1636.5812217420687,null,55,5,6,342.06847896057815,1,0.36580713587321517,0.36580713587321517,22758474124016.191,0,false,0,1.8161332878457741E-11,1.8161332878457741E-11,7181849074.9375677,0,false,0,5.8913035112568648E-8,5.8913035112568648E-8,2272879.0737007139,0,false,0,1.6986222577674963E-4,1.6986222577674963E-4,787.78468870199629,0,true,0.36580713587321517,0.53697490724386299,0,0.24920132924385213,0.24920132924385213,false,0,1698.0637532482574,0,7.8804379635209811E-5,7.8804379635209811E-5,false,0,5369749.0724386377,0]
[null,3,16,1851.4787918936356,null,56,8,5,344.3120279892986,1,0.65183229097751161,0.65183229097751161,43755915991941.078,0,false,0,2.9993108292028001E-11,2.9993108292028001E-11,13807972497.512609,0,false,0,9.7293797419420688E-8,9.7293797419420688E-8,4369884.6094317511,0,false,0,2.805243517390792E-4,2.805243517390792E-4,1514.6112375876194,0,true,0.65183229097751161,0.88680421480356919,0,0.47911966189189226,0.47911966189189226,false,0,2804.3211574164902,0,1.5151094033481578E-4,1.5151094033481578E-4,false,0,8868042.1480356865,0]
[null,3,17,2079.7985554211182,null,57,12,2,348.57294974905051,1,0.41677901897548714,0.41677901897548714,32278317173867.062,0,false,0,1.6622154881406327E-11,1.6622154881406327E-11,10186008124.817535,0,false,0,5.3920139051931071E-8,5.3920139051931071E-8,3223621.7260865346,0,false,0,1.5546635504438326E-4,1.5546635504438326E-4,1117.3141005883861,0,true,0.41677901897548714,0.49146613496763702,0,0.35344195316653526,0.35344195316653526,false,0,1554.152379337459,0,1.1176815926648098E-4,1.1176815926648098E-4,false,0,4914661.3496763725,0]
[null,3,18,2321.5405123245141,null,58,10,4,352.05081220117523,1,0.53441248162680899,0.53441248162680899,46452845262502.75,0,false,0,1.8990105570332715E-11,1.8990105570332715E-11,14659037418.711123,0,false,0,6.1601467455256741E-8,6.1601467455256741E-8,4639225.7818191396,0,false,0,1.7761370387843933E-4,1.7761370387843933E-4,1607.9654569558991,0,true,0.53441248162680899,0.56147917366109679,0,0.50865056784974783,0.50865056784974783,false,0,1775.5530475182898,0,1.608494327543216E-4,1.608494327543216E-4,false,0,5614791.7366109649,0]
[null,3,19,2576.704662603825,null,59,6,6,365.76565337810172,1,0.10431549434124458,0.10431549434124458,14140355416373.354,0,false,0,2.3769707015652233E-12,2.3769707015652233E-12,4462245487.6798134,0,false,0,7.7105881677309711E-9,7.7105881677309711E-9,1412191.245574323,0,false,0,2.2231712654356586E-5,2.2231712654356586E-5,489.46846915664054,0,false,0,7.0279732800247949E-2,7.0279732800247949E-2,0.15483442987164928,0,true,0.10431549434124458,222.24402899682707,0,4.8962945860802384E-5,4.8962945860802384E-5,false,0,702797.32800247811,0]
[null,3,20,2845.2910062590495,null,60,13,1,372.88113967114646,1,0.38855210093502346,0.38855210093502346,65894252580463.453,0,false,0,7.0768094200540186E-12,7.0768094200540186E-12,20794125931.285809,0,false,0,2.2956262331556844E-8,2.2956262331556844E-8,6580830.8127844837,0,false,0,6.6189117700392495E-5,6.6189117700392495E-5,2280.9298625856345,0,false,0,0.20923954796420877,0.20923954796420877,0.72153059309249312,0,true,0.38855210093502346,661.67354815094757,0,2.2816800756644311E-4,2.2816800756644311E-4,false,0,2092395.4796420885,0]
[null,4,1,53.157610396267884,null,61,9,5,379.83686457539631,1,0.2658538254737759,0.2658538254737759,55894046479074.125,0,false,0,3.9057711158106342E-12,3.9057711158106342E-12,17638379612.482357,0,false,0,1.2669820680416273E-8,1.2669820680416273E-8,5582114.5079617407,0,false,0,3.6530522266517201E-5,3.6530522266517201E-5,1934.7726814139337,0,false,0,0.11548167178389816,0.11548167178389816,0.61203007739013171,0,true,0.2658538254737759,365.18511084111816,0,1.9354090410819374E-4,1.9354090410819374E-4,false,0,1154816.7178389807,0]
[null,4,2,80.144473285034834,null,62,1,7,380.803151620736,1,0.84022886578422395,0.84022886578422395,181948903189613.78,0,false,0,1.1984840712396358E-11,1.1984840712396358E-11,57417274767.085243,0,false,0,3.8877286509376044E-8,3.8877286509376044E-8,18171159.115894817,0,false,0,1.1209373962867058E-4,1.1209373962867058E-4,6298.1621385434873,0,false,0,0.35435497895119461,0.35435497895119461,1.9923088113128451,0,true,0.84022886578422395,1120.5688337067991,0,6.3002336461712171E-4,6.3002336461712171E-4,false,0,3543549.7895119381,0]
[null,4,3,120.55352954971612,null,63,2,7,388.73010981349415,1,0.90638083925089785,0.90638083925089785,249398938055212.59,0,false,0,1.0174506308801319E-11,1.0174506308801319E-11,78702356001.63092,0,false,0,3.3004793835063968E-8,3.3004793835063968E-8,24907365.239864357,0,false,0,9.5161753785294619E-5,9.5161753785294619E-5,8632.9454122367461,0,false,0,0.30082894344727479,0.30082894344727479,2.7308749495546714,0,true,0.90638083925089785,951.30464739537501,0,8.6357848456901788E-4,8.6357848456901788E-4,false,0,3008289.4344727476,0]
[null,4,4,174.38477919031172,null,64,12,3,388.98200601373179,1,0.10231278087907013,0.10231278087907013,28365127089267.172,0,false,0,1.1398863617756489E-12,1.1398863617756489E-12,8951130055.4007416,0,false,0,3.6976451951543252E-9,3.6976451951543252E-9,2832813.1065704199,0,false,0,1.0661311911387437E-5,1.0661311911387437E-5,981.85900742926185,0,false,0,3.3702943362106698E-2,3.3702943362106698E-2,0.31059320305472243,0,true,0.10231278087907013,106.5780648759101,0,9.82181947420091E-5,9.82181947420091E-5,false,0,337029.43362106715,0]
[null,4,5,{"$f":"3.141625/2*SQRT($H$2/$I$2)*((1+($D$8-1)/B74)*(B74/$C$2)^2+(1+($D$8-1)/C74)*(C74/$D$2)^2)","v":241.63822220682167},null,65,7,6,393.40538185181663,1,{"$f":"ABS(SIN(G74*3.1416*$J$2/$C$2)*SIN(H74*3.1416*$K$2/$D$2))*(1/F74^$N$2)+(1-1/F74^$N$2)","v":0.25327878894521177},{"$f":"$J74*$K74","v":0.25327878894521177},{"$f":"10^(LOG10($I74/22.27)/LOG10(2)*70/20)*$L74","v":80084806176716.828},{"$f":"IF($I74<22.27,M74,0)","v":0},{"$f":"AND($I74>22.27,$I74<44.45)","v":false},{"$f":"IF($O74=TRUE,$L74,0)","v":0},{"$f":"10^(LOG10(44.45/$I74)/LOG10(2)*70/20)*$L74","v":2.4741955776414308E-12},{"$f":"IF($I74>44.45,Q74,0)","v":2.4741955776414308E-12},{"$f":"10^(LOG10($I74/44.548)/LOG10(2)*70/20)*$L74","v":25272212364.6185},{"$f":"IF($I74<44.528,S74,0)","v":0},{"$f":"AND($I74>44.548,$I74<89.095)","v":false},{"$f":"IF($U74=TRUE,$L74,0)","v":0},{"$f":"10^(LOG10(89.095/$I74)/LOG10(2)*70/20)*$L74","v":8.0259731990183417E-9},{"$f":"IF($I74>89.095,W74,0)","v":8.0259731990183417E-9},{"$f":"10^(LOG10($I74/89.09)/LOG10(2)*70/20)*$L74","v":7998035.3291065451},{"$f":"IF($I74<89.09,Y74,0)","v":0},{"$f":"AND($I74>89.09,$I74<176.78)","v":false},{"$f":"IF($AA74=TRUE,$L74,0)","v":0},{"$f":"10^(LOG10(176.78/$I74)/LOG10(2)*70/20)*$L74","v":2.314105306244754E-5},{"$f":"IF($I74>176.78,AC74,0)","v":2.314105306244754E-5},{"$f":"10^(LOG10($I74/176.78)/LOG10(2)*70/20)*$L74","v":2772.1359419746391},{"$f":"IF($I74<176.78,AE74,0)","v":0},{"$f":"AND($I74>176.78,$I74<353.55)","v":false},{"$f":"IF($AG74=TRUE,$L74,0)","v":0},{"$f":"10^(LOG10(353.55/$I74)/LOG10(2)*70/20)*$L74","v":7.3154374169480549E-2},{"$f":"IF($I74>353.55,AI74,0)","v":7.3154374169480549E-2},{"$f":"10^(LOG10($I74/353.55)/LOG10(2)*70/20)*$L74","v":0.87691468429397224},{"$f":"IF($I74<353.55,AK74,0)","v":0},{"$f":"AND($I74>353.55,$I74<707.1)","v":true},{"$f":"IF($AM74=TRUE,$L74,0)","v":0.25327878894521177},{"$f":"10^(LOG10(707.1/$I74)/LOG10(2)*70/20)*$L74","v":231.33444317974735},{"$f":"IF($I74>707.1,AO74,0)","v":0},{"$f":"10^(LOG10($I74/707.1)/LOG10(2)*70/20)*$L74","v":2.7730477160164334E-4},{"$f":"IF($I74<707.1,AQ74,0)","v":2.7730477160164334E-4},{"$f":"AND($I74>707.1,$I74<1414.2)","v":false},{"$f":"IF($AS74=TRUE,$L74,0)","v":0},{"$f":"10^(LOG10(1414.2/$I74)/LOG10(2)*70/20)*$L74","v":731543.74169480463},{"$f":"IF($I74>1414.2,AU74,0)","v":0}]
[null,4,6,322.31385859924592,null,66,11,4,395.46075689965562,{"$f":"IF(ABS(I75-I74)>0.0001,1,$M$2)","v":1},0.96568477516511608,0.96568477516511608,324413668988636.37,0,false,0,8.8788789984377935E-12,8.8788789984377935E-12,102374614213.01932,0,false,0,2.8801944972644476E-8,2.8801944972644476E-8,32399054.323621806,0,false,0,8.3043802961512586E-5,8.3043802961512586E-5,11229.580675850049,0,false,0,0.26252121793719979,0.26252121793719979,3.5522731926711684,0,true,0.96568477516511608,830.16498280300254,0,1.1233274159999028E-3,1.1233274159999028E-3,false,0,2625212.1793720005,0]
[null,4,7,416.41168836758447,null,67,13,2,399.86800255991346,1,0.34377630045153357,0.34377630045153357,131371832173961.3,0,false,0,2.7786645707289608E-12,2.7786645707289608E-12,41456763148.096436,0,false,0,9.0136315719194852E-9,9.0136315719194852E-9,13120048.672631629,0,false,0,2.5988739473569935E-5,2.5988739473569935E-5,4547.4365877703349,0,false,0,8.2156588402100883E-2,8.2156588402100883E-2,1.4384986895234915,0,true,0.34377630045153357,259.80194413961226,0,4.5489322700616202E-4,4.5489322700616202E-4,false,0,821565.88402101153,0]
[null,4,8,523.93171151183742,null,68,3,7,400.5996220624437,1,0.13751215123545907,0.13751215123545907,53678165514405.898,0,false,0,1.0881054875704957E-12,1.0881054875704957E-12,16939118204.641285,0,false,0,3.5296746788588692E-9,3.5296746788588692E-9,5360815.4240705492,0,false,0,1.0177007449593947E-5,1.0177007449593947E-5,1858.0699514136884,0,false,0,3.2171941738525327E-2,3.2171941738525327E-2,0.58776656662783466,0,true,0.13751215123545907,101.73661264397738,0,1.8586810830410698E-4,1.8586810830410698E-4,false,0,321719.41738525336,0]
[null,4,9,644.87392803200476,null,69,4,7,416.41168836758447,1,0.75804223280744831,0.75804223280744831,464112490798544.5,0,false,0,3.8242833324728896E-12,3.8242833324728896E-12,146459109892.21948,0,false,0,1.2405484760076753E-8,1.2405484760076753E-8,46350715.888547495,0,false,0,3.5768370262366849E-5,3.5768370262366849E-5,16065.256048981573,0,false,0,0.11307232797680432,0.11307232797680432,5.0819509689194842,0,true,0.75804223280744831,357.56609674428046,0,1.6070540019085123E-3,1.6070540019085123E-3,false,0,1130723.2797680481,0]
[null,4,10,779.23833792808625,null,70,10,5,419.30425521768518,1,0.36504755498051705,0.36504755498051705,242233091334784.81,0,false,0,1.6992290712185829E-12,1.6992290712185829E-12,76441043166.693466,0,false,0,5.5120812226145044E-9,5.5120812226145044E-9,24191715.193756126,0,false,0,1.589282207828014E-5,1.589282207828014E-5,8384.8995943503469,0,false,0,5.0240991617194738E-2,5.0240991617194738E-2,2.6524101755914828,0,true,0.36504755498051705,158.87596541576195,0,8.3876574438762326E-4,8.3876574438762326E-4,false,0,502409.91617194738,0]
[null,4,11,927.02494120008203,null,71,8,6,424.98766438172282,1,0.37753514988634068,0.37753514988634068,292970338899587.75,0,false,0,1.5027185388304803E-12,1.5027185388304803E-12,92452101399.443893,0,false,0,4.8746262531996692E-9,4.8746262531996692E-9,29258822.400452517,0,false,0,1.4054866866324878E-5,1.4054866866324878E-5,10141.169657124739,0,false,0,4.4430777928159415E-2,4.4430777928159415E-2,3.2079742027061631,0,true,0.37753514988634068,140.50245646612089,0,1.0144505155614159E-3,1.0144505155614159E-3,false,0,444307.77928159479,0]
[null,4,12,1088.2337378479924,null,72,14,1,428.11874653820092,1,0.89020635480500632,0.89020635480500632,752353773427690.12,0,false,0,3.2534623861170941E-12,3.2534623861170941E-12,237418871857.2977,0,false,0,1.0553814803873295E-8,1.0553814803873295E-8,75137249.462566063,0,false,0,3.042950460108047E-5,3.042950460108047E-5,26042.729401091805,0,false,0,9.6194903463218656E-2,9.6194903463218656E-2,8.2381428288269625,0,true,0.89020635480500632,304.19499424379046,0,2.6051295028875826E-3,2.6051295028875826E-3,false,0,961949.03463218769,0]
[null,4,13,1262.864727871817,null,73,5,7,436.1663087289167,1,0.95523573005866624,0.95523573005866624,1002484366064137.5,0,false,0,2.811447784970762E-12,2.811447784970762E-12,316352114725.4552,0,false,0,9.1199761152773664E-9,9.1199761152773664E-9,100117684.7324253,0,false,0,2.6295359575546792E-5,2.6295359575546792E-5,34701.001040094692,0,false,0,8.312588749179084E-2,8.312588749179084E-2,10.97702926865983,0,true,0.95523573005866624,262.86713699696014,0,3.4712414431297416E-3,3.4712414431297416E-3,false,0,831258.87491791043,0]
[null,4,14,1450.9179112715558,null,74,13,3,440.27705882459475,1,8.4391746460691711E-2,8.4391746460691711E-2,98771968259600.766,0,false,0,2.2271668522295963E-13,2.2271668522295963E-13,31169285120.323997,0,false,0,7.2246436891527157E-10,7.2246436891527157E-10,9864314.2111436054,0,false,0,2.0830603195685837E-6,2.0830603195685837E-6,3418.99214524939,0,false,0,6.5850492466396028E-3,6.5850492466396028E-3,1.0815358555321437,0,true,8.4391746460691711E-2,20.823754123757052,0,3.4201166746203923E-4,3.4201166746203923E-4,false,0,65850.492466395983,0]
[null,4,15,1652.3932880472096,null,75,12,4,442.81325565432735,1,0.50730152346040558,0.50730152346040558,634751126213805.62,0,false,0,1.252320143453202E-12,1.252320143453202E-12,200307224630.8295,0,false,0,4.062365966043629E-9,4.062365966043629E-9,63392323.400841817,0,false,0,1.1712900610083643E-5,1.1712900610083643E-5,21971.913215390174,0,false,0,3.7027265419932752E-2,3.7027265419932752E-2,6.9504143173021742,0,true,0.50730152346040558,117.09049425457853,0,2.1979139924519107E-3,2.1979139924519107E-3,false,0,370272.65419932711,0]
[null,4,16,1867.2908581987765,null,76,14,2,455.10560942696793,1,0.78762113641096287,0.78762113641096287,1354924295838379.2,0,false,0,1.4141849377754812E-12,1.4141849377754812E-12,427570923588.79669,0,false,0,4.5874346036384304E-9,4.5874346036384304E-9,135315709.72985268,0,false,0,1.3226815608640396E-5,1.3226815608640396E-5,46900.710864681278,0,false,0,4.1813110902692179E-2,4.1813110902692179E-2,14.836185137359749,0,true,0.78762113641096287,132.22466650972655,0,4.6916136821994817E-3,4.6916136821994817E-3,false,0,418131.10902692279,0]
[null,4,17,2095.6106217262591,null,77,6,7,459.86348314644027,1,0.27240006446464082,0.27240006446464082,528834557590306.19,0,false,0,4.3339220734521106E-13,4.3339220734521106E-13,166883331348.52261,0,false,0,1.4058687487154626E-9,1.4058687487154626E-9,52814481.008126266,0,false,0,4.0535001184454987E-6,4.0535001184454987E-6,18305.610694985393,0,false,0,1.281407823406255E-2,1.281407823406255E-2,5.7906463317116534,0,true,0.27240006446464082,40.521673335225913,0,1.8311631532707713E-3,1.8311631532707713E-3,false,0,128140.78234062587,0]
[null,4,18,2337.352578629655,null,78,9,6,460.51250096782047,1,0.15398004247009878,0.15398004247009878,303877422093878.25,0,false,0,2.4099994859702394E-13,2.4099994859702394E-13,95894029224.758759,0,false,0,7.8177293092100037E-10,7.8177293092100037E-10,30348108.132541776,0,false,0,2.2540629564325933E-6,2.2540629564325933E-6,10518.718393126859,0,false,0,7.1256292646430953E-3,7.1256292646430953E-3,3.3274048646819376,0,true,0.15398004247009878,22.533218238222911,0,1.0522178069919277E-3,1.0522178069919277E-3,false,0,71256.292646431219,0]
[null,4,19,2592.5167289089659,null,79,11,5,462.71419991616551,1,0.65964190241744469,0.65964190241744469,1376023722897111,0,false,0,9.7673570318843762E-13,9.7673570318843762E-13,434229230287.11768,0,false,0,3.1684053787645933E-9,3.1684053787645933E-9,137422900.48295641,0,false,0,9.1353702753834066E-6,9.1353702753834066E-6,47631.067631425889,0,false,0,2.8879078817144549E-2,2.8879078817144549E-2,15.067220190090859,0,true,0.65964190241744469,91.323665789698069,0,4.7646733807962284E-3,4.7646733807962284E-3,false,0,288790.7881714463,0]
[null,4,20,2861.1030725641908,null,80,15,1,487.29890746144667,1,0.57174099994714955,0.57174099994714955,2177291982939693.7,0,false,0,4.6373354615668463E-13,4.6373354615668463E-13,687083955116.44714,0,false,0,1.5042921612879435E-9,1.5042921612879435E-9,217445218.79600531,0,false,0,4.3372814564152626E-6,4.3372814564152626E-6,75366.972216448397,0,false,0,1.3711178557204029E-2,1.3711178557204029E-2,23.840968130986482,0,true,0.57174099994714955,43.35855364602606,0,7.5391760917404745E-3,7.5391760917404745E-3,false,0,137111.78557204024,0]
[null,5,1,72.912230757600085,null,81,7,7,487.50321162015524,1,0.66138936379389923,0.66138936379389923,2530994004602930,0,false,0,5.338383995215301E-13,5.338383995215301E-13,798701039954.53101,0,false,0,1.7317033163768683E-9,1.7317033163768683E-9,252769288.37040928,0,false,0,4.9929693682001193E-6,4.9929693682001193E-6,87610.369357700867,0,false,0,1.5783964039682897E-2,1.5783964039682897E-2,27.713943686131646,0,true,0.66138936379389923,49.913276871590327,0,8.7639184993818509E-3,8.7639184993818509E-3,false,0,157839.64039682935,0]
[null,5,2,99.899093646367035,null,82,1,8,488.32317476498889,1,0.42163762806380706,0.42163762806380706,1645353062835341,0,false,0,3.3373836372797518E-13,3.3373836372797518E-13,519220985900.80493,0,false,0,1.0826044581804489E-9,1.0826044581804489E-9,164320706.43178424,0,false,0,3.1214416733238484E-6,3.1214416733238484E-6,56953.903998458241,0,false,0,9.8676197449758633E-3,9.8676197449758633E-3,18.01632957023801,0,true,0.42163762806380706,31.204153478573602,0,5.6972636518194605E-3,5.6972636518194605E-3,false,0,98676.197449758663,0]
[null,5,3,140.3081499110483,null,83,13,4,494.10830846519031,1,0.41844294700185547,0.41844294700185547,1872512533359110.7,0,false,0,2.8882466889302833E-13,2.8882466889302833E-13,590905274766.32703,0,false,0,9.3691019121477847E-10,9.3691019121477847E-10,187007025.56429458,0,false,0,2.7013656676926097E-6,2.7013656676926097E-6,64817.03013763261,0,false,0,8.5396595517797779E-3,8.5396595517797779E-3,20.5036862223747,0,true,0.41844294700185547,27.004774626036731,0,6.4838348892117623E-3,6.4838348892117623E-3,false,0,85396.595517797963,0]
[null,5,4,194.13939955164392,null,84,14,3,495.51466569164916,1,0.19334876535634482,0.19334876535634482,894296297050179.5,0,false,0,1.2911832608672575E-13,1.2911832608672575E-13,282211408317.23138,0,false,0,4.1884329356939477E-10,4.1884329356939477E-10,89312988.567560658,0,false,0,1.2076385805182083E-6,1.2076385805182083E-6,30956.07052300471,0,false,0,3.8176328597634385E-3,3.8176328597634385E-3,9.7923887492783663,0,true,0.19334876535634482,12.072415107154654,0,3.0966252181527129E-3,3.0966252181527129E-3,false,0,38176.328597634463,0]
[null,5,5,261.39284256815387,null,85,2,8,496.25013295774704,1,0.45483353732145348,0.45483353732145348,2140334093746138.2,0,false,0,2.9854506999755195E-13,2.9854506999755195E-13,675421223209.64368,0,false,0,9.6844192599501123E-10,9.6844192599501123E-10,213754250.21443844,0,false,0,2.7922801935210243E-6,2.7922801935210243E-6,74087.674708418679,0,false,0,8.8270619972063598E-3,8.8270619972063598E-3,23.43628567895167,0,true,0.45483353732145348,27.913620958686934,0,7.4112042639872932E-3,7.4112042639872932E-3,false,0,88270.61997206365,0]
[null,5,6,342.06847896057815,null,86,10,6,499.97989161010952,1,0.21143212033655825,0.21143212033655825,1085448192741072,0,false,0,1.2720944082738245E-13,1.2720944082738245E-13,342532854199.7345,0,false,0,4.126511145557695E-10,4.126511145557695E-10,108403246.60711686,0,false,0,1.1897848524314918E-6,1.1897848524314918E-6,37572.794290207094,0,false,0,3.7611929777385733E-3,3.7611929777385733E-3,11.885468726172856,0,true,0.21143212033655825,11.893936529084877,0,3.7585152233406303E-3,3.7585152233406303E-3,false,0,37611.929777385754,0]
[null,5,7,436.1663087289167,null,87,3,8,508.11964520669659,1,6.9005362274426038E-2,6.9005362274426038E-2,427429577246421.87,0,false,0,3.4410233731944652E-14,3.4410233731944652E-14,134883151533.81932,0,false,0,1.1162238595859662E-10,1.1162238595859662E-10,42687209.006642401,0,false,0,3.2183755070859423E-7,3.2183755070859423E-7,14795.476824070996,0,false,0,1.0174050654821638E-3,1.0174050654821638E-3,4.6802794522829698,0,true,6.9005362274426038E-2,3.2173173099163921,0,1.4800343155299527E-3,1.4800343155299527E-3,false,0,10174.050654821645,0]
[null,5,8,543.68633187316959,null,88,12,5,510.06669867083724,1,0.34652854703800462,0.34652854703800462,2244050320653606.5,0,false,0,1.6528443485408622E-13,1.6528443485408622E-13,708150758775.70874,0,false,0,5.3616151299501063E-10,5.3616151299501063E-10,224112345.42137578,0,false,0,1.5458987607605348E-6,1.5458987607605348E-6,77677.812389987084,0,false,0,4.8869537642748581E-3,4.8869537642748581E-3,24.571960305846851,0,true,0.34652854703800462,15.453904715042151,0,7.7703361141723626E-3,7.7703361141723626E-3,false,0,48869.537642748619,0]
[null,5,9,664.62854839333704,null,89,15,2,514.28577035021374,1,0.50585495562964478,0.50585495562964478,3605078417467750.5,0,false,0,2.1924203029712589E-13,2.1924203029712589E-13,1137647847411.979,0,false,0,7.1119303387506878E-10,7.1119303387506878E-10,360037639.14320743,0,false,0,2.0505620099203704E-6,2.0505620099203704E-6,124789.80635411598,0,false,0,6.4823143582373654E-3,6.4823143582373654E-3,39.474981001175884,0,true,0.50585495562964478,20.498877881242759,0,1.2483085055558963E-2,1.2483085055558963E-2,false,0,64823.143582373748,0]
[null,5,10,798.99295828941843,null,90,8,7,519.08549415006144,1,0.98586120706371039,0.98586120706371039,7827287014376649,0,false,0,3.8353659630513153E-13,3.8353659630513153E-13,2470042310268.5327,0,false,0,1.2441435392597834E-9,1.2441435392597834E-9,781707805.27207291,0,false,0,3.5872025666411945E-6,3.5872025666411945E-6,270941.57676831662,0,false,0,1.1340000736942885E-2,1.1340000736942885E-2,85.707430020426315,0,true,0.98586120706371039,35.860230996727488,0,2.7103069126403864E-2,2.7103069126403864E-2,false,0,113400.00736942892,0]
[null,5,11,946.77956156141431,null,91,4,8,523.93171151183742,1,0.3803953208805908,0.3803953208805908,3364757681680186,0,false,0,1.3283210418538456E-13,1.3283210418538456E-13,1061810282705.3491,0,false,0,4.3089031352056385E-10,4.3089031352056385E-10,336036910.07976091,0,false,0,1.2423733997135237E-6,1.2423733997135237E-6,116471.10295601455,0,false,0,3.927437886927343E-3,3.927437886927343E-3,36.843510785871366,0,true,0.3803953208805908,12.41964909152925,0,1.1650941108033365E-2,1.1650941108033365E-2,false,0,39274.378869273482,0]
[null,5,12,1107.9883582093246,null,92,11,6,543.38983630858979,1,0.38205840359184162,0.38205840359184162,5163916009598887,0,false,0,8.7310576677274605E-14,8.7310576677274605E-14,1629567308181.5735,0,false,0,2.8322431530277248E-10,2.8322431530277248E-10,515718082.53084332,0,false,0,8.1661235920878577E-7,8.1661235920878577E-7,178748.97692777423,0,false,0,2.5815059459814928E-3,2.5815059459814928E-3,56.543981230168647,0,true,0.38205840359184162,8.1634385825691194,0,1.7880776866114251E-2,1.7880776866114251E-2,false,0,25815.05945981494,0]
[null,5,13,1282.6193482331494,null,93,5,8,543.68633187316959,1,0.47934954851594835,0.47934954851594835,6520128575840063,0,false,0,1.088516454813641E-13,1.088516454813641E-13,2057544768849.708,0,false,0,3.5310078038991718E-10,3.5310078038991718E-10,651162451.27464533,0,false,0,1.0180851209912008E-6,1.0180851209912008E-6,225694.28127849975,0,false,0,3.2184092779351642E-3,3.2184092779351642E-3,71.394272704141883,0,true,0.47934954851594835,10.177503760893032,0,2.2576851363627675E-2,2.2576851363627675E-2,false,0,32184.092779351751,0]
[null,5,14,1470.6725316328882,null,94,14,4,549.34591533224477,1,0.95868885960979144,0.95868885960979144,1.4708644088710814E+16,0,false,0,1.930053001392976E-13,1.930053001392976E-13,4641579280160.0986,0,false,0,6.2608444545971103E-10,6.2608444545971103E-10,1468945992.142072,0,false,0,1.8051709138186857E-6,1.8051709138186857E-6,509139.78421892342,0,false,0,5.7065747229822919E-3,5.7065747229822919E-3,161.05709189059777,0,true,0.95868885960979144,18.045773762568484,0,5.0930724369732276E-2,5.0930724369732276E-2,false,0,57065.747229823013,0]
[null,5,15,1672.1479084085418,null,95,16,1,550.42162244088377,1,0.27345167227863004,0.27345167227863004,4291938302655481,0,false,0,5.3813868135978028E-14,5.3813868135978028E-14,1354398935563.4294,0,false,0,1.7456528792545683E-10,1.7456528792545683E-10,428634042.00837773,0,false,0,5.0331897335995546E-7,5.0331897335995546E-7,148565.46450614792,0,false,0,1.5911110183452724E-3,1.5911110183452724E-3,46.995977156732124,0,true,0.27345167227863004,5.0315348281610195,0,1.4861432868051749E-2,1.4861432868051749E-2,false,0,15911.110183452778,0]
[null,5,16,1887.0454785601089,null,96,9,7,554.61033073615909,1,0.40208958180183813,0.40208958180183813,6892494263910368,0,false,0,7.2452894646632635E-14,7.2452894646632635E-14,2175051511957.05,0,false,0,2.3502789992838996E-10,2.3502789992838996E-10,688350453.22798491,0,false,0,6.7764904872392436E-7,6.7764904872392436E-7,238583.72132009623,0,false,0,2.142209861071E-3,2.142209861071E-3,75.471612156965136,0,true,0.40208958180183813,6.7742623870572345,0,2.3866219310086322E-2,2.3866219310086322E-2,false,0,21422.098610710069,0]
[null,5,17,2115.3652420875915,null,97,15,3,554.69482661489496,1,0.12417954089711887,0.12417954089711887,2132420623664987.7,0,false,0,2.233642882889776E-14,2.233642882889776E-14,672923984270.32996,0,false,0,7.2456511022223962E-11,7.2456511022223962E-11,212963935.34316051,0,false,0,2.0891173253483896E-7,2.0891173253483896E-7,73813.749904389173,0,false,0,6.6041968829190381E-4,6.6041968829190381E-4,23.349634559355209,0,true,0.12417954089711887,2.0884304266208531,0,7.3838027740144472E-3,7.3838027740144472E-3,false,0,6604.1968829190473,0]
[null,5,18,2357.1071989909874,null,98,13,5,561.36175148170025,1,0.2858308515491203,0.2858308515491203,5639747659908242,0,false,0,4.4745055063446554E-14,4.4745055063446554E-14,1779724611302.0808,0,false,0,1.4514722117083475E-10,1.4514722117083475E-10,563239185.86576939,0,false,0,4.1849872453996447E-7,4.1849872453996447E-7,195219.89173826834,0,false,0,1.3229740324189384E-3,1.3229740324189384E-3,61.75425495534126,0,true,0.2858308515491203,4.1836112277012942,0,1.952841008656182E-2,1.952841008656182E-2,false,0,13229.740324189404,0]
[null,5,19,2612.2713492702983,null,99,6,8,567.38350629069316,1,0.13669384823871852,0.13669384823871852,3053350018186704,0,false,0,1.8902004456098722E-14,1.8902004456098722E-14,963539949298.89539,0,false,0,6.1315678737487222E-11,6.1315678737487222E-11,304936759.96040779,0,false,0,1.7678969765283142E-7,1.7678969765283142E-7,105691.72522146997,0,false,0,5.588742939443682E-4,5.588742939443682E-4,33.43365108893304,0,true,0.13669384823871852,1.7673156945826558,0,1.0572648793639712E-2,1.0572648793639712E-2,false,0,5588.7429394437013,0]
[null,5,20,2880.8576929255228,null,100,16,2,577.40848532965072,1,0.2419397656633776,0.2419397656633776,6624806771208245,0,false,0,2.7291525322802677E-14,2.7291525322802677E-14,2090577871002.0815,0,false,0,8.8530208678955502E-11,8.8530208678955502E-11,661616617.8601799,0,false,0,2.5525655342580125E-7,2.5525655342580125E-7,229317.7175028541,0,false,0,8.0692669292673977E-4,8.0692669292673977E-4,72.540480718196363,0,true,0.2419397656633776,2.5517262544357817,0,2.2939314163302714E-2,2.2939314163302714E-2,false,0,8069.2669292674027,0]
[null,6,1,96.609405175123641,null,101,12,6,590.74233506326163,1,0.2007060846121882,0.2007060846121882,7166464200062676,0,false,0,1.7362116063443995E-14,1.7362116063443995E-14,2261507691830.7334,0,false,0,5.6320478244603082E-11,5.6320478244603082E-11,715711713.53527236,0,false,0,1.6238718261857557E-7,1.6238718261857557E-7,248067.1919468776,0,false,0,5.1334451744913768E-4,5.1334451744913768E-4,78.471535257695948,0,true,0.2007060846121882,1.6233378994993253,0,2.4814878290452706E-2,2.4814878290452706E-2,false,0,5133.4451744913795,0]
[null,6,2,123.59626806389061,null,102,10,7,594.07772137844802,1,0.55211475124843867,0.55211475124843867,2.1047626724402184E+16,0,false,0,4.4734447876571317E-14,4.4734447876571317E-14,6641960163786.4199,0,false,0,1.4511281281672179E-10,1.4511281281672179E-10,2102017475.876184,0,false,0,4.1839951594200612E-7,4.1839951594200612E-7,728563.69792831584,0,false,0,1.322660410438283E-3,1.322660410438283E-3,230.46784808892477,0,true,0.55211475124843867,4.1826194679181263,0,7.2880332739868561E-2,7.2880332739868561E-2,false,0,13226.604104382861,0]
[null,6,3,164.0053243285719,null,103,7,8,595.02323476440813,1,0.33189367079933763,0.33189367079933763,1.2888514523420012E+16,0,false,0,2.6398642155272784E-14,2.6398642155272784E-14,4067204400565.0181,0,false,0,8.5633810173837778E-11,8.5633810173837778E-11,1287170431.1870425,0,false,0,2.4690545258919178E-7,2.4690545258919178E-7,446135.99076702219,0,false,0,7.8052687638944694E-4,7.8052687638944694E-4,141.12699004831899,0,true,0.33189367079933763,2.4682427043673574,0,4.4628272787660406E-2,4.4628272787660406E-2,false,0,7805.2687638944954,0]
[null,6,4,217.83657396916749,null,104,15,4,608.52607625549058,1,0.61572434781321805,0.61572434781321805,3.1038162800706904E+16,0,false,0,3.7727945955293446E-14,3.7727945955293446E-14,9794654930876.416,0,false,0,1.2238461899598503E-10,1.2238461899598503E-10,3099768039.4310155,0,false,0,3.528679814878925E-7,3.528679814878925E-7,1074386.1511363022,0,false,0,1.1154996395598058E-3,1.1154996395598058E-3,339.86247870023357,0,true,0.61572434781321805,3.5275195901058538,0,0.10747395239231997,0.10747395239231997,false,0,11154.996395598086,0]
[null,6,5,285.09001698567744,null,105,1,9,609.26539128515628,1,0.46717973399951385,0.46717973399951385,2.3884966973693912E+16,0,false,0,2.8224734038073897E-14,2.8224734038073897E-14,7537334314690.2773,0,false,0,9.1557418090185396E-11,9.1557418090185396E-11,2385381432.6354146,0,false,0,2.6398481751033228E-7,2.6398481751033228E-7,826778.24398486107,0,false,0,8.3451881222082556E-4,8.3451881222082556E-4,261.53622981731252,0,true,0.46717973399951385,2.6389801968761701,0,8.2705017687594973E-2,8.2705017687594973E-2,false,0,8345.1881222082902,0]
[null,6,6,365.76565337810172,null,106,14,5,616.59935834875478,1,0.65486311832066002,0.65486311832066002,3.8477803189759104E+16,0,false,0,3.4425266255320302E-14,3.4425266255320302E-14,12142368321274.527,0,false,0,1.116711495368747E-10,1.116711495368747E-10,3842761742.0839844,0,false,0,3.2197814930324069E-7,3.2197814930324069E-7,1331909.3381481911,0,false,0,1.0178495310893564E-3,1.0178495310893564E-3,421.3252456654231,0,true,0.65486311832066002,3.2187228335767322,0,0.13323474120327214,0.13323474120327214,false,0,10178.495310893552,0]
[null,6,7,459.86348314644027,null,107,2,9,617.19234947791449,1,0.50396121417260775,0.50396121417260775,2.9944055437520408E+16,0,false,0,2.6198119710480698E-14,2.6198119710480698E-14,9449389518469.3809,0,false,0,8.4983341075013995E-11,8.4983341075013995E-11,2990500005.17625,0,false,0,2.4502997411971416E-7,2.4502997411971416E-7,1036513.6196204455,0,false,0,7.7459804275630472E-4,7.7459804275630472E-4,327.88219356530527,0,true,0.50396121417260775,2.4494940862184142,0,0.1036854535878568,0.1036854535878568,false,0,7745.9804275630722,0]
[null,6,8,567.38350629069316,null,108,17,1,617.48689147651214,1,0.86672176805386825,0.86672176805386825,5.1784807821780688E+16,0,false,0,4.4806761210738205E-14,4.4806761210738205E-14,16341634861988.08,0,false,0,1.4534738800035068E-10,1.4534738800035068E-10,5171726601.3688145,0,false,0,4.1907585968710294E-7,4.1907585968710294E-7,1792531.36599016,0,false,0,1.3247984939240515E-3,1.3247984939240515E-3,567.03462954079134,0,true,0.86672176805386825,4.1893806815607428,0,0.17931209415386973,0.17931209415386973,false,0,13247.984939240523,0]
[null,6,9,688.32572281086061,null,109,16,3,617.81754159433206,1,5.9392457641219719E-2,5.9392457641219719E-2,3570730666642963.5,0,false,0,3.051349912436117E-15,3.051349912436117E-15,1126808791983.9553,0,false,0,9.8981878552159104E-12,9.8981878552159104E-12,356607343.96379471,0,false,0,2.8539154654496199E-8,2.8539154654496199E-8,123600.85879797932,0,false,0,9.0219057552900594E-5,9.0219057552900594E-5,39.09887910983462,0,true,5.9392457641219719E-2,0.28529771022098338,0,1.2364151194665406E-2,1.2364151194665406E-2,false,0,902.19057552900904,0]
[null,6,10,822.69013270694199,null,110,8,8,626.60551729431427,1,0.49471780591410064,0.49471780591410064,3.5051093808705808E+16,0,false,0,2.1567510676183955E-14,2.1567510676183955E-14,11061008056773.152,0,false,0,6.9962239129699351E-11,6.9962239129699351E-11,3500537742.2935109,0,false,0,2.0172007156291592E-7,2.0172007156291592E-7,1213293.7768273905,0,false,0,6.3768513700677412E-4,6.3768513700677412E-4,383.80337455765732,0,true,0.49471780591410064,2.016537462977936,0,0.12136928372609161,0.12136928372609161,false,0,6376.8513700677568,0]
[null,6,11,970.47673597893788,null,111,3,9,629.06186172686398,1,7.6458799324779045E-2,7.6458799324779045E-2,5669268111719254,0,false,0,3.1850368737316666E-15,3.1850368737316666E-15,1789040325017.1282,0,false,0,1.0331851215587374E-11,1.0331851215587374E-11,566187380.75800037,0,false,0,2.9789523498840451E-8,2.9789523498840451E-8,196241.74231636783,0,false,0,9.4171770942485283E-5,9.4171770942485283E-5,62.077498762948842,0,true,7.6458799324779045E-2,0.29779728746991485,0,1.9630628753720323E-2,1.9630628753720323E-2,false,0,941.71770942485352,0]
[null,6,12,1131.6855326268483,null,112,11,7,637.48766607692846,1,0.99767282343718733,0.99767282343718733,8.6351925055153616E+16,0,false,0,3.5603342641610682E-14,3.5603342641610682E-14,27249915336898.449,0,false,0,1.1549267827462199E-10,1.1549267827462199E-10,8623929810.1500454,0,false,0,3.329966509985484E-7,3.329966509985484E-7,2989072.2913891044,0,false,0,1.0526816363367042E-3,1.0526816363367042E-3,945.5385448623548,0,true,0.99767282343718733,3.3288716218570564,0,0.29900554172463373,0.29900554172463373,false,0,10526.816363367052,0]
[null,6,13,1306.3165226506728,null,113,13,6,642.03738787412453,1,0.16555054862334287,0.16555054862334287,1.5564103018953636E+16,0,false,0,5.4390576887902125E-15,5.4390576887902125E-15,4911534853338.3447,0,false,0,1.7643605716795661E-11,1.7643605716795661E-11,1554380309.5028911,0,false,0,5.0871290743309772E-8,5.0871290743309772E-8,538751.49910746433,0,false,0,1.608162527209941E-4,1.608162527209941E-4,170.42421823519976,0,true,0.16555054862334287,0.50854564337159258,0,5.3892869807683264E-2,5.3892869807683264E-2,false,0,1608.1625272099436,0]
[null,6,14,1494.3697060504117,null,114,17,2,644.47375436527909,1,0.76684285640292493,0.76684285640292493,7.5339872406761328E+16,0,false,0,2.410873289330102E-14,2.410873289330102E-14,23774862497456.531,0,false,0,7.8205638152655661E-11,7.8205638152655661E-11,7524160823.5899591,0,false,0,2.2548802212478345E-7,2.2548802212478345E-7,2607890.037240095,0,false,0,7.1282128331578304E-4,7.1282128331578304E-4,824.95848564006553,0,true,0.76684285640292493,2.2541388199220567,0,0.2608747789705913,0.2608747789705913,false,0,7128.2128331578479,0]
[null,6,15,1695.8450828260654,null,115,4,9,644.87392803200476,1,0.42148274488623333,0.42148274488623333,4.1709278714160096E+16,0,false,0,1.3155683997753558E-14,1.3155683997753558E-14,13162119003114.627,0,false,0,4.2675351995163184E-11,4.2675351995163184E-11,4165487820.1402187,0,false,0,1.2304459041795657E-7,1.2304459041795657E-7,1443766.878603942,0,false,0,3.8897322358991967E-4,3.8897322358991967E-4,456.70934003447286,0,true,0.42148274488623333,1.2300413353620845,0,0.14442417431812551,0.14442417431812551,false,0,3889.7322358992092,0]
[null,6,16,1910.7426529776324,null,116,9,8,662.13035388041192,1,0.20177371242995723,0.20177371242995723,2.7143191124000236E+16,0,false,0,4.6329197529512269E-15,4.6329197529512269E-15,8565526010333.1836,0,false,0,1.5028597620336607E-11,1.5028597620336607E-11,2710778884.5165472,0,false,0,4.333151461668477E-8,4.333151461668477E-8,939561.6882519658,0,false,0,1.3698122661251071E-4,1.3698122661251071E-4,297.2132169828937,0,true,0.20177371242995723,0.43317267277920524,0,9.3987071637178191E-2,9.3987071637178191E-2,false,0,1369.8122661251102,0]
[null,6,17,2139.0624165051149,null,117,5,9,664.62854839333704,1,0.53112525937694122,0.53112525937694122,7.4646381144256976E+16,0,false,0,1.1672709239915438E-14,1.1672709239915438E-14,23556018757979.863,0,false,0,3.7864772035847882E-11,3.7864772035847882E-11,7454902147.9094458,0,false,0,1.0917438635182716E-7,1.0917438635182716E-7,2583884.833931122,0,false,0,3.451262087059165E-4,3.451262087059165E-4,817.36487705747254,0,true,0.53112525937694122,1.0913848997293305,0,0.25847346909251173,0.25847346909251173,false,0,3451.2620870591704,0]
[null,6,18,2380.8043734085104,null,118,16,4,671.64879123492767,1,0.29448798072511351,0.29448798072511351,4.676652308140488E+16,0,false,0,5.72778329609024E-15,5.72778329609024E-15,14758024140810.041,0,false,0,1.8580194564905028E-11,1.8580194564905028E-11,4670552651.3878756,0,false,0,5.3571729891853598E-8,5.3571729891853598E-8,1618823.416130574,0,false,0,1.6935298332531896E-4,1.6935298332531896E-4,512.08528535315861,0,true,0.29448798072511351,0.53554115585252438,0,0.16193558579732445,0.16193558579732445,false,0,1693.5298332531922,0]
[null,6,19,2635.9685236878217,null,119,15,5,675.77951927200047,1,0.4205902284074069,0.4205902284074069,7.172759246235884E+16,0,false,0,7.6176079300779015E-15,7.6176079300779015E-15,22634942077671.598,0,false,0,2.4710543353940029E-11,2.4710543353940029E-11,7163403971.0329866,0,false,0,7.1247184705946701E-8,7.1247184705946701E-8,2482850.9499973259,0,false,0,2.2522930112280914E-4,2.2522930112280914E-4,785.4046491727994,0,true,0.4205902284074069,0.71223758735599574,0,0.24836675762715274,0.24836675762715274,false,0,2252.2930112280951,0]
[null,6,20,2904.5548673430462,null,120,12,7,684.84016483160008,1,0.52410574988944092,0.52410574988944092,1.0435119077808714E+17,0,false,0,8.1306815683459491E-15,8.1306815683459491E-15,32929909926051.785,0,false,0,2.6374888447381354E-11,2.6374888447381354E-11,10421508777.030781,0,false,0,7.6045942086080921E-8,7.6045942086080921E-8,3612116.95893304,0,false,0,2.4039931486365248E-4,2.4039931486365248E-4,1142.6273707267742,0,true,0.52410574988944092,0.76020938291311269,0,0.36133050083462137,0.36133050083462137,false,0,2403.993148636529,0]
[null,7,1,124.24913364883859,null,121,17,3,684.88281062996043,1,0.18824802008674818,0.18824802008674818,3.7507949829286392E+16,0,false,0,2.9182602605579662E-15,2.9182602605579662E-15,11836313511897.619,0,false,0,9.466462090004148E-12,9.466462090004148E-12,3745902901.9190388,0,false,0,2.7294372421431527E-8,2.7294372421431527E-8,1298337.8595199126,0,false,0,8.6284004770669688E-5,8.6284004770669688E-5,410.70552022669756,0,true,0.18824802008674818,0.27285398071615125,0,0.12987648915207153,0.12987648915207153,false,0,862.8400477066981,0]
[null,7,2,151.23599653760553,null,122,6,9,688.32572281086061,1,0.15145848332556863,0.15145848332556863,3.198942755068686E+16,0,false,0,2.2149669577544328E-15,2.2149669577544328E-15,10094843767238.359,0,false,0,7.1850687958123157E-12,7.1850687958123157E-12,3194770443.0190587,0,false,0,2.07164980667473E-8,2.07164980667473E-8,1107314.1849250447,0,false,0,6.548977900731106E-5,6.548977900731106E-5,350.27866209047068,0,true,0.15145848332556863,0.20709686512418418,0,0.1107678387962364,0.1107678387962364,false,0,654.89779007311154,0]
[null,7,3,191.64505280228681,null,123,18,1,688.49471456833214,1,0.66150787923888377,0.66150787923888377,1.4011590204690298E+17,0,false,0,9.6464857941310029E-15,9.6464857941310029E-15,44216112908803.797,0,false,0,3.1291962991143621E-11,3.1291962991143621E-11,13993315189.748926,0,false,0,9.0223198863256239E-8,9.0223198863256239E-8,4850112.6074940907,0,false,0,2.8521699641753548E-4,2.8521699641753548E-4,1534.2447322267008,0,true,0.66150787923888377,0.90193533607149734,0,0.48517078419515081,0.48517078419515081,false,0,2852.1699641753512,0]
[null,7,4,245.47630244288246,null,124,14,6,697.27499474117894,1,0.37929057665962801,0.37929057665962801,9.3091931400736624E+16,0,false,0,4.7732983279715278E-15,4.7732983279715278E-15,29376846521929.793,0,false,0,1.5483967717595938E-11,1.5483967717595938E-11,9297051360.2157154,0,false,0,4.4644469858675739E-8,4.4644469858675739E-8,3222377.6427000542,0,false,0,1.4113179049485416E-4,1.4113179049485416E-4,1019.3404408628865,0,true,0.37929057665962801,0.44629790822144211,0,0.3223437504246891,0.3223437504246891,false,0,1411.3179049485448,0]
[null,7,5,312.72974545939235,null,125,10,8,701.59774452270096,1,0.27705826783058068,0.27705826783058068,7.3066512345371424E+16,0,false,0,3.2449675994059731E-15,3.2449675994059731E-15,23057462518665.25,0,false,0,1.0526258805030447E-11,1.0526258805030447E-11,7297121326.901309,0,false,0,3.03500531980418E-8,3.03500531980418E-8,2529197.6680368539,0,false,0,9.5943738676097868E-5,9.5943738676097868E-5,800.06558877619659,0,true,0.27705826783058068,0.3034007414484573,0,0.25300295380564236,0.25300295380564236,false,0,959.43738676097928,0]
[null,7,6,393.40538185181663,null,126,18,2,715.48157745709909,1,0.58527731775747782,0.58527731775747782,1.9384550870356029E+17,0,false,0,5.4582592212365472E-15,5.4582592212365472E-15,61171464298406.586,0,false,0,1.7705893025926426E-11,1.7705893025926426E-11,19359268018.687347,0,false,0,5.1050881914370297E-8,5.1050881914370297E-8,6709963.1942883926,0,false,0,1.6138398313887299E-4,1.6138398313887299E-4,2122.5745704059118,0,false,0,0.51034096458904865,0.51034096458904865,0.67121701460361038,0,true,0.58527731775747782,1613.8398313887337,0]
[null,7,7,487.50321162015524,null,127,7,9,715.96545128457547,1,0.36774231358851167,0.36774231358851167,1.2275844706133378E+17,0,false,0,3.4026896140916986E-15,3.4026896140916986E-15,38738653332556.406,0,false,0,1.1037888796693901E-11,1.1037888796693901E-11,12259833586.61418,0,false,0,3.1825220943041676E-8,3.1825220943041676E-8,4249284.2216386609,0,false,0,1.0060709487208681E-4,1.0060709487208681E-4,1344.1836221925507,0,false,0,0.3181475685684409,0.3181475685684409,0.42506818396237184,0,true,0.36774231358851167,1006.0709487208695,0]
[null,7,8,595.02323476440813,null,128,13,7,736.13521764246309,1,0.43230375700117896,0.43230375700117896,1.9933321211258298E+17,0,false,0,2.8959087144022899E-15,2.8959087144022899E-15,62903208590087.453,0,false,0,9.3939565403123148E-12,9.3939565403123148E-12,19907322610.268528,0,false,0,2.7085319297139088E-8,2.7085319297139088E-8,6899920.0735682091,0,false,0,8.5623138109394462E-5,8.5623138109394462E-5,2182.6639672860742,0,false,0,0.2707641368368498,0.2707641368368498,0.69021895034032432,0,true,0.43230375700117896,856.23138109394449,0]
[null,7,9,{"$f":"3.141625/2*SQRT($H$2/$I$2)*((1+($D$8-1)/B138)*(B138/$C$2)^2+(1+($D$8-1)/C138)*(C138/$D$2)^2)","v":715.96545128457547},null,129,17,4,738.71406027055605,1,{"$f":"ABS(SIN(G138*3.1416*$J$2/$C$2)*SIN(H138*3.1416*$K$2/$D$2))*(1/F138^$N$2)+(1-1/F138^$N$2)","v":0.93339763182947821},{"$f":"$J138*$K138","v":0.93339763182947821},{"$f":"10^(LOG10($I138/22.27)/LOG10(2)*70/20)*$L138","v":4.4824525828314816E+17},{"$f":"IF($I138<22.27,M138,0)","v":0},{"$f":"AND($I138>22.27,$I138<44.45)","v":false},{"$f":"IF($O138=TRUE,$L138,0)","v":0},{"$f":"10^(LOG10(44.45/$I138)/LOG10(2)*70/20)*$L138","v":6.0034956251778809E-15},{"$f":"IF($I138>44.45,Q138,0)","v":6.0034956251778809E-15},{"$f":"10^(LOG10($I138/44.548)/LOG10(2)*70/20)*$L138","v":141451917031152.91},{"$f":"IF($I138<44.528,S138,0)","v":0},{"$f":"AND($I138>44.548,$I138<89.095)","v":false},{"$f":"IF($U138=TRUE,$L138,0)","v":0},{"$f":"10^(LOG10(89.095/$I138)/LOG10(2)*70/20)*$L138","v":1.9474570007126784E-11},{"$f":"IF($I138>89.095,W138,0)","v":1.9474570007126784E-11},{"$f":"10^(LOG10($I138/89.09)/LOG10(2)*70/20)*$L138","v":44766062165.926842},{"$f":"IF($I138<89.09,Y138,0)","v":0},{"$f":"AND($I138>89.09,$I138<176.78)","v":false},{"$f":"IF($AA138=TRUE,$L138,0)","v":0},{"$f":"10^(LOG10(176.78/$I138)/LOG10(2)*70/20)*$L138","v":5.6150456365639357E-8},{"$f":"IF($I138>176.78,AC138,0)","v":5.6150456365639357E-8},{"$f":"10^(LOG10($I138/176.78)/LOG10(2)*70/20)*$L138","v":15516011.720930878},{"$f":"IF($I138<176.78,AE138,0)","v":0},{"$f":"AND($I138>176.78,$I138<353.55)","v":false},{"$f":"IF($AG138=TRUE,$L138,0)","v":0},{"$f":"10^(LOG10(353.55/$I138)/LOG10(2)*70/20)*$L138","v":1.7750495120832704E-4},{"$f":"IF($I138>353.55,AI138,0)","v":1.7750495120832704E-4},{"$f":"10^(LOG10($I138/353.55)/LOG10(2)*70/20)*$L138","v":4908.207535475246},{"$f":"IF($I138<353.55,AK138,0)","v":0},{"$f":"AND($I138>353.55,$I138<707.1)","v":false},{"$f":"IF($AM138=TRUE,$L138,0)","v":0},{"$f":"10^(LOG10(707.1/$I138)/LOG10(2)*70/20)*$L138","v":0.5613199417753717},{"$f":"IF($I138>707.1,AO138,0)","v":0.5613199417753717},{"$f":"10^(LOG10($I138/707.1)/LOG10(2)*70/20)*$L138","v":1.5521115040903459},{"$f":"IF($I138<707.1,AQ138,0)","v":0},{"$f":"AND($I138>707.1,$I138<1414.2)","v":true},{"$f":"IF($AS138=TRUE,$L138,0)","v":0.93339763182947821},{"$f":"10^(LOG10(1414.2/$I138)/LOG10(2)*70/20)*$L138","v":1775.0495120832729},{"$f":"IF($I138>1414.2,AU138,0)","v":0}]
[null,7,10,850.32986118065696,null,130,16,5,738.90223425143745,{"$f":"IF(ABS(I139-I138)>0.0001,1,$M$2)","v":1},0.20115944337154018,0.20115944337154018,9.688923391827584E+16,0,false,0,1.2900063307853468E-15,1.2900063307853468E-15,30575154168753.133,0,false,0,4.1846151254206226E-12,4.1846151254206226E-12,9676286337.9910641,0,false,0,1.2065378024826151E-8,1.2065378024826151E-8,3353821.2871810072,0,false,0,3.8141530385091687E-5,3.8141530385091687E-5,1060.9202422922306,0,false,0,0.12061410946140895,0.12061410946140895,0.33549243814211394,0,true,0.20115944337154018,381.41530385091676,0]
[null,7,11,998.11646445265274,null,131,1,10,743.62980118123778,1,0.83498070409865333,0.83498070409865333,4.3312711775464691E+17,0,false,0,4.9719186764725958E-15,4.9719186764725958E-15,136681113726074.73,0,false,0,1.6128266659949105E-11,1.6128266659949105E-11,43256219939.542969,0,false,0,4.6502158097018862E-8,4.6502158097018862E-8,14992697.215525106,0,false,0,1.470043849749445E-4,1.470043849749445E-4,4742.6665288651948,0,false,0,0.46486868255305858,0.46486868255305858,1.499762841385871,0,true,0.83498070409865333,1470.0438497494461,0]
[null,7,12,1159.3252611005632,null,132,11,8,745.00768922118129,1,0.50064502659660381,0.50064502659660381,2.6534834904591334E+17,0,false,0,2.9176281189069618E-15,2.9176281189069618E-15,83735481770308.844,0,false,0,9.4644115035450078E-12,9.4644115035450078E-12,26500226091.654224,0,false,0,2.7288460025653042E-8,2.7288460025653042E-8,9185034.3485960755,0,false,0,8.6265314281008378E-5,8.6265314281008378E-5,2905.5182229956154,0,false,0,0.27279487619823717,0.27279487619823717,0.91880553677911636,0,true,0.50064502659660381,862.653142810085,0]
[null,7,13,1333.9562511243876,null,133,8,9,747.54773381448183,1,0.54815347964341687,0.54815347964341687,3.0225606055212934E+17,0,false,0,3.0705476846257701E-15,3.0705476846257701E-15,95382379198254.859,0,false,0,9.9604629665561341E-12,9.9604629665561341E-12,30186183449.056274,0,false,0,2.8718710656025106E-8,2.8718710656025106E-8,10462594.955743516,0,false,0,9.0786676791522667E-5,9.0786676791522667E-5,3309.6512380905083,0,false,0,0.28709267985875941,0.28709267985875941,1.0466036173162232,0,true,0.54815347964341687,907.86676791522814,0]
[null,7,14,1522.0094345241266,null,134,2,10,751.55675937399587,1,0.90071948508086219,0.90071948508086219,5.2853002103862496E+17,0,false,0,4.7412839800377348E-15,4.7412839800377348E-15,166787229319006.09,0,false,0,1.5380117277952944E-11,1.5380117277952944E-11,52784067073.003647,0,false,0,4.4345040932769163E-8,4.4345040932769163E-8,18295069.160818376,0,false,0,1.4018522442355954E-4,1.4018522442355954E-4,5787.3117094927384,0,false,0,0.44330460348031342,0.44330460348031342,1.830108653135974,0,true,0.90071948508086219,1401.8522442355963,0]
[null,7,15,1723.4848112997802,null,135,18,3,755.89063372178043,1,0.14367649818939818,0.14367649818939818,9.0136337559658464E+16,0,false,0,7.0738862896839643E-16,7.0738862896839643E-16,28444155306438.758,0,false,0,2.2946780071456019E-12,2.2946780071456019E-12,9001877467.8386345,0,false,0,6.6161777778030416E-9,6.6161777778030416E-9,3120069.7480083131,0,false,0,2.091531199652386E-5,2.091531199652386E-5,986.97720289322035,0,false,0,6.6140023882059196E-2,6.6140023882059196E-2,0.31210959598047039,0,true,0.14367649818939818,209.15311996523911,0]
[null,7,16,1938.3823814513473,null,136,15,6,756.45515566442475,1,0.24360191589219507,0.24360191589219507,1.5415745580971648E+17,0,false,0,1.1890041716193617E-15,1.1890041716193617E-15,48647179743628.484,0,false,0,3.8569770721338651E-12,3.8569770721338651E-12,15395639156.453871,0,false,0,1.1120708837877762E-8,1.1120708837877762E-8,5336161.0569486581,0,false,0,3.5155206340895608E-5,3.5155206340895608E-5,1687.9973011939489,0,false,0,0.11117052365042412,0.11117052365042412,0.53379161559901267,0,true,0.24360191589219507,351.55206340895694,0]
[null,7,17,2166.7021449788299,null,137,3,10,763.42627162294536,1,0.13665323525101386,0.13665323525101386,9.6210776029483216E+16,0,false,0,5.9951855868492409E-16,5.9951855868492409E-16,30361054482875.359,0,false,0,1.9447613308346976E-12,1.9447613308346976E-12,9608529038.911232,0,false,0,5.6072732906891058E-9,5.6072732906891058E-9,3330336.4641736555,0,false,0,1.7725924886419933E-5,1.7725924886419933E-5,1053.4912465343582,0,false,0,5.6054296274148541E-2,5.6054296274148541E-2,0.33314318340985355,0,true,0.13665323525101386,177.25924886419961,0]
[null,7,18,2408.4441018822258,null,138,19,1,763.44509171634331,1,0.15313277918235663,0.15313277918235663,1.0784411279209453E+17,0,false,0,6.7162429911589348E-16,6.7162429911589348E-16,34032164787183.328,0,false,0,2.1786631070015032E-12,2.1786631070015032E-12,10770345404.145859,0,false,0,6.2816754198089337E-9,6.2816754198089337E-9,3733024.4708545818,0,false,0,1.9857870462154627E-5,1.9857870462154627E-5,1180.8742586373005,0,false,0,6.2796100140989061E-2,6.2796100140989061E-2,0.37342522875566325,0,true,0.15313277918235663,198.57870462154639,0]
[null,7,19,2663.6082521615367,null,139,4,10,779.23833792808625,1,0.75330741784896527,0.75330741784896527,6.7311834663605299E+17,0,false,0,2.6039915659411573E-15,2.6039915659411573E-15,212414696555172.37,0,false,0,8.4470147419131975E-12,8.4470147419131975E-12,67224041289.2463,0,false,0,2.4355029790754627E-8,2.4355029790754627E-8,23299994.730521444,0,false,0,7.699204342230015E-5,7.699204342230015E-5,7370.5287009165386,0,false,0,0.24347021892505338,0.24347021892505338,2.3307658254538253,0,true,0.75330741784896527,769.92043422300185,0]
[null,7,20,2932.1945958167612,null,140,9,9,783.07257040057948,1,0.22356778196953669,0.22356778196953669,2.1150135084025344E+17,0,false,0,7.2994780016379431E-16,7.2994780016379431E-16,66743085349347.109,0,false,0,2.3678570658435031E-12,2.3678570658435031E-12,21122549418.94186,0,false,0,6.8271728108533675E-9,6.8271728108533675E-9,7321120.2527815746,0,false,0,2.158231749337896E-5,2.158231749337896E-5,2315.9029677935264,0,false,0,6.8249280463973508E-2,6.8249280463973508E-2,0.7323528218171097,0,true,0.22356778196953669,215.82317493378977,0]
[null,8,1,155.8314161787448,null,141,19,2,790.43195460511026,1,0.13548612960395651,0.13548612960395651,1.4289997927808872E+17,0,false,0,3.9677474444247958E-16,3.9677474444247958E-16,45094678948793.695,0,false,0,1.2870863943497805E-12,1.2870863943497805E-12,14271359791.678253,0,false,0,3.7110184408846163E-9,3.7110184408846163E-9,4946483.4539287165,0,false,0,1.173141217219963E-5,1.173141217219963E-5,1564.7298931803059,0,false,0,3.7097982634374298E-2,3.7097982634374298E-2,0.494811038540174,0,true,0.13548612960395651,117.31412172199647,0]
[null,8,2,182.81827906751175,null,142,14,7,791.3728245095175,1,0.99044517006197963,0.99044517006197963,1.0591919046209957E+18,0,false,0,2.8607027760108168E-15,2.8607027760108168E-15,334247206510051.94,0,false,0,9.2797529904677989E-12,9.2797529904677989E-12,105781042346.14771,0,false,0,2.6756039552323405E-8,2.6756039552323405E-8,36663932.75360211,0,false,0,8.4582206497782345E-5,8.4582206497782345E-5,11597.966942666882,0,false,0,0.26747242205568594,0.26747242205568594,3.6675991766166809,0,true,0.99044517006197963,845.82206497782408,0]
[null,8,3,223.22733533219304,null,143,12,8,792.36018797585302,1,0.2630029914905786,0.2630029914905786,2.8536515789691261E+17,0,false,0,7.4869846680843089E-16,7.4869846680843089E-16,90052148667499.219,0,false,0,2.4286818241259754E-12,2.4286818241259754E-12,28499296227.542255,0,false,0,7.0025470519606996E-9,7.0025470519606996E-9,9877916.2809946388,0,false,0,2.2136717192434573E-5,2.2136717192434573E-5,3124.6987948435803,0,false,0,7.0002446247101169E-2,7.0002446247101169E-2,0.98811651936889,0,true,0.2630029914905786,221.36717192434591,0]
[null,8,4,277.05858497278865,null,144,5,10,798.99295828941843,1,0.94926922288028825,0.94926922288028825,1.1348070848313503E+18,0,false,0,2.4526934745116389E-15,2.4526934745116389E-15,358108947375706.37,0,false,0,7.9562231335821984E-12,7.9562231335821984E-12,113332698042.29393,0,false,0,2.2939944745070765E-8,2.2939944745070765E-8,39281352.571756884,0,false,0,7.2518622932996919E-5,7.2518622932996919E-5,12425.940000823273,0,false,0,0.22932402124719048,0.22932402124719048,3.9294272471196097,0,true,0.94926922288028825,725.18622932996959,0]
[null,8,5,344.3120279892986,null,145,17,5,805.96750328706605,1,0.63758713547768087,0.63758713547768087,8.432537290363913E+17,0,false,0,1.4890433259427568E-15,1.4890433259427568E-15,266104000681961.94,0,false,0,4.8302656161022872E-12,4.8302656161022872E-12,84215389138.253601,0,false,0,1.3926963142813735E-8,1.3926963142813735E-8,29189231.791454557,0,false,0,4.4026443828836037E-5,4.4026443828836037E-5,9233.4815164057745,0,false,0,0.13922383977658598,0.13922383977658598,2.9198832324907631,0,true,0.63758713547768087,440.26443828835983,0]
[null,8,6,424.98766438172282,null,146,18,4,809.72188336237605,1,0.71239688522480837,0.71239688522480837,9.945062771030697E+17,0,false,0,1.576242410610781E-15,1.576242410610781E-15,313834484127175.12,0,false,0,5.1131282656231858E-12,5.1131282656231858E-12,99320916401.256104,0,false,0,1.4742532721683971E-8,1.4742532721683971E-8,34424839.453233264,0,false,0,4.6604653298081874E-5,4.6604653298081874E-5,10889.670583578754,0,false,0,0.14737685398441669,0.14737685398441669,3.4436162013043914,0,true,0.71239688522480837,466.0465329808186,0]
[null,8,7,519.08549415006144,null,147,16,6,819.57787064386184,1,0.1165096630767367,0.1165096630767367,1.8721404754485469E+17,0,false,0,2.2396078095304327E-16,2.2396078095304327E-16,59078786514798.703,0,false,0,7.2650005593892094E-13,7.2650005593892094E-13,18696986829.994846,0,false,0,2.0946962975667563E-9,2.0946962975667563E-9,6480415.1351310853,0,false,0,6.6218333413828034E-6,6.6218333413828034E-6,2049.9612253032042,0,false,0,2.0940075644813011E-2,2.0940075644813011E-2,0.64825465869877119,0,true,0.1165096630767367,66.218333413828205,0]
[null,8,8,626.60551729431427,null,148,10,9,822.5399610428683,1,0.30698400534562587,0.30698400534562587,5.1440931331593242E+17,0,false,0,5.6586024964442996E-16,5.6586024964442996E-16,162331184017241.37,0,false,0,1.8355780921593083E-12,1.8355780921593083E-12,51373838034.191093,0,false,0,5.2924684617835724E-9,5.2924684617835724E-9,17806280.79667091,0,false,0,1.6730751927697367E-5,1.6730751927697367E-5,5632.6924184460895,0,false,0,5.2907283058776379E-2,5.2907283058776379E-2,1.7812137401451884,0,true,0.30698400534562587,167.30751927697361,0]
[null,8,9,747.54773381448183,null,149,6,10,822.69013270694199,1,0.27069862377426895,0.27069862377426895,4.5457015294212595E+17,0,false,0,4.9791784615812295E-16,4.9791784615812295E-16,143447852198341.72,0,false,0,1.6151816471952389E-12,1.6151816471952389E-12,45397726689.45401,0,false,0,4.6570058579074291E-9,4.6570058579074291E-9,15734947.979260156,0,false,0,1.4721903455278127E-5,1.4721903455278127E-5,4977.4640307813943,0,false,0,4.6554746411781783E-2,4.6554746411781783E-2,1.5740123308831635,0,true,0.27069862377426895,147.21903455278164,0]
[null,8,10,881.91214371056321,null,150,19,3,830.84101086979149,1,3.3259742115613049E-2,3.3259742115613049E-2,6.263473760369312E+16,0,false,0,5.4551790042953844E-17,5.4551790042953844E-17,19765526891952.359,0,false,0,1.7695901197131445E-13,1.7695901197131445E-13,6255304446.6167316,0,false,0,5.1022072767541193E-10,5.1022072767541193E-10,2168101.7363544358,0,false,0,1.6129291057182313E-6,1.6129291057182313E-6,685.83947160187984,0,false,0,5.1005296784481296E-3,5.1005296784481296E-3,0.21688148395083059,0,true,3.3259742115613049E-2,16.129291057182353,0]
[null,8,11,1029.698746982559,null,151,20,1,842.33802292054577,1,0.82669693970109692,0.82669693970109692,1.8265717024248253E+18,0,false,0,1.1556929073036625E-15,1.1556929073036625E-15,576407812750668.87,0,false,0,3.7489196020457428E-12,3.7489196020457428E-12,182418934434.37314,0,false,0,1.0809149904512734E-8,1.0809149904512734E-8,63226788.059053175,0,false,0,3.4170294430200489E-5,3.4170294430200489E-5,20000.642122273603,0,false,0,0.108055958717999,0.108055958717999,6.3247583772288598,0,true,0.82669693970109692,341.70294430200511,0]
[null,8,12,1190.9075436304695,null,152,13,8,843.65524078671592,1,0.21693557330349922,0.21693557330349922,4.8810260181568685E+17,0,false,0,2.978083965944034E-16,2.978083965944034E-16,154029624315866.62,0,false,0,9.6605225193548227E-13,9.6605225193548227E-13,48746598011.816406,0,false,0,2.7853901164123392E-9,2.7853901164123392E-9,16895673.854524132,0,false,0,8.8052808242621068E-6,8.8052808242621068E-6,5344.6385077061777,0,false,0,2.7844742842073059E-2,2.7844742842073059E-2,1.6901230954594875,0,true,0.21693557330349922,88.052808242621126,0]
[null,8,13,1365.538533654294,null,153,7,10,850.32986118065696,1,0.65725825326002429,0.65725825326002429,1.6207201608047468E+18,0,false,0,8.2328570623073365E-16,8.2328570623073365E-16,511447627120365.44,0,false,0,2.6706332648293024E-12,2.6706332648293024E-12,161860629045.01645,0,false,0,7.700158542681347E-9,7.700158542681347E-9,56101235.978966139,0,false,0,2.4342033081879729E-5,2.4342033081879729E-5,17746.603581768668,0,false,0,7.6976267417908043E-2,7.6976267417908043E-2,5.6119688050491137,0,true,0.65725825326002429,243.42033081879788,0]
[null,8,14,1553.5917170540329,null,154,15,7,850.55298543276331,1,0.63612005111792336,0.63612005111792336,1.5733880778960294E+18,0,false,0,7.9438096413881655E-16,7.9438096413881655E-16,496511130323591,0,false,0,2.5768699878067924E-12,2.5768699878067924E-12,157133594175.64594,0,false,0,7.4298136368259356E-9,7.4298136368259356E-9,54462835.706756428,0,false,0,2.3487408517284871E-5,2.3487408517284871E-5,17228.325514774406,0,false,0,7.4273707249458504E-2,7.4273707249458504E-2,5.4480748897480078,0,true,0.63612005111792336,234.87408517284908,0]
[null,8,15,1755.0670938296864,null,155,11,9,865.94990574134863,1,0.55472091385113709,0.55472091385113709,1.690284893329751E+18,0,false,0,5.6230983916239655E-16,5.6230983916239655E-16,533400039536521.12,0,false,0,1.8240610158085673E-12,1.8240610158085673E-12,168808029119.47018,0,false,0,5.2592616134241297E-9,5.2592616134241297E-9,58509219.522072323,0,false,0,1.6625777179861913E-5,1.6625777179861913E-5,18508.325291196787,0,false,0,5.2575323758814733E-2,5.2575323758814733E-2,5.8528463595480869,0,true,0.55472091385113709,166.25777179861984,0]
[null,8,16,1969.9646639812536,null,156,20,2,869.32488580931272,1,0.73143039206619409,0.73143039206619409,2.331846384451138E+18,0,false,0,7.0865128718223929E-16,7.0865128718223929E-16,735856398272081.25,0,false,0,2.2987739084863615E-12,2.2987739084863615E-12,232880500749.86166,0,false,0,6.6279873699751983E-9,6.6279873699751983E-9,80716873.550727397,0,false,0,2.0952644926975229E-5,2.0952644926975229E-5,25533.311918503401,0,false,0,6.6258080974014116E-2,6.6258080974014116E-2,8.0743421869994183,0,true,0.73143039206619409,209.52644926975262,0]
[null,8,17,2198.2844275087364,null,157,18,5,876.97532637888605,1,0.4866255000919994,0.4866255000919994,1.7177684731949824E+18,0,false,0,4.2580583808309997E-16,4.2580583808309997E-16,542072981384709.19,0,false,0,1.3812595395948144E-12,1.3812595395948144E-12,171552802481.93976,0,false,0,3.9825451077614909E-9,3.9825451077614909E-9,59460563.768200643,0,false,0,1.2589772564533623E-5,1.2589772564533623E-5,18809.265705631966,0,false,0,3.9812356527425458E-2,3.9812356527425458E-2,5.9480120745091121,0,true,0.4866255000919994,125.89772564533621,0]
[null,8,18,2440.0263844121318,null,158,8,10,881.91214371056321,1,0.97970340979573267,0.97970340979573267,3.6915588217160535E+18,0,false,0,8.0309322011241328E-16,8.0309322011241328E-16,1164938306687347.7,0,false,0,2.6051314290521739E-12,2.6051314290521739E-12,368674400115.40826,0,false,0,7.5112990212476788E-9,7.5112990212476788E-9,127783325.95337853,0,false,0,2.3745003203457756E-5,2.3745003203457756E-5,40421.926370833935,0,false,0,7.5088293170921083E-2,7.5088293170921083E-2,12.782535474345902,0,true,0.97970340979573267,237.45003203457813,0]
[null,8,19,2695.1905346914427,null,159,19,4,884.6722605103871,1,0.16491309981197394,0.16491309981197394,6.4439006914122125E+17,0,false,0,1.3036109043209364E-16,1.3036109043209364E-16,203348967806113.44,0,false,0,4.2287466175174613E-13,4.2287466175174613E-13,64354960507.043243,0,false,0,1.2192621061279703E-9,1.2192621061279703E-9,22305565.270097576,0,false,0,3.8543775895443227E-6,3.8543775895443227E-6,7055.9590641479735,0,false,0,1.2188612145269676E-2,1.2188612145269676E-2,2.2312901719617684,0,true,0.16491309981197394,38.543775895443311,0]
[null,8,20,2963.7768783466672,null,160,17,6,886.64313967949022,1,0.36928448941550435,0.36928448941550435,1.4807829348800033E+18,0,false,0,2.844574066253704E-16,2.844574066253704E-16,467287898700945.31,0,false,0,9.2274335241268822E-13,9.2274335241268822E-13,147885158163.14151,0,false,0,2.6605188369946709E-9,2.6605188369946709E-9,51257308.246279821,0,false,0,8.4105330021604004E-6,8.4105330021604004E-6,16214.315321970746,0,false,0,2.6596440622840712E-2,2.6596440622840712E-2,5.1274167117593974,0,true,0.36928448941550435,84.10533002160399,0]
[null,9,1,191.35625276484248,null,161,1,11,891.41640445323355,1,0.27157982157281113,0.27157982157281113,1.1591473978395694E+18,0,false,0,1.9653633176971599E-16,1.9653633176971599E-16,365789974386091.19,0,false,0,6.3753865930065115E-13,6.3753865930065115E-13,115763554688.58055,0,false,0,1.8381965125478504E-9,1.8381965125478504E-9,40123892.620865792,0,false,0,5.8109764976156554E-6,5.8109764976156554E-6,12692.462190439615,0,false,0,1.8375921162173507E-2,1.8375921162173507E-2,4.0137089637358949,0,true,0.27157982157281113,58.109764976156647,0]
[null,9,2,218.34311565360943,null,162,14,8,898.89284765377056,1,0.49701809737566394,0.49701809737566394,2.33769100363757E+18,0,false,0,3.2639523713850563E-16,3.2639523713850563E-16,737700773807489.75,0,false,0,1.0587842970999483E-12,1.0587842970999483E-12,233464200367.43015,0,false,0,3.0527617017052918E-9,3.0527617017052918E-9,80919185.07131891,0,false,0,9.65050601518252E-6,9.65050601518252E-6,25597.309481004755,0,false,0,3.0517579581132274E-2,3.0517579581132274E-2,8.0945799932197531,0,true,0.49701809737566394,96.505060151825433,0]
[null,9,3,258.75217191829074,null,163,2,11,899.34336264599176,1,0.29296154491315435,0.29296154491315435,1.3859756653541709E+18,0,false,0,1.9127232745987617E-16,1.9127232745987617E-16,437369746138027.56,0,false,0,6.204629042988715E-13,6.204629042988715E-13,138416796718.26877,0,false,0,1.7889624891118187E-9,1.7889624891118187E-9,47975554.166321926,0,false,0,5.655336036371776E-6,5.655336036371776E-6,15176.192227290639,0,false,0,1.7883742808563662E-2,1.7883742808563662E-2,4.7991333646782257,0,true,0.29296154491315435,56.553360363717793,0]
[null,9,4,312.5834215588863,null,164,20,3,909.73394207399394,1,0.17955480968239976,0.17955480968239976,9.7083696724177216E+17,0,false,0,1.0257329204156417E-16,1.0257329204156417E-16,306365204323728.75,0,false,0,3.3273460687592457E-13,3.3273460687592457E-13,96957072552.167892,0,false,0,9.5936393039166383E-10,9.5936393039166383E-10,33605526.181207091,0,false,0,3.0327776242155345E-6,3.0327776242155345E-6,10630.495761594804,0,false,0,9.5904849293153259E-3,9.5904849293153259E-3,3.361657926340591,0,true,0.17955480968239976,30.327776242155412,0]
[null,9,5,379.83686457539631,null,165,3,11,911.21287489494125,1,4.44468489686594E-2,4.44468489686594E-2,2.4490199145700739E+17,0,false,0,2.4915875453686621E-17,2.4915875453686621E-17,77283262982021.047,0,false,0,8.0823905122325859E-14,8.0823905122325859E-14,24458257107.090889,0,false,0,2.3303719446493266E-10,2.3303719446493266E-10,8477283.5846171975,0,false,0,7.3668601309065111E-7,7.3668601309065111E-7,2681.6341672550925,0,false,0,2.3296057217550761E-3,2.3296057217550761E-3,0.84800718198550107,0,true,4.44468489686594E-2,7.3668601309065238,0]
[null,9,6,460.51250096782047,null,166,12,9,913.30240449602047,1,0.29141058441551349,0.29141058441551349,1.6490066648254341E+18,0,false,0,1.5906504257106448E-16,1.5906504257106448E-16,520373946241191.19,0,false,0,5.1598660191328164E-13,5.1598660191328164E-13,164685590099.36383,0,false,0,1.4877290315207846E-9,1.4877290315207846E-9,57080373.448506184,0,false,0,4.7030654111105106E-6,4.7030654111105106E-6,18056.33587591106,0,false,0,1.4872398683865414E-2,1.4872398683865414E-2,5.7099147564890274,0,true,0.29141058441551349,47.030654111105264,0]
[null,9,7,554.61033073615909,null,167,16,7,913.6757004122004,1,0.3042428158278716,0.3042428158278716,1.7298198005908347E+18,0,false,0,1.6528228682321284E-16,1.6528228682321284E-16,545875996210660.81,0,false,0,5.3615454505828397E-13,5.3615454505828397E-13,172756363392.88107,0,false,0,1.5458786703129955E-9,1.5458786703129955E-9,59877720.52261433,0,false,0,4.8868902535904928E-6,4.8868902535904928E-6,18941.225642393722,0,false,0,1.5453703876623837E-2,1.5453703876623837E-2,5.9897414705150025,0,true,0.3042428158278716,48.868902535905093,0]
[null,9,8,662.13035388041192,null,168,9,10,917.43698029666086,1,0.39957808615664869,0.39957808615664869,2.3830121413151739E+18,0,false,0,2.0694911954544545E-16,2.0694911954544545E-16,752002680382211.12,0,false,0,6.7131640766067581E-13,6.7131640766067581E-13,237990402996.93829,0,false,0,1.9355869034383968E-9,1.9355869034383968E-9,82487976.464907765,0,false,0,6.1188506931629901E-6,6.1188506931629901E-6,26093.568047838158,0,false,0,1.9349504852895126E-2,1.9349504852895126E-2,8.2515107311762037,0,true,0.39957808615664869,61.188506931629938,0]
[null,9,9,783.07257040057948,null,169,4,11,927.02494120008203,1,0.24501535559404436,0.24501535559404436,1.6489774724210967E+18,0,false,0,1.1244972490274556E-16,1.1244972490274556E-16,520364734048807.06,0,false,0,3.6477248866751236E-13,3.6477248866751236E-13,164682674666.43423,0,false,0,1.0517378150488285E-9,1.0517378150488285E-9,57079362.95329354,0,false,0,3.3247934500927138E-6,3.3247934500927138E-6,18056.016224166335,0,false,0,1.0513920051902362E-2,1.0513920051902362E-2,5.7098136737318947,0,true,0.24501535559404436,33.247934500927251,0]
[null,9,10,917.43698029666086,null,170,5,11,946.77956156141431,1,0.30875248363096341,0.30875248363096341,2.6552370973082721E+18,0,false,0,1.1089299822236083E-16,1.1089299822236083E-16,837908200133685.62,0,false,0,3.5972266692832921E-13,3.5972266692832921E-13,265177392882.29645,0,false,0,1.0371778121775679E-9,1.0371778121775679E-9,91911044.595280901,0,false,0,3.2787658170771175E-6,3.2787658170771175E-6,29074.383919638803,0,false,0,1.0368367896266713E-2,1.0368367896266713E-2,9.1941274752232349,0,true,0.30875248363096341,32.787658170771223,0]
[null,9,11,1065.2235835686567,null,171,19,5,951.92570352689711,1,0.11264917257800636,0.11264917257800636,1.0317923566419558E+18,0,false,0,3.7988331498287493E-17,3.7988331498287493E-17,325600782446877.31,0,false,0,1.2322927630940248E-13,1.2322927630940248E-13,103044661212.19859,0,false,0,3.5530335713950545E-10,3.5530335713950545E-10,35715497.271608815,0,false,0,1.1231984413896306E-6,1.1231984413896306E-6,11297.946662754859,0,false,0,3.5518653391423778E-3,3.5518653391423778E-3,3.5727244337403574,0,true,0.11264917257800636,11.231984413896335,0]
[null,9,12,1226.4323802165673,null,172,10,10,956.9043709389498,1,0.54866618193412942,0.54866618193412942,5.3396490452069284E+18,0,false,0,1.7413664975823266E-16,1.7413664975823266E-16,1685023053252186.5,0,false,0,5.6487696306478551E-13,5.6487696306478551E-13,533268465610.78107,0,false,0,1.6286931755061542E-9,1.6286931755061542E-9,184831976.78078422,0,false,0,5.1486866067301943E-6,5.1486866067301943E-6,58468.227373690344,0,false,0,1.6281576635671036E-2,1.6281576635671036E-2,18.489276925346594,0,true,0.54866618193412942,51.486866067301982,0]
[null,9,13,1401.0633702403918,null,173,18,6,957.65096277131022,1,0.28184892595645711,0.28184892595645711,2.7679549394351176E+18,0,false,0,8.8646229068984409E-17,8.8646229068984409E-17,873478358563298.75,0,false,0,2.8755700039684512E-13,2.8755700039684512E-13,276434475549.91064,0,false,0,8.2910466303021543E-10,8.2910466303021543E-10,95812773.229950368,0,false,0,2.6209970903786676E-6,2.6209970903786676E-6,30308.624665940228,0,false,0,8.2883205462707769E-3,8.2883205462707769E-3,9.584428669153116,0,true,0.28184892595645711,26.209970903786665,0]
[null,9,14,1589.1165536401304,null,174,15,8,958.07300857701625,1,0.31921320540071457,0.31921320540071457,3.1509994194142561E+18,0,false,0,9.9884911349855553E-17,9.9884911349855553E-17,994354988042401,0,false,0,3.2401384463085688E-13,3.2401384463085688E-13,314688963882.34491,0,false,0,9.3421961245614142E-10,9.3421961245614142E-10,109071859.70363316,0,false,0,2.9532904531897465E-6,2.9532904531897465E-6,34502.895030911532,0,false,0,9.3391244241104836E-3,9.3391244241104836E-3,10.910773416738598,0,true,0.31921320540071457,29.532904531897483,0]
[null,9,15,1790.591930415784,null,175,20,4,963.56519171458967,1,0.89029374154327479,0.89029374154327479,9.3921316576457277E+18,0,false,0,2.6066875778392078E-16,2.6066875778392078E-16,2963857404920404.5,0,false,0,8.4557602588130656E-13,8.4557602588130656E-13,937988170286.78308,0,false,0,2.4380245483060181E-9,2.4380245483060181E-9,325108681.44533312,0,false,0,7.7071756224689695E-6,7.7071756224689695E-6,102842.20641350962,0,false,0,2.4372229293928023E-2,2.4372229293928023E-2,32.52156118638657,0,true,0.89029374154327479,77.071756224689949,0]
[null,9,16,2005.4895005673513,null,176,13,9,964.59745730688348,1,0.24036731232067285,0.24036731232067285,2.5675139449490524E+18,0,false,0,6.9506355455175439E-17,6.9506355455175439E-17,810225569163394.25,0,false,0,2.2546970461262739E-13,2.2546970461262739E-13,256416519187.95639,0,false,0,6.5009018458388945E-10,6.5009018458388945E-10,88874507.264319807,0,false,0,2.0550897350531528E-6,2.0550897350531528E-6,28113.830674537214,0,false,0,6.4987643587999522E-3,6.4987643587999522E-3,8.8903738683845379,0,true,0.24036731232067285,20.550897350531574,0]
[null,9,17,2233.8092640948339,null,177,6,11,970.47673597893788,1,8.8045488457102736E-2,8.8045488457102736E-2,1.0093172340109953E+18,0,false,0,2.3723187355339127E-17,2.3723187355339127E-17,318508350072158.44,0,false,0,7.6954977864257728E-14,7.6954977864257728E-14,100800080330.87892,0,false,0,2.2188203000653879E-10,2.2188203000653879E-10,34937520.796169758,0,false,0,7.0142188433604025E-7,7.0142188433604025E-7,11051.847983026355,0,false,0,2.2180907551890695E-3,2.2180907551890695E-3,3.4949011980301212,0,true,8.8045488457102736E-2,7.014218843360406,0]
[null,9,18,2475.5512209982298,null,178,17,7,980.74096944782877,1,0.96431617716834739,0.96431617716834739,1.2492945425284198E+19,0,false,0,2.2991143672823757E-16,2.2991143672823757E-16,3942375400780610,0,false,0,7.4580322024811987E-13,7.4580322024811987E-13,1247665114597.8787,0,false,0,2.1503525449121739E-9,2.1503525449121739E-9,432443364.57701886,0,false,0,6.7977759803019851E-6,6.7977759803019851E-6,136795.57729515902,0,false,0,2.1496455121338218E-2,2.1496455121338218E-2,43.25855980903178,0,true,0.96431617716834739,67.977759803020078,0]
[null,9,19,2730.7153712775403,null,179,7,11,998.11646445265274,1,0.21377509476736994,0.21377509476736994,3.3968671670273326E+18,0,false,0,4.1554892600434509E-17,4.1554892600434509E-17,1071943012886661.6,0,false,0,1.3479874320085284E-13,1.3479874320085284E-13,339243670643.54767,0,false,0,3.88661261607964E-10,3.88661261607964E-10,117582572.94212821,0,false,0,1.2286507135230685E-6,1.2286507135230685E-6,37195.104059930178,0,false,0,3.8853347035239403E-3,3.8853347035239403E-3,11.762124663635547,0,true,0.21377509476736994,12.286507135230693,0]
[null,9,20,2999.3017149327648,null,180,11,10,1000.3143156374301,1,0.99144124951737067,0.99144124951737067,1.6161998460733417E+19,0,false,0,1.8785615119532848E-16,1.8785615119532848E-16,5100211598627002,0,false,0,6.0938126653743676E-13,6.0938126653743676E-13,1614091871467.771,0,false,0,1.7570111280622138E-9,1.7570111280622138E-9,559447652.63305318,0,false,0,5.5543301826131162E-6,5.5543301826131162E-6,176971.06922478953,0,false,0,1.7564334253676431E-2,1.7564334253676431E-2,55.96316587056635,0,true,0.99144124951737067,55.543301826131291,0]
[null,10,1,230.82364340713141,null,181,14,9,1019.8350641739379,1,0.5507022311817209,0.5507022311817209,1.1239151131983827E+19,0,false,0,8.3346367022184067E-17,8.3346367022184067E-17,3546717882775079,0,false,0,2.7036492749423938E-13,2.7036492749423938E-13,1122449214953.6929,0,false,0,7.7953526360319922E-10,7.7953526360319922E-10,389043269.22521138,0,false,0,2.4642964258387006E-6,2.4642964258387006E-6,123066.74807812965,0,false,0,7.7927895354625012E-3,7.7927895354625012E-3,38.917122815703877,0,true,0.5507022311817209,24.642964258387007,0]
[null,10,2,257.81050629589839,null,182,16,8,1021.1957235564532,1,0.15267294953189653,0.15267294953189653,3.1645445306180163E+18,0,false,0,2.2750947789291486E-17,2.2750947789291486E-17,998629393428203,0,false,0,7.3801157377859185E-14,7.3801157377859185E-14,316041708343.07581,0,false,0,2.1278871192343115E-10,2.1278871192343115E-10,109540723.79157232,0,false,0,6.7267574250322283E-7,6.7267574250322283E-7,34651.211640290938,0,false,0,2.1271874730551229E-3,2.1271874730551229E-3,10.957675246785842,0,true,0.15267294953189653,6.7267574250322468,0]
[null,10,3,298.21956256057967,null,183,8,11,1029.698746982559,1,0.31865128849152874,0.31865128849152874,7.2733586521077565E+18,0,false,0,4.3120408628802257E-17,4.3120408628802257E-17,2295240173953767.5,0,false,0,1.3987707645787383E-13,1.3987707645787383E-13,726387216726.91992,0,false,0,4.0330347090214643E-10,4.0330347090214643E-10,251767343.90651402,0,false,0,1.2749382205990831E-6,1.2749382205990831E-6,79642.010896496053,0,false,0,4.0317086530953072E-3,4.0317086530953072E-3,25.185015186887561,0,true,0.31865128849152874,12.749382205990839,0]
[null,10,4,352.05081220117523,null,184,20,5,1030.8186347310996,1,0.6081436432313394,0.6081436432313394,1.4057698119125991E+19,0,false,0,8.1261464221719712E-17,8.1261464221719712E-17,4436161479123745.5,0,false,0,2.636017701471415E-13,2.636017701471415E-13,1403936296662.6096,0,false,0,7.6003525043869041E-10,7.6003525043869041E-10,486607286.42417133,0,false,0,2.4026522450187111E-6,2.4026522450187111E-6,153929.34685802038,0,false,0,7.5978535195760765E-3,7.5978535195760765E-3,48.676733481342744,0,true,0.6081436432313394,24.026522450187137,0]
[null,10,5,419.30425521768518,null,185,19,6,1032.6013399193214,1,6.5245344304793187E-2,6.5245344304793187E-2,1.5388013247406838E+18,0,false,0,8.5448219226951036E-18,8.5448219226951036E-18,485596653377535.75,0,false,0,2.7718306653554984E-14,2.7718306653554984E-14,153679429935.73679,0,false,0,7.9919380387361221E-11,7.9919380387361221E-11,53265615.083825417,0,false,0,2.5264417485552744E-7,2.5264417485552744E-7,16849.606589525818,0,false,0,7.9893103011731068E-4,7.9893103011731068E-4,5.3283134500683307,0,true,6.5245344304793187E-2,2.5264417485552806,0]
[null,10,6,499.97989161010952,null,186,12,10,1047.666814392102,1,0.5208321278707666,0.5208321278707666,1.4536802459141878E+19,0,false,0,5.7638564576424981E-17,5.7638564576424981E-17,4587351538808496,0,false,0,1.8697211275482976E-13,1.8697211275482976E-13,1451784242118.3433,0,false,0,5.3909120740480971E-10,5.3909120740480971E-10,503191485.40423846,0,false,0,1.7041955606577542E-6,1.7041955606577542E-6,159175.45596568286,0,false,0,5.3891395500261403E-3,5.3891395500261403E-3,50.335698844739433,0,true,0.5208321278707666,17.041955606577552,0]
[null,10,7,594.07772137844802,null,187,18,7,1051.748792539649,1,0.73599484031273865,0.73599484031273865,2.149223333219321E+19,0,false,0,7.784926306875987E-17,7.784926306875987E-17,6782263838693387,0,false,0,2.5253302713798149E-13,2.5253302713798149E-13,2146420147574.2356,0,false,0,7.2812106845003194E-10,7.2812106845003194E-10,743953757.74536812,0,false,0,2.301763923116895E-6,2.301763923116895E-6,235336.21303502549,0,false,0,7.2788166330540749E-3,7.2788166330540749E-3,74.419844910928802,0,true,0.73599484031273865,23.017639231168957,0]
[null,10,8,701.59774452270096,null,188,1,12,1052.6252011011441,1,0.59469708161168677,0.59469708161168677,1.7535108550884739E+19,0,false,0,6.2297363771087007E-17,6.2297363771087007E-17,5533521379282949,0,false,0,2.0208465996567375E-13,2.0208465996567375E-13,1751223788694.9771,0,false,0,5.8266477141293211E-10,5.8266477141293211E-10,606977864.85329938,0,false,0,1.8419419629820501E-6,1.8419419629820501E-6,192006.3856435979,0,false,0,5.8247319208648302E-3,5.8247319208648302E-3,60.717750393042408,0,true,0.59469708161168677,18.419419629820521,0]
[null,10,9,822.5399610428683,null,189,2,12,1060.5521592939022,1,0.64151811712415585,0.64151811712415585,2.0639760484820759E+19,0,false,0,6.1588512021986779E-17,6.1588512021986779E-17,6513250578096557,0,false,0,1.9978523578442903E-13,1.9978523578442903E-13,2061284049032.0984,0,false,0,5.7603490913059211E-10,5.7603490913059211E-10,714445406.12941003,0,false,0,1.8209833910110271E-6,1.8209833910110271E-6,226001.7837779554,0,false,0,5.7584550969318332E-3,5.7584550969318332E-3,71.468039199923254,0,true,0.64151811712415585,18.209833910110287,0]
[null,10,10,956.9043709389498,null,190,9,11,1065.2235835686567,1,0.12996389594412308,0.12996389594412308,4.4005898604127713E+18,0,false,0,1.1855532435357467E-17,1.1855532435357467E-17,1388685904246734.2,0,false,0,3.8457827039274097E-14,3.8457827039274097E-14,439485026595.74384,0,false,0,1.1088432444443314E-10,1.1088432444443314E-10,152326438.68826702,0,false,0,3.5053172982440756E-7,3.5053172982440756E-7,48185.692797156844,0,false,0,1.1084786584039021E-3,1.1084786584039021E-3,15.237653987218543,0,true,0.12996389594412308,3.5053172982440772,0]
[null,10,11,1104.6909742109456,null,191,3,12,1072.4216715428515,1,9.7328333214957097E-2,9.7328333214957097E-2,3.563965345168022E+18,0,false,0,8.2097817658158292E-18,8.2097817658158292E-18,1124673872150951,0,false,0,2.6631479345315131E-14,2.6631479345315131E-14,355931694202.59094,0,false,0,7.6785763094348548E-11,7.6785763094348548E-11,123366677.16334674,0,false,0,2.4273806508004015E-7,2.4273806508004015E-7,39024.800017575333,0,false,0,7.6760516047510942E-4,7.6760516047510942E-4,12.340725328811658,0,true,9.7328333214957097E-2,2.4273806508004032,0]
[null,10,12,1265.8997708588561,null,192,15,9,1079.0152250971837,1,0.35369220027409404,0.35369220027409404,1.3908169322672126E+19,0,false,0,2.7782256039219989E-17,2.7782256039219989E-17,4388974956748151,0,false,0,9.0122076198844512E-14,9.0122076198844512E-14,1389002919735.6931,0,false,0,2.5984633834442703E-10,2.5984633834442703E-10,481431346.43256688,0,false,0,8.2143609500055549E-7,8.2143609500055549E-7,152292.03257089067,0,false,0,2.5976090124762109E-3,2.5976090124762109E-3,48.158969242056216,0,true,0.35369220027409404,8.2143609500055668,0]
[null,10,13,{"$f":"3.141625/2*SQRT($H$2/$I$2)*((1+($D$8-1)/B202)*(B202/$C$2)^2+(1+($D$8-1)/C202)*(C202/$D$2)^2)","v":1440.5307608826804},null,193,4,12,1088.2337378479924,1,{"$f":"ABS(SIN(G202*3.1416*$J$2/$C$2)*SIN(H202*3.1416*$K$2/$D$2))*(1/F202^$N$2)+(1-1/F202^$N$2)","v":0.53652703679519398},{"$f":"$J202*$K202","v":0.53652703679519398},{"$f":"10^(LOG10($I202/22.27)/LOG10(2)*70/20)*$L202","v":2.3291230688841585E+19},{"$f":"IF($I202<22.27,M202,0)","v":0},{"$f":"AND($I202>22.27,$I202<44.45)","v":false},{"$f":"IF($O202=TRUE,$L202,0)","v":0},{"$f":"10^(LOG10(44.45/$I202)/LOG10(2)*70/20)*$L202","v":3.8174846566649737E-17},{"$f":"IF($I202>44.45,Q202,0)","v":3.8174846566649737E-17},{"$f":"10^(LOG10($I202/44.548)/LOG10(2)*70/20)*$L202","v":7349970066767128},{"$f":"IF($I202<44.528,S202,0)","v":0},{"$f":"AND($I202>44.548,$I202<89.095)","v":false},{"$f":"IF($U202=TRUE,$L202,0)","v":0},{"$f":"10^(LOG10(89.095/$I202)/LOG10(2)*70/20)*$L202","v":1.2383430727519078E-13},{"$f":"IF($I202>89.095,W202,0)","v":1.2383430727519078E-13},{"$f":"10^(LOG10($I202/89.09)/LOG10(2)*70/20)*$L202","v":2326085243893.3779},{"$f":"IF($I202<89.09,Y202,0)","v":0},{"$f":"AND($I202>89.09,$I202<176.78)","v":false},{"$f":"IF($AA202=TRUE,$L202,0)","v":0},{"$f":"10^(LOG10(176.78/$I202)/LOG10(2)*70/20)*$L202","v":3.5704782517304226E-10},{"$f":"IF($I202>176.78,AC202,0)","v":3.5704782517304226E-10},{"$f":"10^(LOG10($I202/176.78)/LOG10(2)*70/20)*$L202","v":806226059.69583845},{"$f":"IF($I202<176.78,AE202,0)","v":0},{"$f":"AND($I202>176.78,$I202<353.55)","v":false},{"$f":"IF($AG202=TRUE,$L202,0)","v":0},{"$f":"10^(LOG10(353.55/$I202)/LOG10(2)*70/20)*$L202","v":1.1287131198663499E-6},{"$f":"IF($I202>353.55,AI202,0)","v":1.1287131198663499E-6},{"$f":"10^(LOG10($I202/353.55)/LOG10(2)*70/20)*$L202","v":255034.92087193677},{"$f":"IF($I202<353.55,AK202,0)","v":0},{"$f":"AND($I202>353.55,$I202<707.1)","v":false},{"$f":"IF($AM202=TRUE,$L202,0)","v":0},{"$f":"10^(LOG10(707.1/$I202)/LOG10(2)*70/20)*$L202","v":3.5693042836923202E-3},{"$f":"IF($I202>707.1,AO202,0)","v":3.5693042836923202E-3},{"$f":"10^(LOG10($I202/707.1)/LOG10(2)*70/20)*$L202","v":80.64912328361342},{"$f":"IF($I202<707.1,AQ202,0)","v":0},{"$f":"AND($I202>707.1,$I202<1414.2)","v":true},{"$f":"IF($AS202=TRUE,$L202,0)","v":0.53652703679519398},{"$f":"10^(LOG10(1414.2/$I202)/LOG10(2)*70/20)*$L202","v":11.28713119866352},{"$f":"IF($I202>1414.2,AU202,0)","v":0}]
[null,10,14,1628.5839442824192,null,194,17,8,1088.2609925920817,{"$f":"IF(ABS(I203-I202)>0.0001,1,$M$2)","v":1},0.48390623341097555,0.48390623341097555,2.1013021389212897E+19,0,false,0,3.4420759084230294E-17,3.4420759084230294E-17,6631039822942683,0,false,0,1.1165652885179357E-13,1.1165652885179357E-13,2098561455856.4746,0,false,0,3.2193599391088181E-10,3.2193599391088181E-10,727365834.08818555,0,false,0,1.0177162678650058E-6,1.0177162678650058E-6,230088.92569363728,0,false,0,3.218301418259452E-3,3.218301418259452E-3,72.760506957313126,0,true,0.48390623341097555,10.177162678650081,0]
[null,10,15,1830.059321058073,null,195,13,10,1098.9618672029649,1,0.42960354030259623,0.42960354030259623,2.0902763535599972E+19,0,false,0,2.7272095498834464E-17,2.7272095498834464E-17,6596245958483295,0,false,0,8.8467180821400613E-14,8.8467180821400613E-14,2087550051189.2776,0,false,0,2.550748270531948E-10,2.550748270531948E-10,723549257.96748805,0,false,0,8.0635221262879448E-7,8.0635221262879448E-7,228881.62139326398,0,false,0,2.5499095882233801E-3,2.5499095882233801E-3,72.378723815503605,0,true,0.42960354030259623,8.0635221262879533,0]
[null,10,16,2044.9568912096399,null,196,10,11,1104.6909742109456,1,0.17845521825987154,0.17845521825987154,9.2240240705801196E+18,0,false,0,1.0664109339411922E-17,1.0664109339411922E-17,2910808008371294.5,0,false,0,3.4593003286793667E-14,3.4593003286793667E-14,921199337490.26929,0,false,0,9.9740991503314012E-11,9.9740991503314012E-11,319289636.52943295,0,false,0,3.1530500331071272E-7,3.1530500331071272E-7,101001.45760388063,0,false,0,9.9708196810878468E-4,9.9708196810878468E-4,31.939465302519501,0,true,0.17845521825987154,3.1530500331071316,0]
[null,10,17,2273.2766547371225,null,197,5,12,1107.9883582093246,1,0.67609662563412021,0.67609662563412021,3.6178412749455585E+19,0,false,0,3.9026044987544774E-17,3.9026044987544774E-17,1.1416753984538972E+16,0,false,0,1.2659548580727146E-13,1.2659548580727146E-13,3613122602590.1074,0,false,0,3.6500905022841566E-10,3.6500905022841566E-10,1252315927.2565849,0,false,0,1.1538804463046344E-6,1.1538804463046344E-6,396147.32068452408,0,false,0,3.6488903578542585E-3,3.6488903578542585E-3,125.27278223362302,0,true,0.67609662563412021,11.538804463046349,0]
[null,10,18,2515.0186116405189,null,198,20,6,1111.4942711235237,1,0.35223109483492915,0.35223109483492915,1.9553328517313434E+19,0,false,0,1.9598426370726645E-17,1.9598426370726645E-17,6170407275935392,0,false,0,6.3574782129524698E-14,6.3574782129524698E-14,1952782553259.9685,0,false,0,1.8330330418656443E-10,1.8330330418656443E-10,676838558.47104013,0,false,0,5.7946535383587818E-7,5.7946535383587818E-7,214105.54288937259,0,false,0,1.8324303432767615E-3,1.8324303432767615E-3,67.706117519728551,0,true,0.35223109483492915,5.7946535383587827,0]
[null,10,19,2770.1827619198293,null,199,19,7,1126.6991696876601,1,0.17037580185838483,0.17037580185838483,1.1076623701822722E+19,0,false,0,8.0945915050257145E-18,8.0945915050257145E-18,3495429405894138.5,0,false,0,2.6257816909635351E-14,2.6257816909635351E-14,1106217670039.793,0,false,0,7.5708393155888402E-11,7.5708393155888402E-11,383417381.4667719,0,false,0,2.3933224238975945E-7,2.3933224238975945E-7,121287.10101506011,0,false,0,7.5683500346714083E-4,7.5683500346714083E-4,38.354349000651041,0,true,0.17037580185838483,2.3933224238975992,0]
[null,10,20,3038.7691055750538,null,200,6,12,1131.6855326268483,1,0.1927992835818125,0.1927992835818125,1.3194792435759835E+19,0,false,0,8.7015131731823902E-18,8.7015131731823902E-18,4163855948002904,0,false,0,2.822659297832926E-14,2.822659297832926E-14,1317758275253.4128,0,false,0,8.1384907435713681E-11,8.1384907435713681E-11,456737802.14128947,0,false,0,2.5727705451581685E-7,2.5727705451581685E-7,144480.67986325195,0,false,0,8.1358148196929029E-4,8.1358148196929029E-4,45.688802625750043,0,true,0.1927992835818125,2.5727705451581704,0]
[null,11,1,274.23358810561177,null,201,16,9,1142.1379400766207,1,0.16916352622218717,0.16916352622218717,1.2883299188570976E+19,0,false,0,6.8607703055296224E-18,6.8607703055296224E-18,4065558607109918.5,0,false,0,2.2255459145753009E-14,2.2255459145753009E-14,1286649577927.0166,0,false,0,6.4168512434603851E-11,6.4168512434603851E-11,445955461.92672735,0,false,0,2.0285193400111784E-7,2.0285193400111784E-7,141069.88303974914,0,false,0,6.4147413921368567E-4,6.4147413921368567E-4,44.610213965916472,0,true,0.16916352622218717,2.0285193400111785,0]
[null,11,2,301.22045099437872,null,202,11,11,1148.1009189094259,1,0.32246905386215946,0.32246905386215946,2.6091699586286412E+19,0,false,0,1.231006172227782E-17,1.231006172227782E-17,8233708794192738,0,false,0,3.9932261763820116E-14,3.9932261763820116E-14,2605766874518.8477,0,false,0,1.1513551882943366E-10,1.1513551882943366E-10,903164303.73502493,0,false,0,3.6397076666807614E-7,3.6397076666807614E-7,285699.56771716999,0,false,0,1.1509766243888143E-3,1.1509766243888143E-3,90.346136051177041,0,true,0.32246905386215946,3.6397076666807573,0]
[null,11,3,341.62950725906001,null,203,14,10,1154.1994740700193,1,0.98425874085816234,0.98425874085816234,8.4698265490196234E+19,0,false,0,3.5328935935275591E-17,3.5328935935275591E-17,2.6728073083672856E+16,0,false,0,1.1460253810519494E-13,1.1460253810519494E-13,8458779536905.1875,0,false,0,3.3043013596256216E-10,3.3043013596256216E-10,2931830857.7806492,0,false,0,1.04456827171377E-6,1.04456827171377E-6,927431.26054009655,0,false,0,3.3032149101611553E-3,3.3032149101611553E-3,293.27951565477514,0,true,0.98425874085816234,10.445682717137716,0]
[null,11,4,395.46075689965562,null,204,18,8,1159.2688156839017,1,0.36933165637796173,0.36933165637796173,3.3443424718452892E+19,0,false,0,1.2598209801951416E-17,1.2598209801951416E-17,1.055367893155489E+16,0,false,0,4.0866977186362572E-14,4.0866977186362572E-14,3339980518080.6899,0,false,0,1.1783055638500287E-10,1.1783055638500287E-10,1157644303.7168763,0,false,0,3.7249042155192615E-7,3.7249042155192615E-7,366199.67792614357,0,false,0,1.1779181387003576E-3,1.1779181387003576E-3,115.80250606666991,0,true,0.36933165637796173,3.7249042155192607,0]
[null,11,5,462.71419991616551,null,205,7,12,1159.3252611005632,1,0.46811808124460558,0.46811808124460558,4.2412657002589807E+19,0,false,0,1.5958860020259175E-17,1.5958860020259175E-17,1.3384082772854234E+16,0,false,0,5.1768495573654497E-14,5.1768495573654497E-14,4235733908869.8335,0,false,0,1.4926258452738772E-10,1.4926258452738772E-10,1468114321.3617799,0,false,0,4.7185454043746587E-7,4.7185454043746587E-7,464411.20982955268,0,false,0,1.4921350720744175E-3,1.4921350720744175E-3,146.85971939757621,0,true,0.46811808124460558,4.718545404374674,0]
[null,11,6,543.38983630858979,null,206,8,12,1190.9075436304695,1,0.69777272192113204,0.69777272192113204,8.6411221817920635E+19,0,false,0,1.7403810361608799E-17,1.7403810361608799E-17,2.7268627505319864E+16,0,false,0,5.6455729201579399E-14,5.6455729201579399E-14,8629851752477.8262,0,false,0,1.6277714773489638E-10,1.6277714773489638E-10,2991124849.1107826,0,false,0,5.1457728995760442E-7,5.1457728995760442E-7,946187.83409065322,0,false,0,1.6272362684629225E-3,1.6272362684629225E-3,299.21086500679814,0,true,0.69777272192113204,5.1457728995760563,0]
[null,11,7,637.48766607692846,null,207,12,11,1195.4534176640977,1,0.16940211391977061,0.16940211391977061,2.1928692509248434E+19,0,false,0,4.0421406990573565E-18,4.0421406990573565E-18,6919996444135255,0,false,0,1.3112186122417145E-14,1.3112186122417145E-14,2190009138850.4968,0,false,0,3.7805981567525784E-11,3.7805981567525784E-11,759061794.20922315,0,false,0,1.1951370207621515E-7,1.1951370207621515E-7,240115.36503309352,0,false,0,3.7793551015963549E-4,3.7793551015963549E-4,75.931145470732787,0,true,0.16940211391977061,1.1951370207621563,0]
[null,11,8,745.00768922118129,null,208,20,7,1205.5921008918624,1,0.91978448211743358,0.91978448211743358,1.3134811124150513E+20,0,false,0,1.9894582864426984E-17,1.9894582864426984E-17,4.1449277577847208E+16,0,false,0,6.4535475820287605E-14,6.4535475820287605E-14,13117679673255.98,0,false,0,1.8607324412075487E-10,1.8607324412075487E-10,4546615487.5819197,0,false,0,5.8822179295841757E-7,5.8822179295841757E-7,1438238.9494430732,0,false,0,1.8601206350965975E-3,1.8601206350965975E-3,454.81108998078599,0,true,0.91978448211743358,5.882217929584189,0]
[null,11,9,865.94990574134863,null,209,17,9,1209.2032091122492,1,0.5361741228926431,0.5361741228926431,7.927669854697164E+19,0,false,0,1.1200893231088592E-17,1.1200893231088592E-17,2.5017199352695392E+16,0,false,0,3.633426140203524E-14,3.633426140203524E-14,7917329965867.4736,0,false,0,1.0476150994276644E-10,1.0476150994276644E-10,2744163292.5752349,0,false,0,3.3117605651876439E-7,3.3117605651876439E-7,868066.04644561594,0,false,0,1.0472706451119551E-3,1.0472706451119551E-3,274.50658662256569,0,true,0.5361741228926431,3.3117605651876603,0]
[null,11,10,1000.3143156374301,null,210,15,10,1213.379634993265,1,0.63214677548357068,0.63214677548357068,9.7289875575379067E+19,0,false,0,1.2686876704371988E-17,1.2686876704371988E-17,3.070158390647518E+16,0,false,0,4.115460124846156E-14,4.115460124846156E-14,9716298248874.0762,0,false,0,1.1865985440507106E-10,1.1865985440507106E-10,3367689500.0235076,0,false,0,3.7511202988990221E-7,3.7511202988990221E-7,1065307.1986829212,0,false,0,1.1862083921812536E-3,1.1862083921812536E-3,336.87971556115542,0,true,0.63214677548357068,3.7511202988990338,0]
[null,11,11,1148.1009189094259,null,211,9,12,1226.4323802165673,1,0.28459091395394243,0.28459091395394243,4.960199739559243E+19,0,false,0,5.0434696161683946E-18,5.0434696161683946E-18,1.5652809462066388E+16,0,false,0,1.6360368733670394E-14,1.6360368733670394E-14,4953730258006.6035,0,false,0,4.717137119687656E-11,4.717137119687656E-11,1716973372.8347318,0,false,0,1.4911992679467035E-7,1.4911992679467035E-7,543133.23541703203,0,false,0,4.7155861318873017E-4,4.7155861318873017E-4,171.75380968542561,0,true,0.28459091395394243,1.491199267946705,0]
[null,11,12,1309.3097155573364,null,212,1,13,1227.2561911249686,1,0.79774545576655898,0.79774545576655898,1.4013064018959634E+20,0,false,0,1.4027558389403153E-17,1.4027558389403153E-17,4.422076379690356E+16,0,false,0,4.5503600725184877E-14,4.5503600725184877E-14,13994787081754.193,0,false,0,1.3119919700737769E-10,1.3119919700737769E-10,4850622768.3726311,0,false,0,4.1475187506432173E-7,4.1475187506432173E-7,1534406.1123231794,0,false,0,1.311560589028852E-3,1.311560589028852E-3,485.22181706253923,0,true,0.79774545576655898,4.1475187506432221,0]
[null,11,13,1483.940705581161,null,213,19,8,1234.2191928319128,1,8.5496763917995058E-2,8.5496763917995058E-2,1.6039325788337906E+19,0,false,0,1.407666444422305E-18,1.407666444422305E-18,5061500013045203,0,false,0,4.566289447037494E-15,4.566289447037494E-15,1601840604160.3286,0,false,0,1.3165848398959674E-11,1.3165848398959674E-11,555201337.50187886,0,false,0,4.1620379048311335E-8,4.1620379048311335E-8,175627.82482025374,0,false,0,1.3161519487221504E-4,1.3161519487221504E-4,55.538394693305428,0,true,8.5496763917995058E-2,0.41620379048311357,0]
[null,11,14,1671.9938889808998,null,214,2,13,1235.1831493177267,1,0.86055267219535214,0.86055267219535214,1.6291312902571111E+20,0,false,0,1.4040589530470468E-17,1.4040589530470468E-17,5.1410191149581624E+16,0,false,0,4.5545872075883904E-14,4.5545872075883904E-14,16270064494477.488,0,false,0,1.3132107675270953E-10,1.3132107675270953E-10,5639238726.4467163,0,false,0,4.1513716593546778E-7,4.1513716593546778E-7,1783870.3984833732,0,false,0,1.3127789857433475E-3,1.3127789857433475E-3,564.10935097596189,0,true,0.86055267219535214,4.1513716593546892,0]
[null,11,15,1873.4692657565536,null,215,13,11,1246.7484704749606,1,0.13972975932224926,0.13972975932224926,2.9479942872192848E+19,0,false,0,2.0456799927126004E-18,2.0456799927126004E-18,9302930385058246,0,false,0,6.6359235881144821E-15,6.6359235881144821E-15,2944149281844.5537,0,false,0,1.9133163799959772E-11,1.9133163799959772E-11,1020448360.9916493,0,false,0,6.0484482702282722E-8,6.0484482702282722E-8,322800.24178030778,0,false,0,1.9126872843626931E-4,1.9126872843626931E-4,102.07839932788194,0,true,0.13972975932224926,0.60484482702282794,0]
[null,11,16,2088.3668359081207,null,216,3,13,1247.0526615666761,1,0.13055930143316791,0.13055930143316791,2.7623416562515419E+19,0,false,0,1.9060081616577821E-18,1.9060081616577821E-18,8717069852972632,0,false,0,6.1828460776565157E-15,6.1828460776565157E-15,2758738793599.7549,0,false,0,1.7826818706234334E-11,1.7826818706234334E-11,956184694.06185329,0,false,0,5.6354815071213019E-8,5.6354815071213019E-8,302471.6019239318,0,false,0,1.7820957274261763E-4,1.7820957274261763E-4,95.649918959939313,0,true,0.13055930143316791,0.5635481507121316,0]
[null,11,17,2316.6865994356031,null,217,4,13,1262.864727871817,1,0.71971431966558386,0.71971431966558386,1.7629977126744267E+20,0,false,0,9.0751759032969916E-18,9.0751759032969916E-18,5.5634588781708216E+16,0,false,0,2.9438706961748038E-14,2.9438706961748038E-14,17606982727771.789,0,false,0,8.4879760123666447E-11,8.4879760123666447E-11,6102617410.5228996,0,false,0,2.6832511531546152E-7,2.6832511531546152E-7,1930451.8003195864,0,false,0,8.4851851782418992E-4,8.4851851782418992E-4,610.46246021824561,0,true,0.71971431966558386,2.6832511531546208,0]
[null,11,18,2558.4285563389985,null,218,10,12,1265.8997708588561,1,0.39077570963448544,0.39077570963448544,9.8432815785054241E+19,0,false,0,4.7918335654763727E-18,4.7918335654763727E-18,3.1062259408832452E+16,0,false,0,1.5544093651372579E-14,1.5544093651372579E-14,9830443198614.8184,0,false,0,4.481782919958683E-11,4.481782919958683E-11,3407252380.7499237,0,false,0,1.4167982061502897E-7,1.4167982061502897E-7,1077822.1949847466,0,false,0,4.4803093162757124E-4,4.4803093162757124E-4,340.83730488338983,0,true,0.39077570963448544,1.4167982061502939,0]
[null,11,19,2813.5927066183099,null,219,16,10,1276.5023499727022,1,0.30234248181869938,0.30234248181869938,8.3912577701558518E+19,0,false,0,3.3647887116035044E-18,3.3647887116035044E-18,2.6480135059037756E+16,0,false,0,1.0914943128882616E-14,1.0914943128882616E-14,8380313233605.3359,0,false,0,3.1470735305964531E-11,3.1470735305964531E-11,2904634271.2864985,0,false,0,9.9486481438355822E-8,9.9486481438355822E-8,918828.11604841484,0,false,0,3.1460387774126975E-4,3.1460387774126975E-4,290.5589624914503,0,true,0.30234248181869938,0.99486481438356245,0]
[null,11,20,3082.1790502735344,null,220,18,9,1280.2110322040694,1,0.40922406706581854,0.40922406706581854,1.1747302160331596E+20,0,false,0,4.4032232778404625E-18,4.4032232778404625E-18,3.7070741515205432E+16,0,false,0,1.4283491708011961E-14,1.4283491708011961E-14,11731980407456.803,0,false,0,4.1183172599250758E-11,4.1183172599250758E-11,4066329194.5831347,0,false,0,1.3018980638788846E-7,1.3018980638788846E-7,1286309.1336578617,0,false,0,4.1169631632206682E-4,4.1169631632206682E-4,406.76666374368,0,true,0.40922406706581854,1.3018980638788864,0]
[null,12,1,321.5860868602835,null,221,5,13,1282.6193482331494,1,0.90693737607896929,0.90693737607896929,2.660996325490939E+20,0,false,0,9.5476576609557729E-18,9.5476576609557729E-18,8.397256289898784E+16,0,false,0,3.0971377199405171E-14,3.0971377199405171E-14,26575256453685.113,0,false,0,8.9298863255134141E-11,8.9298863255134141E-11,9211040030.5875664,0,false,0,2.8229495165352926E-7,2.8229495165352926E-7,2913744.6465515723,0,false,0,8.9269501919226615E-4,8.9269501919226615E-4,921.40696032252686,0,true,0.90693737607896929,2.8229495165352891,0]
[null,12,2,348.57294974905051,null,222,14,11,1301.9860773420153,1,0.32013292272698712,0.32013292272698712,1.1180741968588389E+20,0,false,0,2.8312392323375693E-18,2.8312392323375693E-18,3.5282858124256052E+16,0,false,0,9.1841770327680362E-15,9.1841770327680362E-15,11166159167953.543,0,false,0,2.6480468197450737E-11,2.6480468197450737E-11,3870214357.5992093,0,false,0,8.3711059884430845E-8,8.3711059884430845E-8,1224271.7790840443,0,false,0,2.6471761458155311E-4,2.6471761458155311E-4,387.14872969720625,0,true,0.32013292272698712,0.83711059884431005,0]
[null,12,3,388.98200601373179,null,223,6,13,1306.3165226506728,1,0.25862705082663812,0.25862705082663812,9.3881697044243366E+19,0,false,0,2.2006626711224809E-18,2.2006626711224809E-18,2.9626071387591752E+16,0,false,0,7.138667524151906E-15,7.138667524151906E-15,9375924917136.5527,0,false,0,2.0582710641467953E-11,2.0582710641467953E-11,3249715384.159626,0,false,0,6.506684512691942E-8,6.506684512691942E-8,1027988.2371553867,0,false,0,2.0575943076249237E-4,2.0575943076249237E-4,325.07842372723638,0,true,0.25862705082663812,0.65066845126919248,0]
[null,12,4,442.81325565432735,null,224,11,12,1309.3097155573364,1,0.70613274628171785,0.70613274628171785,2.6323884793757109E+20,0,false,0,5.8507189404916713E-18,5.8507189404916713E-18,8.306979045458248E+16,0,false,0,1.8978982031864495E-14,1.8978982031864495E-14,26289551118500.285,0,false,0,5.4721542095895932E-11,5.4721542095895932E-11,9112013957.8222389,0,false,0,1.7298781325168993E-7,1.7298781325168993E-7,2882419.5531386067,0,false,0,5.4703549732720022E-4,5.4703549732720022E-4,911.50109601227132,0,true,0.70613274628171785,1.7298781325169064,0]
[null,12,5,510.06669867083724,null,225,20,8,1313.1121240361153,1,0.4615596573297035,0.4615596573297035,1.7796493457228684E+20,0,false,0,3.6974963886406999E-18,3.6974963886406999E-18,5.616006124859492E+16,0,false,0,1.1994204171598439E-14,1.1994204171598439E-14,17773281874597.246,0,false,0,3.4582537007566799E-11,3.4582537007566799E-11,6160257046.1415215,0,false,0,1.0932362693929442E-7,1.0932362693929442E-7,1948685.0485907188,0,false,0,3.4571166319871384E-4,3.4571166319871384E-4,616.22831958625659,0,true,0.4615596573297035,1.093236269392948,0]
[null,12,6,590.74233506326163,null,226,7,13,1333.9562511243876,1,0.62794838518963114,0.62794838518963114,2.9077354510148157E+20,0,false,0,4.1887025175418139E-18,4.1887025175418139E-18,9.1758863293022544E+16,0,false,0,1.3587613868624915E-14,1.3587613868624915E-14,29039429543719.352,0,false,0,3.917676844028819E-11,3.917676844028819E-11,10065127629.484612,0,false,0,1.238470855020287E-7,1.238470855020287E-7,3183919.6930944826,0,false,0,3.9163887176002938E-4,3.9163887176002938E-4,1006.8438117242824,0,true,0.62794838518963114,1.2384708550202896,0]
[null,12,7,684.84016483160008,null,227,17,10,1343.5676190083307,1,0.95829295252101598,0.95829295252101598,4.8237052630187036E+20,0,false,0,5.8803386514477436E-18,5.8803386514477436E-18,1.5222076397654762E+17,0,false,0,1.9075064576204848E-14,1.9075064576204848E-14,48174138082683.383,0,false,0,5.4998574077167707E-11,5.4998574077167707E-11,16697258033.689331,0,false,0,1.738635772525848E-7,1.738635772525848E-7,5281873.2788255317,0,false,0,5.4980490626280838E-4,5.4980490626280838E-4,1670.2749873470327,0,true,0.95829295252101598,1.7386357725258486,0]
[null,12,8,792.36018797585302,null,228,19,9,1355.1614093520802,1,9.4731477378920334E-2,9.4731477378920334E-2,5.2694096300040577E+19,0,false,0,5.2603322200849488E-19,5.2603322200849488E-19,1.6628577324864024E+16,0,false,0,1.7063843213470162E-15,1.7063843213470162E-15,5262536852659.5205,0,false,0,4.9199678526274625E-12,4.9199678526274625E-12,1824006390.9361494,0,false,0,1.5553188881321232E-8,1.5553188881321232E-8,576991.18006406899,0,false,0,4.9183501743781424E-5,4.9183501743781424E-5,182.46063188307937,0,true,9.4731477378920334E-2,0.15553188881321273,0]
[null,12,9,913.30240449602047,null,229,12,12,1356.6622143120082,1,0.3709515021532212,0.3709515021532212,2.0901324199085978E+20,0,false,0,2.0335131247789567E-18,2.0335131247789567E-18,6.5957917497539512E+16,0,false,0,6.5964558286399745E-15,6.5964558286399745E-15,20874063052674.215,0,false,0,1.9019367566953694E-11,1.9019367566953694E-11,7234994353.2728777,0,false,0,6.0124745736728815E-8,6.0124745736728815E-8,2288658.6090903259,0,false,0,1.9013114026656181E-4,1.9013114026656181E-4,723.7373991278364,0,true,0.3709515021532212,0.60124745736728913,0]
[null,12,10,1047.666814392102,null,230,15,11,1361.1662382652607,1,0.20560751601916319,0.20560751601916319,1.2040143201938086E+20,0,false,0,1.084508183774325E-18,1.084508183774325E-18,3.7994854508152512E+16,0,false,0,3.5180054866100037E-15,3.5180054866100037E-15,12024439502807.861,0,false,0,1.0143362009928126E-11,1.0143362009928126E-11,4167696134.8902893,0,false,0,3.2065580499226187E-8,3.2065580499226187E-8,1318374.7178564449,0,false,0,1.0140026887303385E-4,1.0140026887303385E-4,416.90669180082244,0,true,0.20560751601916319,0.32065580499226187,0]
[null,12,11,1195.4534176640977,null,231,8,13,1365.538533654294,1,0.93601437653247588,0.93601437653247588,5.6894308007884004E+20,0,false,0,4.7564477701723194E-18,4.7564477701723194E-18,1.7954030270616752E+17,0,false,0,1.542930666876578E-14,1.542930666876578E-14,56820101988885.883,0,false,0,4.4486867260204254E-11,4.4486867260204254E-11,19693967389.32021,0,false,0,1.4063357118618453E-7,1.4063357118618453E-7,6229827.6697786618,0,false,0,4.4472240043177101E-4,4.4472240043177101E-4,1970.0444866839887,0,true,0.93601437653247588,1.4063357118618474,0]
[null,12,12,1356.6622143120082,null,232,9,13,1401.0633702403918,1,0.38175924412464424,0.38175924412464424,3.1279406894896067E+20,0,false,0,1.4391535319508977E-18,1.4391535319508977E-18,9.8707838780652912E+16,0,false,0,4.6684295215341492E-15,4.6684295215341492E-15,31238609839029.414,0,false,0,1.3460345879217855E-11,1.3460345879217855E-11,10827368165.898075,0,false,0,4.2551355646680915E-8,4.2551355646680915E-8,3425040.5952927074,0,false,0,1.3455920137137872E-4,1.3455920137137872E-4,1083.0929359663933,0,true,0.38175924412464424,0.42551355646680983,0]
[null,12,13,1531.2932043358328,null,233,13,12,1407.9572671228711,1,0.30597589910031869,0.30597589910031869,2.6542440129965176E+20,0,false,0,1.0894821170866675E-18,1.0894821170866675E-18,8.3759481437650144E+16,0,false,0,3.5341402884903993E-15,3.5341402884903993E-15,26507821397696.621,0,false,0,1.0189883010834569E-11,1.0189883010834569E-11,9187666897.7164898,0,false,0,3.2212644450804518E-8,3.2212644450804518E-8,2906350.9819328166,0,false,0,1.018653259217259E-4,1.018653259217259E-4,919.06887827745925,0,true,0.30597589910031869,0.32212644450804506,0]
[null,12,14,1719.3463877355716,null,234,18,10,1414.5754421001504,1,0.73139773578681666,0.73139773578681666,6.7001842290149648E+20,0,false,0,2.4660790403574696E-18,2.4660790403574696E-18,2.114364594253857E+17,0,false,0,7.9996441928158469E-15,7.9996441928158469E-15,66914453232158.539,0,false,0,2.3065139411292149E-11,2.3065139411292149E-11,23192690855.889072,0,false,0,7.291439305772148E-8,7.291439305772148E-8,7336585.075742228,0,false,0,2.3057555627116946E-4,2.3057555627116946E-4,2320.0319086944296,0,false,0,0.72914393057721749,0.72914393057721749]
[null,12,15,1920.8217645112252,null,235,1,14,1415.3093745247074,1,0.11111812521770814,0.11111812521770814,1.0240877832552861E+20,0,false,0,3.7240811737380282E-19,3.7240811737380282E-19,3.2316946464637932E+16,0,false,0,1.2080441805607999E-15,1.2080441805607999E-15,10227520876442.34,0,false,0,3.4831183447706951E-12,3.4831183447706951E-12,3544880342.76401,0,false,0,1.1010965749152732E-8,1.1010965749152732E-8,1121358.2925592477,0,false,0,3.4819731005424941E-5,3.4819731005424941E-5,354.60462776046592,0,false,0,0.1101096574915274,0.1101096574915274]
[null,12,16,2135.7193346627923,null,236,2,14,1423.2363327174655,1,0.11986655504486916,0.11986655504486916,1.1788338403045034E+20,0,false,0,3.7646964684286781E-19,3.7646964684286781E-19,3.7200238818128744E+16,0,false,0,1.2212192613669878E-15,1.2212192613669878E-15,11772963127483.951,0,false,0,3.5211056687347495E-12,3.5211056687347495E-12,4080533891.9259257,0,false,0,1.1131052717687162E-8,1.1131052717687162E-8,1290802.5307879474,0,false,0,3.519947934329871E-5,3.519947934329871E-5,408.18760067995242,0,false,0,0.11131052717687194,0.11131052717687194]
[null,12,17,2364.0390981902751,null,237,16,11,1424.288953244698,1,9.8337742253384985E-2,9.8337742253384985E-2,9.7545663175962231E+19,0,false,0,3.0620974913205802E-19,3.0620974913205802E-19,3.0782302320751472E+16,0,false,0,9.9330516230039674E-16,9.9330516230039674E-16,9741843647107.3984,0,false,0,2.8639676333342237E-12,2.8639676333342237E-12,3376543589.0192056,0,false,0,9.053683049463342E-9,9.053683049463342E-9,1068108.0283748559,0,false,0,2.8630259649563117E-5,2.8630259649563117E-5,337.76541567763053,0,false,0,9.0536830494633735E-2,9.0536830494633735E-2]
[null,12,18,2605.7810550936706,null,238,20,9,1434.0543405562828,1,0.51141383876575131,0.51141383876575131,5.4924057386205715E+20,0,false,0,1.4708515841249272E-18,1.4708515841249272E-18,1.7332281970287453E+17,0,false,0,4.7712539382896127E-15,4.7712539382896127E-15,54852421122604.625,0,false,0,1.3756816503433658E-11,1.3756816503433658E-11,19011965044.081329,0,false,0,4.3488569822527726E-8,4.3488569822527726E-8,6014088.6570530105,0,false,0,1.3752293282245172E-4,1.3752293282245172E-4,1901.8218206470847,0,false,0,0.43488569822527645,0.43488569822527645]
[null,12,19,2860.945205372981,null,239,3,14,1435.1058449664149,1,1.8185631394223228E-2,1.8185631394223228E-2,1.9697885298549154E+19,0,false,0,5.1858944981715606E-20,5.1858944981715606E-20,6216024788776428,0,false,0,1.6822376788393731E-16,1.6822376788393731E-16,1967219377154.2898,0,false,0,4.8503465466882161E-13,4.8503465466882161E-13,681842392.1325146,0,false,0,1.533309936978927E-9,1.533309936978927E-9,215688.41447552861,0,false,0,4.8487517598226647E-6,4.8487517598226647E-6,68.206665465309953,0,false,0,1.5333099369789327E-2,1.5333099369789327E-2]
[null,12,20,3129.531549028206,null,240,10,13,1440.5307608826804,1,0.52419888414454407,0.52419888414454407,5.9325163068123015E+20,0,false,0,1.4306709435854572E-18,1.4306709435854572E-18,1.8721130651360867E+17,0,false,0,4.6409130925604013E-15,4.6409130925604013E-15,59247786537292.531,0,false,0,1.3381008566821993E-11,1.3381008566821993E-11,20535407982.602226,0,false,0,4.2300551527225383E-8,4.2300551527225383E-8,6496002.066581307,0,false,0,1.3376608910734629E-4,1.3376608910734629E-4,2054.2162215557687,0,false,0,0.42300551527225416,0.42300551527225416]
[null,13,1,372.88113967114646,null,241,4,14,1450.9179112715558,1,0.10024915255296701,0.10024915255296701,1.2333960821007922E+20,0,false,0,2.516780664577519E-19,2.516780664577519E-19,3.8922049268318912E+16,0,false,0,8.1641137605469198E-16,8.1641137605469198E-16,12317873901893.377,0,false,0,2.3539349690799203E-12,2.3539349690799203E-12,4269401117.5322652,0,false,0,7.4413484569610322E-9,7.4413484569610322E-9,1350547.2355869655,0,false,0,2.3531609986976239E-5,2.3531609986976239E-5,427.08053520988358,0,false,0,7.4413484569610208E-2,7.4413484569610208E-2]
[null,13,2,399.86800255991346,null,242,14,12,1463.1948739899256,1,0.70101715867913639,0.70101715867913639,9.5125422800159231E+20,0,false,0,1.5956851731996789E-18,1.5956851731996789E-18,3.0018551596103379E+17,0,false,0,5.176198094404479E-15,5.176198094404479E-15,95001352762598.812,0,false,0,1.4924380108695827E-11,1.4924380108695827E-11,32927669570.425648,0,false,0,4.7179516151353737E-8,4.7179516151353737E-8,10416068.176410682,0,false,0,1.4919472994297971E-4,1.4919472994297971E-4,3293.8499701054166,0,false,0,0.47179516151353929,0.47179516151353929]
[null,13,3,440.27705882459475,null,243,5,14,1470.6725316328882,1,0.12632748979174702,0.12632748979174702,1.8188849518694367E+20,0,false,0,2.7100482074473021E-19,2.7100482074473021E-19,5.73982119267676E+16,0,false,0,8.7910488877981286E-16,8.7910488877981286E-16,18165126194513.133,0,false,0,2.5346973350470409E-12,2.5346973350470409E-12,6296071115.2472858,0,false,0,8.0127813005760057E-9,8.0127813005760057E-9,1991647.3542010621,0,false,0,2.5338639302626354E-5,2.5338639302626354E-5,629.81419351234877,0,false,0,8.0127813005759885E-2,8.0127813005759885E-2]
[null,13,4,494.10830846519031,null,244,11,13,1483.940705581161,1,0.9472287773593322,0.9472287773593322,1.5139556676323579E+21,0,false,0,1.8305564351752493E-18,1.8305564351752493E-18,4.777561558755001E+17,0,false,0,5.9380903517791055E-15,5.9380903517791055E-15,151198104790383.91,0,false,0,1.7121121702342045E-11,1.7121121702342045E-11,52405582546.318741,0,false,0,5.4123938951025031E-8,5.4123938951025031E-8,16577550.96999759,0,false,0,1.7115492302514367E-4,1.7115492302514367E-4,5242.2819092726013,0,false,0,0.54123938951025174,0.54123938951025174]
[null,13,5,561.36175148170025,null,245,19,10,1489.525819248162,1,0.16931161590635024,0.16931161590635024,2.8269226461151733E+20,0,false,0,3.1321755678818496E-19,3.1321755678818496E-19,8.9208668737145616E+16,0,false,0,1.0160375917575419E-15,1.0160375917575419E-15,28232355518709.898,0,false,0,2.9295113802745617E-12,2.9295113802745617E-12,9785394067.3658619,0,false,0,9.2608824269161907E-9,9.2608824269161907E-9,3095431.0787384864,0,false,0,2.9285481612083058E-5,2.9285481612083058E-5,978.86125488856021,0,false,0,9.2608824269162143E-2,9.2608824269162143E-2]
[null,13,6,642.03738787412453,null,246,17,11,1491.3542222803264,1,0.31168747706700406,0.31168747706700406,5.2788696186683517E+20,0,false,0,5.6843954723065428E-19,5.6843954723065428E-19,1.6658430033998688E+17,0,false,0,1.8439450027973907E-15,1.8439450027973907E-15,52719845028645.492,0,false,0,5.3165925297618259E-12,5.3165925297618259E-12,18272809664.566479,0,false,0,1.6807013845882657E-8,1.6807013845882657E-8,5780270.3235229105,0,false,0,5.3148444418975477E-5,5.3148444418975477E-5,1827.8819713810744,0,false,0,0.16807013845882707,0.16807013845882707]
[null,13,7,736.13521764246309,null,247,6,14,1494.3697060504117,1,3.6024214002982009E-2,3.6024214002982009E-2,6.2461962301606609E+19,0,false,0,6.4174119281888831E-20,6.4174119281888831E-20,1.9711004513312048E+16,0,false,0,2.0817261419488734E-16,2.0817261419488734E-16,6238049451118.0713,0,false,0,6.0021799123644398E-13,6.0021799123644398E-13,2162121118.4611502,0,false,0,1.8974318668936448E-9,1.8974318668936448E-9,683947.61212545109,0,false,0,6.0002064043693679E-6,6.0002064043693679E-6,216.2832254549821,0,false,0,1.897431866893649E-2,1.897431866893649E-2]
[null,13,8,843.65524078671592,null,248,7,14,1522.0094345241266,1,8.7467057056076103E-2,8.7467057056076103E-2,1.8767493807623091E+20,0,false,0,1.259126199644976E-19,1.259126199644976E-19,5.9224228876988016E+16,0,false,0,4.0844439396201E-16,4.0844439396201E-16,18743015770174.512,0,false,0,1.1776557383583245E-12,1.1776557383583245E-12,6496368863.0395508,0,false,0,3.7228499625413657E-9,3.7228499625413657E-9,2055007.8963774007,0,false,0,1.1772685268703295E-5,1.1772685268703295E-5,649.8505562183891,0,false,0,3.7228499625413754E-2,3.7228499625413754E-2]
[null,13,9,964.59745730688348,null,249,15,12,1522.3750349131712,1,0.45023297027700016,0.45023297027700016,9.6875026745036059E+20,0,false,0,6.463224891754128E-19,6.463224891754128E-19,3.0570670837690227E+17,0,false,0,2.0965872798906348E-15,2.0965872798906348E-15,96748674736781.562,0,false,0,6.0450285954027868E-12,6.0450285954027868E-12,33533295058.125916,0,false,0,1.9109773550060321E-8,1.9109773550060321E-8,10607646.762188358,0,false,0,6.0430409988232467E-5,6.0430409988232467E-5,3354.4324383025614,0,false,0,0.19109773550060374,0.19109773550060374]
[null,13,10,1098.9618672029649,null,250,12,13,1531.2932043358328,1,0.49760606584872763,0.49760606584872763,1.1459186800595683E+21,0,false,0,6.674274213741827E-19,6.674274213741827E-19,3.6161541268071245E+17,0,false,0,2.1650489737539379E-15,2.1650489737539379E-15,114442408303712.08,0,false,0,6.2424221888213601E-12,6.2424221888213601E-12,39665980492.774094,0,false,0,1.9733781660349691E-8,1.9733781660349691E-8,12547610.033963524,0,false,0,6.2403696895164194E-5,6.2403696895164194E-5,3967.9026898907437,0,false,0,0.19733781660349653,0.19733781660349653]
[null,13,11,1246.7484704749606,null,251,8,14,1553.5917170540329,1,0.13037763104168174,0.13037763104168174,3.5519778272150009E+20,0,false,0,1.478163378670433E-19,1.478163378670433E-19,1.1208909935514208E+17,0,false,0,4.7949724622369948E-16,4.7949724622369948E-16,35473450591340.664,0,false,0,1.3825203427688225E-12,1.3825203427688225E-12,12295172917.309658,0,false,0,4.3704757159885044E-9,4.3704757159885044E-9,3889353.8783103037,0,false,0,1.382065772097888E-5,1.382065772097888E-5,1229.9216881869893,0,false,0,4.3704757159885164E-2,4.3704757159885164E-2]
[null,13,12,1407.9572671228711,null,252,18,11,1562.3620453721462,1,0.23788916990382711,0.23788916990382711,6.9193724317836666E+20,0,false,0,2.5262082441190777E-19,2.5262082441190777E-19,2.1835334050762883E+17,0,false,0,8.1946956197240713E-16,8.1946956197240713E-16,69103476435384.227,0,false,0,2.3627525468168188E-12,2.3627525468168188E-12,23951410922.727901,0,false,0,7.4692229179586491E-9,7.4692229179586491E-9,7576592.3415495548,0,false,0,2.3619756772278359E-5,2.3619756772278359E-5,2395.9288701884939,0,false,0,7.4692229179586636E-2,7.4692229179586636E-2]
[null,13,13,1582.5882571466957,null,253,20,10,1568.4187504523643,1,0.91403940732340616,0.91403940732340616,2.7809546808187604E+21,0,false,0,9.2794543965473211E-19,9.2794543965473211E-19,8.7758066261593126E+17,0,false,0,3.010136020014995E-15,3.010136020014995E-15,277732754160040.44,0,false,0,8.6790368765337075E-12,8.6790368765337075E-12,96262759339.006104,0,false,0,2.7436500378064959E-8,2.7436500378064959E-8,30450969.57074248,0,false,0,8.6761832218756288E-5,8.6761832218756288E-5,9629.4420804026195,0,false,0,0.27436500378064993,0.27436500378064993]
[null,13,14,1770.6414405464345,null,254,13,13,1582.5882571466957,1,0.4104457388959375,0.4104457388959375,1.3864295730866907E+21,0,false,0,3.7531869918749866E-19,3.7531869918749866E-19,4.3751298495145018E+17,0,false,0,1.217485734753773E-15,1.217485734753773E-15,138462128289313.09,0,false,0,3.5103409009833161E-12,3.5103409009833161E-12,47991266184.61515,0,false,0,1.1097022725801708E-8,1.1097022725801708E-8,15181162.43793321,0,false,0,3.5091867060183695E-5,3.5091867060183695E-5,4800.7050832863333,0,false,0,0.1109702272580175,0.1109702272580175]
[null,13,15,1972.1168173220883,null,255,16,12,1585.4977498926085,1,0.21533694216192487,0.21533694216192487,7.4307928995405601E+20,0,false,0,1.9274736034987828E-19,1.9274736034987828E-19,2.3449214046956333E+17,0,false,0,6.2524772185727239E-16,6.2524772185727239E-16,74211010766080.984,0,false,0,1.802758413203196E-12,1.802758413203196E-12,25721693112.088467,0,false,0,5.6989482345837972E-9,5.6989482345837972E-9,8136588.8495449107,0,false,0,1.8021656688680338E-5,1.8021656688680338E-5,2573.0153148891045,0,false,0,5.6989482345837998E-2,5.6989482345837998E-2]
[null,13,16,2187.014387473655,null,256,9,14,1589.1165536401304,1,5.3175322009070929E-2,5.3175322009070929E-2,1.8842505015057891E+20,0,false,0,4.6351962950095899E-20,4.6351962950095899E-20,5.9460940340063672E+16,0,false,0,1.5035982430863242E-16,1.5035982430863242E-16,18817929142109.086,0,false,0,4.3352807024223768E-13,4.3352807024223768E-13,6522333996.0165176,0,false,0,1.3704853697837392E-9,1.3704853697837392E-9,2063221.4929916232,0,false,0,4.3338552684546975E-6,4.3338552684546975E-6,652.44792352666695,0,false,0,1.3704853697837372E-2,1.3704853697837372E-2]
[null,13,17,{"$f":"3.141625/2*SQRT($H$2/$I$2)*((1+($D$8-1)/B266)*(B266/$C$2)^2+(1+($D$8-1)/C266)*(C266/$D$2)^2)","v":2415.3341510011378},null,257,1,15,1616.7847513003612,1,{"$f":"ABS(SIN(G266*3.1416*$J$2/$C$2)*SIN(H266*3.1416*$K$2/$D$2))*(1/F266^$N$2)+(1-1/F266^$N$2)","v":0.69943231344013757},{"$f":"$J266*$K266","v":0.69943231344013757},{"$f":"10^(LOG10($I266/22.27)/LOG10(2)*70/20)*$L266","v":3.0292392393112698E+21},{"$f":"IF($I266<22.27,M266,0)","v":0},{"$f":"AND($I266>22.27,$I266<44.45)","v":false},{"$f":"IF($O266=TRUE,$L266,0)","v":0},{"$f":"10^(LOG10(44.45/$I266)/LOG10(2)*70/20)*$L266","v":4.9882053599739655E-19},{"$f":"IF($I266>44.45,Q266,0)","v":4.9882053599739655E-19},{"$f":"10^(LOG10($I266/44.548)/LOG10(2)*70/20)*$L266","v":9.559313559450912E+17},{"$f":"IF($I266<44.528,S266,0)","v":0},{"$f":"AND($I266>44.548,$I266<89.095)","v":false},{"$f":"IF($U266=TRUE,$L266,0)","v":0},{"$f":"10^(LOG10(89.095/$I266)/LOG10(2)*70/20)*$L266","v":1.6181098572860168E-15},{"$f":"IF($I266>89.095,W266,0)","v":1.6181098572860168E-15},{"$f":"10^(LOG10($I266/89.09)/LOG10(2)*70/20)*$L266","v":302528826789757.81},{"$f":"IF($I266<89.09,Y266,0)","v":0},{"$f":"AND($I266>89.09,$I266<176.78)","v":false},{"$f":"IF($AA266=TRUE,$L266,0)","v":0},{"$f":"10^(LOG10(176.78/$I266)/LOG10(2)*70/20)*$L266","v":4.6654486801557325E-12},{"$f":"IF($I266>176.78,AC266,0)","v":4.6654486801557325E-12},{"$f":"10^(LOG10($I266/176.78)/LOG10(2)*70/20)*$L266","v":104857130497.44514},{"$f":"IF($I266<176.78,AE266,0)","v":0},{"$f":"AND($I266>176.78,$I266<353.55)","v":false},{"$f":"IF($AG266=TRUE,$L266,0)","v":0},{"$f":"10^(LOG10(353.55/$I266)/LOG10(2)*70/20)*$L266","v":1.4748593225019033E-8},{"$f":"IF($I266>353.55,AI266,0)","v":1.4748593225019033E-8},{"$f":"10^(LOG10($I266/353.55)/LOG10(2)*70/20)*$L266","v":33169642.258107062},{"$f":"IF($I266<353.55,AK266,0)","v":0},{"$f":"AND($I266>353.55,$I266<707.1)","v":false},{"$f":"IF($AM266=TRUE,$L266,0)","v":0},{"$f":"10^(LOG10(707.1/$I266)/LOG10(2)*70/20)*$L266","v":4.6639146874388416E-5},{"$f":"IF($I266>707.1,AO266,0)","v":4.6639146874388416E-5},{"$f":"10^(LOG10($I266/707.1)/LOG10(2)*70/20)*$L266","v":10489.161870858896},{"$f":"IF($I266<707.1,AQ266,0)","v":0},{"$f":"AND($I266>707.1,$I266<1414.2)","v":false},{"$f":"IF($AS266=TRUE,$L266,0)","v":0},{"$f":"10^(LOG10(1414.2/$I266)/LOG10(2)*70/20)*$L266","v":0.14748593225019055},{"$f":"IF($I266>1414.2,AU266,0)","v":0.14748593225019055}]
[null,13,18,2657.0761079045337,null,258,2,15,1624.7117094931193,{"$f":"IF(ABS(I267-I266)>0.0001,1,$M$2)","v":1},0.75449924784882583,0.75449924784882583,3.4589408742791814E+21,0,false,0,5.0834785710228021E-19,5.0834785710228021E-19,1.0915314964807361E+18,0,false,0,1.6490152653051763E-15,1.6490152653051763E-15,345442945228960.12,0,false,0,4.7545573364088373E-12,4.7545573364088373E-12,119731254610.21748,0,false,0,1.50302868870874E-8,1.50302868870874E-8,37874800.346858718,0,false,0,4.7529940448958318E-5,4.7529940448958318E-5,11977.063502020908,0,false,0,0.15030286887087446,0.15030286887087446]
[null,13,19,2912.2402581838442,null,259,10,14,1628.5839442824192,1,7.3015768158009045E-2,7.3015768158009045E-2,3.4412891464362747E+20,0,false,0,4.7851842604965052E-20,4.7851842604965052E-20,1.0859611737697917E+17,0,false,0,1.5522524158627985E-16,1.5522524158627985E-16,34368007472146.328,0,false,0,4.4755638513952592E-13,4.4755638513952592E-13,11912023996.802305,0,false,0,1.4148322106208415E-9,1.4148322106208415E-9,3768151.7000271734,0,false,0,4.4740922925329392E-6,4.4740922925329392E-6,1191.5941941121448,0,false,0,1.4148322106208444E-2,1.4148322106208444E-2]
[null,13,20,3180.8266018390686,null,260,3,15,1636.5812217420687,1,0.11446933803562867,0.11446933803562867,5.7112161168221595E+20,0,false,0,7.0865729380981504E-20,7.0865729380981504E-20,1.8022777784598314E+17,0,false,0,2.2987933932160469E-16,2.2987933932160469E-16,57037671008044.492,0,false,0,6.6280435497246897E-13,6.6280435497246897E-13,19769377271.003742,0,false,0,2.0952822524528979E-9,2.0952822524528979E-9,6253682.211537553,0,false,0,6.6258642586790605E-6,6.6258642586790605E-6,1977.5879551337619,0,false,0,2.0952822524528951E-2,2.0952822524528951E-2]
[null,14,1,428.11874653820092,null,261,19,11,1637.3124225201577,1,5.5069079096489136E-2,5.5069079096489136E-2,2.7618669091793063E+20,0,false,0,3.3915591407534123E-20,3.3915591407534123E-20,8.71557170252384E+16,0,false,0,1.100178296839461E-16,1.100178296839461E-16,27582646657298.48,0,false,0,3.1721118067562272E-13,3.1721118067562272E-13,9560203603.4047909,0,false,0,1.0027800091580108E-9,1.0027800091580108E-9,3024196.1794608543,0,false,0,3.1710688210238159E-6,3.1710688210238159E-6,956.33480182756364,0,false,0,1.0027800091580101E-2,1.0027800091580101E-2]
[null,14,2,455.10560942696793,null,262,14,13,1637.8258640137501,1,0.94036656651330708,0.94036656651330708,4.7334228811038421E+21,0,false,0,5.7703953255828729E-19,5.7703953255828729E-19,1.4937173975152748E+18,0,false,0,1.8718422524632387E-15,1.8718422524632387E-15,472724917971721.56,0,false,0,5.3970278512867647E-12,5.3970278512867647E-12,163847455262.84302,0,false,0,1.7061289033420415E-8,1.7061289033420415E-8,51830156.425099798,0,false,0,5.3952533164061343E-5,5.3952533164061343E-5,16390.134578612618,0,false,0,0.17061289033420501,0.17061289033420501]
[null,14,3,495.51466569164916,null,263,4,15,1652.3932880472096,1,0.63101763599014393,0.63101763599014393,3.5207288261106608E+21,0,false,0,3.4933084286245204E-19,3.4933084286245204E-19,1.1110298047717449E+18,0,false,0,1.133184461139989E-15,1.133184461139989E-15,351613681542795.06,0,false,0,3.2672775119643997E-12,3.2672775119643997E-12,121870044853.08881,0,false,0,1.0328641526415137E-8,1.0328641526415137E-8,38551367.661686204,0,false,0,3.2662032358870087E-5,3.2662032358870087E-5,12191.012872548772,0,false,0,0.10328641526415158,0.10328641526415158]
[null,14,4,549.34591533224477,null,264,17,12,1652.5630189282367,1,0.68252358335452235,0.68252358335452235,3.8126538983589014E+21,0,false,0,3.7739353368477902E-19,3.7739353368477902E-19,1.2031520533308012E+18,0,false,0,1.224216231816321E-15,1.224216231816321E-15,380768113609987.81,0,false,0,3.5297467457075826E-12,3.5297467457075826E-12,131975032600.16872,0,false,0,1.1158369217778786E-8,1.1158369217778786E-8,41747896.376548678,0,false,0,3.528586170129231E-5,3.528586170129231E-5,13201.844007058406,0,false,0,0.11158369217778764,0.11158369217778764]
[null,14,5,616.59935834875478,null,265,11,14,1671.9938889808998,1,0.13193968719168861,0.13193968719168861,8.4432601652687366E+20,0,false,0,6.3683546630348264E-20,6.3683546630348264E-20,2.6644238043798893E+17,0,false,0,2.0658125941719197E-16,2.0658125941719197E-16,84322478031156.281,0,false,0,5.9562968469234178E-13,5.9562968469234178E-13,29226349027.974258,0,false,0,1.8829271383134138E-9,1.8829271383134138E-9,9245222.8777336031,0,false,0,5.9543384252132768E-6,5.9543384252132768E-6,2923.5961769534633,0,false,0,1.8829271383134137E-2,1.8829271383134137E-2]
[null,14,6,697.27499474117894,null,266,5,15,1672.1479084085418,1,0.79516755941492467,0.79516755941492467,5.0939947553578707E+21,0,false,0,3.8339401348536408E-19,3.8339401348536408E-19,1.6075023888748823E+18,0,false,0,1.2436810188752003E-15,1.2436810188752003E-15,508735076785142.31,0,false,0,3.5858689951855352E-12,3.5858689951855352E-12,176328652383.79202,0,false,0,1.1335785000304415E-8,1.1335785000304415E-8,55778355.670022674,0,false,0,3.5846899666934343E-5,3.5846899666934343E-5,17638.664805623921,0,false,0,0.11335785000304409,0.11335785000304409]
[null,14,7,791.3728245095175,null,267,6,15,1695.8450828260654,1,0.22675417975782144,0.22675417975782144,1.7108496955058831E+21,0,false,0,9.2829339147973797E-20,9.2829339147973797E-20,5.3988963566147616E+17,0,false,0,3.0112647311189699E-16,3.0112647311189699E-16,170861827114284.59,0,false,0,8.6822912561462875E-13,8.6822912561462875E-13,59221070245.994598,0,false,0,2.7446788246263002E-9,2.7446788246263002E-9,18733506.294545449,0,false,0,8.6794365314529576E-6,8.6794365314529576E-6,5924.054845186477,0,false,0,2.7446788246263044E-2,2.7446788246263044E-2]
[null,14,8,898.89284765377056,null,268,15,13,1697.0060249369958,1,0.60395673222637658,0.60395673222637658,4.5932273455159748E+21,0,false,0,2.4529021554669265E-19,2.4529021554669265E-19,1.4494761547990034E+18,0,false,0,7.9569000678429689E-16,7.9569000678429689E-16,458723649814303.87,0,false,0,2.2941896529765017E-12,2.2941896529765017E-12,158994586139.9538,0,false,0,7.2524792988760939E-9,7.2524792988760939E-9,50295039.719463944,0,false,0,2.2934353267669509E-5,2.2934353267669509E-5,15904.688052214236,0,false,0,7.2524792988760953E-2,7.2524792988760953E-2]
[null,14,9,1019.8350641739379,null,269,20,11,1716.2053537243601,1,0.29729388707176602,0.29729388707176602,2.5769432500746736E+21,0,false,0,1.0593845074099959E-19,1.0593845074099959E-19,8.1320115733002547E+17,0,false,0,3.4365075019789319E-16,3.4365075019789319E-16,257358219856590.84,0,false,0,9.9083812617914957E-13,9.9083812617914957E-13,89200902705.534027,0,false,0,3.1322750450592381E-9,3.1322750450592381E-9,28217079.923952986,0,false,0,9.9051234004937376E-6,9.9051234004937376E-6,8923.0241478702155,0,false,0,3.1322750450592428E-2,3.1322750450592428E-2]
[null,14,10,1154.1994740700193,null,270,12,14,1719.3463877355716,1,6.931164914118948E-2,6.931164914118948E-2,6.1370298424777913E+20,0,false,0,2.4179134022592606E-20,2.4179134022592606E-20,1.9366510187320682E+17,0,false,0,7.8434010388860002E-17,7.8434010388860002E-17,61290254468005.5,0,false,0,2.2614648109355542E-13,2.2614648109355542E-13,21243331682.370613,0,false,0,7.1490282876865178E-10,7.1490282876865178E-10,6719940.8274071869,0,false,0,2.2607212446062967E-6,2.2607212446062967E-6,2125.0318756163078,0,false,0,7.1490282876865447E-3,7.1490282876865447E-3]
[null,14,11,1301.9860773420153,null,271,7,15,1723.4848112997802,1,0.55056081936830958,0.55056081936830958,5.0129867704480154E+21,0,false,0,1.8676717852710955E-19,1.8676717852710955E-19,1.5819388507256709E+18,0,false,0,6.0584877883574681E-16,6.0584877883574681E-16,500644843990933.31,0,false,0,1.7468260099064181E-12,1.7468260099064181E-12,173524560605.63422,0,false,0,5.5221326010026867E-9,5.5221326010026867E-9,54891332.33933311,0,false,0,1.7462516560638336E-5,1.7462516560638336E-5,17358.163399355115,0,false,0,5.5221326010026953E-2,5.5221326010026953E-2]
[null,14,12,1463.1948739899256,null,272,18,12,1723.5708420200567,1,0.52092233609080463,0.52092233609080463,4.745874846278895E+21,0,false,0,1.7661036619105634E-19,1.7661036619105634E-19,1.4976468408551951E+18,0,false,0,5.7290138197945154E-16,5.7290138197945154E-16,473968490406258.62,0,false,0,1.6518297471461335E-12,1.6518297471461335E-12,164278480095.86343,0,false,0,5.2218268140570508E-9,5.2218268140570508E-9,51966503.275789507,0,false,0,1.6512866279360867E-5,1.6512866279360867E-5,16433.25123860957,0,false,0,5.2218268140570699E-2,5.2218268140570699E-2]
[null,14,13,1637.8258640137501,null,273,8,15,1755.0670938296864,1,0.82066114706006366,0.82066114706006366,9.2288317222284354E+21,0,false,0,2.2540706902343859E-19,2.2540706902343859E-19,2.9123251500019415E+18,0,false,0,7.3119162898833919E-16,7.3119162898833919E-16,921679475603477.37,0,false,0,2.1082233725009561E-12,2.1082233725009561E-12,319456053413.82489,0,false,0,6.6645956434476515E-9,6.6645956434476515E-9,101054100.55238402,0,false,0,2.1075301917330059E-5,2.1075301917330059E-5,31956.11246452124,0,false,0,6.6645956434476614E-2,6.6645956434476614E-2]
[null,14,14,1825.8790474134889,null,274,16,13,1760.128739916433,1,0.28885977816267472,0.28885977816267472,3.3590125460217853E+21,0,false,0,7.6727144217685002E-20,7.6727144217685002E-20,1.0599973010006401E+18,0,false,0,2.4889301746929259E-16,2.4889301746929259E-16,335463145839577.69,0,false,0,7.1762593536121772E-13,7.1762593536121772E-13,116272235058.21324,0,false,0,2.2685863105481956E-9,2.2685863105481956E-9,36780602.550681308,0,false,0,7.1738998100103533E-6,7.1738998100103533E-6,11631.047777355197,0,false,0,2.2685863105481919E-2,2.2685863105481919E-2]
[null,14,15,2027.3544241891427,null,275,13,14,1770.6414405464345,1,5.7171069643873466E-2,5.7171069643873466E-2,7.1247536290285473E+20,0,false,0,1.4169981965321042E-20,1.4169981965321042E-20,2.2483451650126096E+17,0,false,0,4.5965604543135509E-17,4.5965604543135509E-17,71154609665168.219,0,false,0,1.3253127906162043E-13,1.3253127906162043E-13,24662338033.460964,0,false,0,4.1896290335061099E-10,4.1896290335061099E-10,7801481.1766982265,0,false,0,1.3248770297049214E-6,1.3248770297049214E-6,2467.0449641296914,0,false,0,4.1896290335061166E-3,4.1896290335061166E-3]
[null,14,16,2242.2519943407096,null,276,9,15,1790.591930415784,1,0.3347117170835926,0.3347117170835926,4.7516034651749561E+21,0,false,0,7.2826284665233549E-20,7.2826284665233549E-20,1.4994546103961208E+18,0,false,0,2.3623912927062426E-16,2.3623912927062426E-16,474540605124456.06,0,false,0,6.8114135075190469E-13,6.8114135075190469E-13,164476776265.86035,0,false,0,2.1532498586276585E-9,2.1532498586276585E-9,52029230.655307598,0,false,0,6.809173924698968E-6,6.809173924698968E-6,16453.087377702697,0,false,0,2.1532498586276601E-2,2.1532498586276601E-2]
[null,14,17,2470.5717578681924,null,277,19,12,1798.521219168068,1,0.12058856374550288,0.12058856374550288,1.8021314492659125E+21,0,false,0,2.492368723787342E-20,2.492368723787342E-20,5.6869524781401741E+17,0,false,0,8.0849245548557108E-17,8.0849245548557108E-17,179978096807995.5,0,false,0,2.3311025777245954E-13,2.3311025777245954E-13,62380788581.158722,0,false,0,7.369169835880823E-10,7.369169835880823E-10,19733025.605407398,0,false,0,2.3303361145992532E-6,2.3303361145992532E-6,6240.1306039510737,0,false,0,7.3691698358808178E-3,7.3691698358808178E-3]
[null,14,18,2712.3137147715879,null,278,14,14,1825.8790474134889,1,0.13098384846074124,0.13098384846074124,2.333072071199651E+21,0,false,0,2.2714012013330444E-20,2.2714012013330444E-20,7.3624318594479642E+17,0,false,0,7.3681342456748446E-17,7.3681342456748446E-17,233002909561034.47,0,false,0,2.1244325307646798E-13,2.1244325307646798E-13,80759300703.284393,0,false,0,6.7158366490058846E-10,6.7158366490058846E-10,25546732.974998828,0,false,0,2.1237340204491386E-6,2.1237340204491386E-6,8078.5862977125644,0,false,0,6.7158366490058961E-3,6.7158366490058961E-3]
[null,14,19,2967.4778650508993,null,279,17,13,1827.1940089520613,1,0.91555870023606745,0.91555870023606745,1.6444921089761433E+22,0,false,0,1.5744435977133133E-19,1.5744435977133133E-19,5.1894929630318131E+18,0,false,0,5.1072931472373997E-16,5.1072931472373997E-16,1642347233382190.7,0,false,0,1.4725708496030237E-12,1.4725708496030237E-12,569241020765.78003,0,false,0,4.6551467918174159E-9,4.6551467918174159E-9,180069022.75378022,0,false,0,1.4720866704568746E-5,1.4720866704568746E-5,56942.824794262953,0,false,0,4.6551467918174314E-2,4.6551467918174314E-2]
[null,14,20,3236.0642087061233,null,280,10,15,1830.059321058073,1,0.45959727578472848,0.45959727578472848,8.4068849778726892E+21,0,false,0,7.7607965647980578E-20,7.7607965647980578E-20,2.6529449545884918E+18,0,false,0,2.5175028924544384E-16,2.5175028924544384E-16,839592005909218.25,0,false,0,7.2586422324808237E-13,7.2586422324808237E-13,291004362997.16992,0,false,0,2.2946294985122385E-9,2.2946294985122385E-9,92053926.808531865,0,false,0,7.2562556015086506E-6,7.2562556015086506E-6,29110.007627739426,0,false,0,2.2946294985122448E-2,2.2946294985122448E-2]
[null,15,1,487.29890746144667,null,281,1,16,1831.6823214519281,1,0.72994955748145607,0.72994955748145607,1.3490456565358159E+22,0,false,0,1.2199599247629683E-19,1.2199599247629683E-19,4.2571581238902497E+18,0,false,0,3.9573935660162342E-16,3.9573935660162342E-16,1347286125378422.2,0,false,0,1.1410236768716278E-12,1.1410236768716278E-12,466972217376.099,0,false,0,3.607047301125499E-9,3.607047301125499E-9,147718150.60509932,0,false,0,1.1406485099519794E-5,1.1406485099519794E-5,46712.580765989282,0,false,0,3.6070473011254996E-2,3.6070473011254996E-2]
[null,15,2,514.28577035021374,null,282,2,16,1839.6092796446862,1,0.78741914193027718,0.78741914193027718,1.5301887688262105E+22,0,false,0,1.2515650862352634E-19,1.2515650862352634E-19,4.8287880523050824E+18,0,false,0,4.0599166572461909E-16,4.0599166572461909E-16,1528192976613863.7,0,false,0,1.1705838589884677E-12,1.1705838589884677E-12,529674914203.92322,0,false,0,3.7004940693973431E-9,3.7004940693973431E-9,167553006.01770478,0,false,0,1.1701989727240798E-5,1.1701989727240798E-5,52984.91278238457,0,false,0,3.7004940693973469E-2,3.7004940693973469E-2]
[null,15,3,554.69482661489496,null,283,3,16,1851.4787918936356,1,0.11946380091210033,0.11946380091210033,2.5017886797086516E+21,0,false,0,1.7620107222138952E-20,1.7620107222138952E-20,7.894847702506752E+17,0,false,0,5.7157368482376146E-17,5.7157368482376146E-17,249852565068525.62,0,false,0,1.6480016368884957E-13,1.6480016368884957E-13,86599426899.304504,0,false,0,5.2097252467950472E-10,5.2097252467950472E-10,27394150.463396493,0,false,0,1.6474597763555206E-6,1.6474597763555206E-6,8662.791002969012,0,false,0,5.2097252467950637E-3,5.2097252467950637E-3]
[null,15,4,608.52607625549058,null,284,4,16,1867.2908581987765,1,0.65854984864582256,0.65854984864582256,1.5224505544233447E+22,0,false,0,8.7987428464487667E-20,8.7987428464487667E-20,4.8043687139750492E+18,0,false,0,2.8541993571086625E-16,2.8541993571086625E-16,1520464854997135.5,0,false,0,8.2294292711734871E-13,8.2294292711734871E-13,526996330924.89465,0,false,0,2.6015183772325028E-9,2.6015183772325028E-9,166705685.01337796,0,false,0,8.2267234468398697E-6,8.2267234468398697E-6,52716.966354086973,0,false,0,2.6015183772325114E-2,2.6015183772325114E-2]
[null,15,5,675.77951927200047,null,285,11,15,1873.4692657565536,1,0.83049349929406791,0.83049349929406791,1.9951269484944322E+22,0,false,0,1.0677964021538864E-19,1.0677964021538864E-19,6.2959847621362258E+18,0,false,0,3.4637946099090684E-16,3.4637946099090684E-16,1992524747440803.2,0,false,0,9.9870573795499685E-13,9.9870573795499685E-13,690613286934.7605,0,false,0,3.1571464376495897E-9,3.1571464376495897E-9,218462927.20054618,0,false,0,9.9837736496595342E-6,9.9837736496595342E-6,69084.04342612742,0,false,0,3.1571464376496126E-2,3.1571464376496126E-2]
[null,15,6,756.45515566442475,null,286,20,12,1877.4141503722703,1,0.65100494579702495,0.65100494579702495,1.6026540402907606E+22,0,false,0,8.1679920523235713E-20,8.1679920523235713E-20,5.0574653528994939E+18,0,false,0,2.6495918873250836E-16,2.6495918873250836E-16,1600563733187548.5,0,false,0,7.6394905562256134E-13,7.6394905562256134E-13,554758771325.15857,0,false,0,2.4150247143300737E-9,2.4150247143300737E-9,175487827.07581991,0,false,0,7.6369787028805042E-6,7.6369787028805042E-6,55494.123519335772,0,false,0,2.4150247143300715E-2,2.4150247143300715E-2]
[null,15,7,850.55298543276331,null,287,15,14,1885.0592083367346,1,8.4125254882362652E-2,8.4125254882362652E-2,2.1712110348172701E+21,0,false,0,1.0067862180058273E-20,1.0067862180058273E-20,6.851650017011191E+17,0,false,0,3.2658853955913558E-17,3.2658853955913558E-17,216837917108715.19,0,false,0,9.416431548076373E-14,9.416431548076373E-14,75156480168.628326,0,false,0,2.9767580366821205E-10,2.9767580366821205E-10,23774382.80778284,0,false,0,9.4133354391265747E-7,9.4133354391265747E-7,7518.1199637343116,0,false,0,2.9767580366821221E-3,2.9767580366821221E-3]
[null,15,8,958.07300857701625,null,288,5,16,1887.0454785601089,1,0.82986187078445761,0.82986187078445761,2.168199283881014E+22,0,false,0,9.8106761094128787E-20,9.8106761094128787E-20,6.8421458909623542E+18,0,false,0,3.1824575320540023E-16,3.1824575320540023E-16,2165371348312677.7,0,false,0,9.1758864367071522E-13,9.1758864367071522E-13,750522283958.23022,0,false,0,2.9007160042203332E-9,2.9007160042203332E-9,237414046.59398347,0,false,0,9.172869418638865E-6,9.172869418638865E-6,75076.913575432583,0,false,0,2.9007160042203418E-2,2.9007160042203418E-2]
[null,15,9,1079.0152250971837,null,289,18,13,1898.2018320438813,1,0.69878168108295136,0.69878168108295136,1.9552379586518224E+22,0,false,0,7.7138273748641149E-20,7.7138273748641149E-20,6.1701078236208118E+18,0,false,0,2.5022666895044185E-16,2.5022666895044185E-16,1952687783947431,0,false,0,7.2147121355077166E-13,7.2147121355077166E-13,676805711227.10913,0,false,0,2.2807421497273919E-9,2.2807421497273919E-9,214095152.26238072,0,false,0,7.2123399486873385E-6,7.2123399486873385E-6,67702.831714967411,0,false,0,2.2807421497273973E-2,2.2807421497273973E-2]
[null,15,10,1213.379634993265,null,290,6,16,1910.7426529776324,1,0.23664779277524561,0.23664779277524561,7.1484331402068345E+21,0,false,0,2.4198061155753469E-20,2.4198061155753469E-20,2.2558176640265772E+18,0,false,0,7.8495407581893593E-17,7.8495407581893593E-17,713910959301938.12,0,false,0,2.2632350581898682E-13,2.2632350581898682E-13,247443046725.27496,0,false,0,7.1546244604132181E-10,7.1546244604132181E-10,78274098.291612029,0,false,0,2.2624909098058971E-6,2.2624909098058971E-6,24752.443239738855,0,false,0,7.1546244604132354E-3,7.1546244604132354E-3]
[null,15,11,1361.1662382652607,null,291,12,15,1920.8217645112252,1,0.43628172282596744,0.43628172282596744,1.4010093226814578E+22,0,false,0,4.196425592187917E-20,4.196425592187917E-20,4.4211388923745306E+18,0,false,0,1.361266653248217E-16,1.361266653248217E-16,1399182016434916.7,0,false,0,3.9249002051004106E-13,3.9249002051004106E-13,484959442853.20953,0,false,0,1.2407543313044753E-9,1.2407543313044753E-9,153408081.57556638,0,false,0,3.9236097036413057E-6,3.9236097036413057E-6,48511.894925570181,0,false,0,1.2407543313044792E-2,1.2407543313044792E-2]
[null,15,12,1522.3750349131712,null,292,7,16,1938.3823814513473,1,0.5745825846791125,0.5745825846791125,2.0510670527617644E+22,0,false,0,4.9717762115782477E-20,4.9717762115782477E-20,6.4725139019612426E+18,0,false,0,1.6127804522099234E-16,1.6127804522099234E-16,2048391890236498.3,0,false,0,4.6500825628514655E-13,4.6500825628514655E-13,709976956654.46863,0,false,0,1.4700017272499766E-9,1.4700017272499766E-9,224588271.22207025,0,false,0,4.6485536224915336E-6,4.6485536224915336E-6,71021.047282138941,0,false,0,1.4700017272499808E-2,1.4700017272499808E-2]
[null,15,13,1697.0060249369958,null,293,16,14,1948.1819233161718,1,4.0235336683173861E-2,4.0235336683173861E-2,1.522994254563864E+21,0,false,0,3.2832467863644325E-21,3.2832467863644325E-21,4.8060844583303283E+17,0,false,0,1.0650431579157463E-17,1.0650431579157463E-17,152100784600130.75,0,false,0,3.0708076914758917E-14,3.0708076914758917E-14,52718453275.408096,0,false,0,9.7075536821307524E-11,9.7075536821307524E-11,16676521.923214549,0,false,0,3.0697980143887544E-7,3.0697980143887544E-7,5273.5792727089283,0,false,0,9.7075536821308026E-4,9.7075536821308026E-4]
[null,15,14,1885.0592083367346,null,294,8,16,1969.9646639812536,1,0.85646778055241779,0.85646778055241779,3.6893203868360011E+22,0,false,0,6.1413267021707968E-20,6.1413267021707968E-20,1.1642319279826424E+19,0,false,0,1.9921676347439567E-16,1.9921676347439567E-16,3684508485816346.5,0,false,0,5.7439584959664604E-13,5.7439584959664604E-13,1277058425194.9089,0,false,0,1.815801933879036E-9,1.815801933879036E-9,403974158.98624986,0,false,0,5.7420698907962189E-6,5.7420698907962189E-6,127747.84582475176,0,false,0,1.8158019338790379E-2,1.8158019338790379E-2]
[null,15,15,2086.5345851123884,null,295,13,15,1972.1168173220883,1,0.35986292447354157,0.35986292447354157,1.5699501265386853E+22,0,false,0,2.5478559308376079E-20,2.5478559308376079E-20,4.9542622244967301E+18,0,false,0,8.2649179396544158E-17,8.2649179396544158E-17,1567902474444902.5,0,false,0,2.3829995423073644E-13,2.3829995423073644E-13,543438310043.7312,0,false,0,7.5332284876242719E-10,7.5332284876242719E-10,171906805.45983315,0,false,0,2.3822160155358186E-6,2.3822160155358186E-6,54361.705053654368,0,false,0,7.5332284876242599E-3,7.5332284876242599E-3]
[null,15,16,2301.4321552639553,null,296,19,13,1973.1522091918926,1,0.1617613096144383,0.1617613096144383,7.1002516287037018E+21,0,false,0,1.1383140117678155E-20,1.1383140117678155E-20,2.2406131146384125E+18,0,false,0,3.6925446933441931E-17,3.6925446933441931E-17,709099092362266,0,false,0,1.0646605784154498E-13,1.0646605784154498E-13,245775243478.27817,0,false,0,3.3656453795219449E-10,3.3656453795219449E-10,77746519.129400611,0,false,0,1.0643105195711194E-6,1.0643105195711194E-6,24585.608059875663,0,false,0,3.3656453795219547E-3,3.3656453795219547E-3]
[null,15,17,2529.7519187914381,null,297,9,16,2005.4895005673513,1,0.34931567368875588,0.34931567368875588,1.8522505379263E+22,0,false,0,2.0348056232404771E-20,2.0348056232404771E-20,5.8451123479850854E+18,0,false,0,6.6006485279178063E-17,6.6006485279178063E-17,1849834687493818,0,false,0,1.903145625377813E-13,1.903145625377813E-13,641156610705.52954,0,false,0,6.016296095177493E-10,6.016296095177493E-10,202818209.00144628,0,false,0,1.9025198738738079E-6,1.9025198738738079E-6,64136.749140063352,0,false,0,6.0162960951775177E-3,6.0162960951775177E-3]
[null,15,18,2771.4938756948341,null,298,17,14,2015.2471923518001,1,0.12752835577011898,0.12752835577011898,7.1547887177232275E+21,0,false,0,7.0210686659390271E-21,7.0210686659390271E-21,2.2578232817256404E+18,0,false,0,2.2775446472591135E-17,2.2775446472591135E-17,714545688109308,0,false,0,6.5667776638929013E-14,6.5667776638929013E-14,247663045070.8569,0,false,0,2.0759146483777126E-10,2.0759146483777126E-10,78343690.758864477,0,false,0,6.5646185169811617E-7,6.5646185169811617E-7,24774.450310189608,0,false,0,2.0759146483777247E-3,2.0759146483777247E-3]
[null,15,19,3026.6580259741445,null,299,14,15,2027.3544241891427,1,0.82447697864496272,0.82447697864496272,4.9592257618430728E+22,0,false,0,4.2337937853512675E-20,4.2337937853512675E-20,1.5649735898820553E+19,0,false,0,1.3733884159550556E-16,1.3733884159550556E-16,4952757550628582,0,false,0,3.9598505278903955E-13,3.9598505278903955E-13,1716636230402.5366,0,false,0,1.2518029598341456E-9,1.2518029598341456E-9,543026586.5528785,0,false,0,3.9585485348161827E-6,3.9585485348161827E-6,171720.08435336585,0,false,0,1.2518029598341453E-2,1.2518029598341453E-2]
[null,15,20,3295.2443696293694,null,300,10,16,2044.9568912096399,1,0.47965017004816762,0.47965017004816762,3.1901589399712578E+22,0,false,0,2.2275291590858363E-20,2.2275291590858363E-20,1.0067124846370589E+19,0,false,0,7.2258189661374216E-17,7.2258189661374216E-17,3185998084462260,0,false,0,2.0833991837336183E-13,2.0833991837336183E-13,1104273666916.4978,0,false,0,6.5861204768837522E-10,6.5861204768837522E-10,349316849.63056117,0,false,0,2.082714165122697E-6,2.082714165122697E-6,110463.68699071222,0,false,0,6.5861204768837547E-3,6.5861204768837547E-3]
[null,16,1,550.42162244088377,null,301,20,13,2052.0451403960951,1,0.87327860393005485,0.87327860393005485,6.0466198607179459E+22,0,false,0,3.8956460097302871E-20,3.8956460097302871E-20,1.908120510037631E+19,0,false,0,1.2636976134588219E-16,1.2636976134588219E-16,6038733384830118,0,false,0,3.6435822551109034E-13,3.6435822551109034E-13,2093037748804.2002,0,false,0,1.1518230345368258E-9,1.1518230345368258E-9,662094347.14829302,0,false,0,3.6423842505831575E-6,3.6423842505831575E-6,209372.61629108177,0,false,0,1.1518230345368278E-2,1.1518230345368278E-2]
[null,16,2,577.40848532965072,null,302,1,17,2060.0020849794109,1,5.3600370224955791E-2,5.3600370224955791E-2,3.8821230041990132E+21,0,false,0,2.2858766970688073E-21,2.2858766970688073E-21,1.2250742890130284E+18,0,false,0,7.415090897714546E-18,7.415090897714546E-18,387705963488338.5,0,false,0,2.1379714044880295E-14,2.1379714044880295E-14,134379706025.1286,0,false,0,6.7586362498503074E-11,6.7586362498503074E-11,42508570.990426645,0,false,0,2.1372684426105829E-7,2.1372684426105829E-7,13442.390440870779,0,false,0,6.7586362498503114E-4,6.7586362498503114E-4]
[null,16,3,617.81754159433206,null,303,2,17,2067.9290431721688,1,5.7820375527458397E-2,5.7820375527458397E-2,4.3790056986657161E+21,0,false,0,2.3581575587036596E-21,2.3581575587036596E-21,1.3818746307302551E+18,0,false,0,7.6495607446118351E-18,7.6495607446118351E-18,437329425596709.87,0,false,0,2.2055754075671476E-14,2.2055754075671476E-14,151579302828.00943,0,false,0,6.9723485871090624E-11,6.9723485871090624E-11,47949349.983984314,0,false,0,2.204850217592144E-7,2.204850217592144E-7,15162.915827394887,0,false,0,6.9723485871090482E-4,6.9723485871090482E-4]
[null,16,4,671.64879123492767,null,304,3,17,2079.7985554211182,1,8.7722554137333823E-3,8.7722554137333823E-3,7.1007753883837281E+20,0,false,0,3.3473665679651044E-22,3.3473665679651044E-22,2.2407783965001488E+17,0,false,0,1.0858427928882034E-18,1.0858427928882034E-18,70915140001742.797,0,false,0,3.1307786687819272E-15,3.1307786687819272E-15,24579337342.206329,0,false,0,9.8971362089637062E-12,9.8971362089637062E-12,7775225.4206706583,0,false,0,3.1297492733249672E-8,3.1297492733249672E-8,2458.7421650559972,0,false,0,9.897136208963746E-5,9.897136208963746E-5]
[null,16,5,738.90223425143745,null,305,18,14,2086.2550154436203,1,9.7333441108485103E-2,9.7333441108485103E-2,8.1678471325205702E+21,0,false,0,3.5826391503840729E-21,3.5826391503840729E-21,2.5775122292149944E+18,0,false,0,1.1621622018315469E-17,1.1621622018315469E-17,815719398564685.75,0,false,0,3.3508281815648426E-14,3.3508281815648426E-14,282730066857.52112,0,false,0,1.0592765070385604E-10,1.0592765070385604E-10,89436504.020135894,0,false,0,3.3497264341492337E-7,3.3497264341492337E-7,28282.305866643408,0,false,0,1.0592765070385618E-3,1.0592765070385618E-3]
[null,16,6,819.57787064386184,null,306,15,15,2086.5345851123884,1,0.52952586741208996,0.52952586741208996,4.4505051729242375E+22,0,false,0,1.9460391080603503E-20,1.9460391080603503E-20,1.404437585973374E+19,0,false,0,6.3127013348002939E-17,6.3127013348002939E-17,4444700475003183,0,false,0,1.8201226559523704E-13,1.8201226559523704E-13,1540542574653.0779,0,false,0,5.7538407370042532E-10,5.7538407370042532E-10,487322567.7854194,0,false,0,1.8195242022795317E-6,1.8195242022795317E-6,154104.92694037221,0,false,0,5.753840737004262E-3,5.753840737004262E-3]
[null,16,7,913.6757004122004,null,307,11,16,2088.3668359081207,1,0.86672913254359574,0.86672913254359574,7.3593192306992558E+22,0,false,0,3.1529396632246118E-20,3.1529396632246118E-20,2.3223665928197235E+19,0,false,0,1.0227731980381796E-16,1.0227731980381796E-16,7349720629331772,0,false,0,2.9489319562574179E-13,2.9489319562574179E-13,2547428697382.2554,0,false,0,9.3222754879062662E-10,9.3222754879062662E-10,805832642.65717781,0,false,0,2.9479623517341327E-6,2.9479623517341327E-6,254826.65637092415,0,false,0,9.3222754879062897E-3,9.3222754879062897E-3]
[null,16,8,1021.1957235564532,null,308,4,17,2095.6106217262591,1,4.8357472563987994E-2,4.8357472563987994E-2,4.2746659635317435E+21,0,false,0,1.6897074474034754E-21,1.6897074474034754E-21,1.348948335840361E+18,0,false,0,5.4811942958728678E-18,5.4811942958728678E-18,426909060889949.31,0,false,0,1.5803766708552268E-14,1.5803766708552268E-14,147967582406.25009,0,false,0,4.9959466406509882E-11,4.9959466406509882E-11,46806848.05056607,0,false,0,1.5798570453123832E-7,1.5798570453123832E-7,14801.624993320036,0,false,0,4.9959466406509785E-4,4.9959466406509785E-4]
[null,16,9,1142.1379400766207,null,309,5,17,2115.3652420875915,1,6.0936955237145089E-2,6.0936955237145089E-2,6.0075265775660968E+21,0,false,0,1.9092039031541944E-21,1.9092039031541944E-21,1.8957839158569388E+18,0,false,0,6.1932126532955837E-18,6.1932126532955837E-18,599969109020447.25,0,false,0,1.7856708349644602E-14,1.7856708349644602E-14,207950560700.49603,0,false,0,5.6449303345014663E-11,5.6449303345014663E-11,65781370.070739172,0,false,0,1.7850837090000839E-7,1.7850837090000839E-7,20801.895702996655,0,false,0,5.6449303345014793E-4,5.6449303345014793E-4]
[null,16,10,1276.5023499727022,null,310,12,16,2135.7193346627923,1,0.45531732577196493,0.45531732577196493,5.0174450480753169E+22,0,false,0,1.2762396744326209E-20,1.2762396744326209E-20,1.5833457410505329E+19,0,false,0,4.1399578574481808E-17,4.1399578574481808E-17,5010900902701269,0,false,0,1.1936619034215398E-13,1.1936619034215398E-13,1736788839066.4426,0,false,0,3.7734492582991179E-10,3.7734492582991179E-10,549401497.03134036,0,false,0,1.1932694291298267E-6,1.1932694291298267E-6,173736.00805252651,0,false,0,3.7734492582991311E-3,3.7734492582991311E-3]
[null,16,11,1424.288953244698,null,311,6,17,2139.0624165051149,1,1.7377103904873622E-2,1.7377103904873622E-2,1.950040534535173E+21,0,false,0,4.7829701470912686E-22,4.7829701470912686E-22,6.1537064096328563E+17,0,false,0,1.551534185864698E-18,1.551534185864698E-18,194749713871897.34,0,false,0,4.4734929999128043E-15,4.4734929999128043E-15,67500662262.500443,0,false,0,1.4141775652000568E-11,1.4141775652000568E-11,21352604.337069705,0,false,0,4.4720221219434367E-8,4.4720221219434367E-8,6752.2863681530198,0,false,0,1.4141775652000538E-4,1.4141775652000538E-4]
[null,16,12,1585.4977498926085,null,312,16,15,2149.6573000918256,1,0.25326106396430043,0.25326106396430043,3.0101145787593401E+22,0,false,0,6.5817342095696061E-21,6.5817342095696061E-21,9.4989622261652255E+18,0,false,0,2.1350301829988872E-17,2.1350301829988872E-17,3006188551228000,0,false,0,6.155869890114671E-14,6.155869890114671E-14,1041951302826.101,0,false,0,1.9460169252663097E-10,1.9460169252663097E-10,329602305.54804575,0,false,0,6.1538458490792112E-7,6.1538458490792112E-7,104229.40075745771,0,false,0,1.9460169252663092E-3,1.9460169252663092E-3]
[null,16,13,1760.128739916433,null,313,19,14,2161.2053925916312,1,2.2531765398582787E-2,2.2531765398582787E-2,2.850119604830121E+21,0,false,0,5.501914905521223E-22,5.501914905521223E-22,8.9940690820789466E+17,0,false,0,1.7847506467976177E-18,1.7847506467976177E-18,284640225529291.19,0,false,0,5.1459191797242276E-15,5.1459191797242276E-15,98656903508.534973,0,false,0,1.6267474781877386E-11,1.6267474781877386E-11,31208313.446555868,0,false,0,5.1442272090083442E-8,5.1442272090083442E-8,9868.9352423575856,0,false,0,1.626747478187741E-4,1.626747478187741E-4]
[null,16,14,1948.1819233161718,null,314,7,17,2166.7021449788299,1,4.2191736330211893E-2,4.2191736330211893E-2,5.4969470291350798E+21,0,false,0,1.000275791311854E-21,1.000275791311854E-21,1.7346612835750106E+18,0,false,0,3.2447664061984526E-18,3.2447664061984526E-18,548977747966768.69,0,false,0,9.3555397855390742E-15,9.3555397855390742E-15,190276847233.30466,0,false,0,2.9575087018810007E-11,2.9575087018810007E-11,60190612.910992824,0,false,0,9.3524636977118919E-8,9.3524636977118919E-8,19033.943056027463,0,false,0,2.9575087018810078E-4,2.9575087018810078E-4]
[null,16,15,2149.6573000918256,null,315,13,16,2187.014387473655,1,0.37556426465550552,0.37556426465550552,5.4537466893109553E+22,0,false,0,7.9884050002232116E-21,7.9884050002232116E-21,1.7210286332087489E+19,0,false,0,2.5913361503869057E-17,2.5913361503869057E-17,5446633485115248,0,false,0,7.4715234989914964E-14,7.4715234989914964E-14,1887814672673.7761,0,false,0,2.3619263314695686E-10,2.3619263314695686E-10,597175767.11408925,0,false,0,7.4690668729696457E-7,7.4690668729696457E-7,188843.5587538805,0,false,0,2.361926331469563E-3,2.361926331469563E-3]
[null,16,16,2364.5548702433925,null,316,8,17,2198.2844275087364,1,6.2890633541512933E-2,6.2890633541512933E-2,9.6950577706433637E+21,0,false,0,1.2601088200017675E-21,1.2601088200017675E-21,3.0594512313145349E+18,0,false,0,4.0876314340605619E-18,4.0876314340605619E-18,968241271586887.75,0,false,0,1.1785747792790319E-14,1.1785747792790319E-14,335594470269.62518,0,false,0,3.7257552695388076E-11,3.7257552695388076E-11,106159194.60921732,0,false,0,1.1781872656117213E-7,1.1781872656117213E-7,33570.484953419465,0,false,0,3.7257552695388167E-4,3.7257552695388167E-4]
[null,16,17,2592.8746337708749,null,317,17,15,2216.7225691274539,1,0.80272640247260429,0.80272640247260429,1.3636645127444368E+23,0,false,0,1.4595335068150308E-20,1.4595335068150308E-20,4.3032905747595608E+19,0,false,0,4.7345395467619074E-17,4.7345395467619074E-17,1.3618859145281488E+16,0,false,0,1.3650958975451578E-13,1.3650958975451578E-13,4720325351393.8096,0,false,0,4.3153928992235357E-10,4.3153928992235357E-10,1493188899.0746365,0,false,0,1.3646470560063869E-6,1.3646470560063869E-6,472187.78979551303,0,false,0,4.3153928992235389E-3,4.3153928992235389E-3]
[null,16,18,2834.6165906742708,null,318,9,17,2233.8092640948339,1,2.5650333291109398E-2,2.5650333291109398E-2,4.764367369352803E+21,0,false,0,4.2654739776802318E-22,4.2654739776802318E-22,1.5034824917432067E+18,0,false,0,1.3836650641258585E-18,1.3836650641258585E-18,475815330773744.37,0,false,0,3.989480886069716E-15,3.989480886069716E-15,164918598868.93002,0,false,0,1.2611698209842254E-11,1.2611698209842254E-11,52168993.183767639,0,false,0,3.9881691505769722E-8,3.9881691505769722E-8,16497.284169850423,0,false,0,1.2611698209842272E-4,1.2611698209842272E-4]
[null,16,19,3089.7807409535812,null,319,20,14,2240.0983237958339,1,0.12163915263948648,0.12163915263948648,2.3344350626030853E+22,0,false,0,1.9577241034558626E-21,1.9577241034558626E-21,7.3667330259042724E+18,0,false,0,6.3506059615494089E-18,6.3506059615494089E-18,2331390309293500.5,0,false,0,1.8310515857801121E-14,1.8310515857801121E-14,808064806571.16382,0,false,0,5.7883896842683481E-11,5.7883896842683481E-11,255616574.93559909,0,false,0,1.8304495386910969E-7,1.8304495386910969E-7,80833.058448759824,0,false,0,5.7883896842683778E-4,5.7883896842683778E-4]
[null,16,20,3358.3670846088062,null,320,14,16,2242.2519943407096,1,0.86045010239156916,0.86045010239156916,1.6698843119407156E+23,0,false,0,1.3694668053041508E-20,1.3694668053041508E-20,5.2696226625794056E+19,0,false,0,4.4423747159042748E-17,4.4423747159042748E-17,1.6677063178440358E+16,0,false,0,1.2808568690036123E-13,1.2808568690036123E-13,5780305330146.7187,0,false,0,4.0490932888742575E-10,4.0490932888742575E-10,1828494247.6874945,0,false,0,1.2804357251344825E-6,1.2804357251344825E-6,578220.65112085501,0,false,0,4.0490932888742701E-3,4.0490932888742701E-3]
[null,17,1,{"$f":"3.141625/2*SQRT($H$2/$I$2)*((1+($D$8-1)/B330)*(B330/$C$2)^2+(1+($D$8-1)/C330)*(C330/$D$2)^2)","v":617.48689147651214},null,321,10,17,2273.2766547371225,1,{"$f":"ABS(SIN(G330*3.1416*$J$2/$C$2)*SIN(H330*3.1416*$K$2/$D$2))*(1/F330^$N$2)+(1-1/F330^$N$2)","v":3.5220826466077992E-2},{"$f":"$J330*$K330","v":3.5220826466077992E-2},{"$f":"10^(LOG10($I330/22.27)/LOG10(2)*70/20)*$L330","v":8.0194982050165812E+21},{"$f":"IF($I330<22.27,M330,0)","v":0},{"$f":"AND($I330>22.27,$I330<44.45)","v":false},{"$f":"IF($O330=TRUE,$L330,0)","v":0},{"$f":"10^(LOG10(44.45/$I330)/LOG10(2)*70/20)*$L330","v":4.7779148306406288E-22},{"$f":"IF($I330>44.45,Q330,0)","v":4.7779148306406288E-22},{"$f":"10^(LOG10($I330/44.548)/LOG10(2)*70/20)*$L330","v":2.5306980358751073E+18},{"$f":"IF($I330<44.528,S330,0)","v":0},{"$f":"AND($I330>44.548,$I330<89.095)","v":false},{"$f":"IF($U330=TRUE,$L330,0)","v":0},{"$f":"10^(LOG10(89.095/$I330)/LOG10(2)*70/20)*$L330","v":1.549894306030146E-18},{"$f":"IF($I330>89.095,W330,0)","v":1.549894306030146E-18},{"$f":"10^(LOG10($I330/89.09)/LOG10(2)*70/20)*$L330","v":800903854644978.25},{"$f":"IF($I330<89.09,Y330,0)","v":0},{"$f":"AND($I330>89.09,$I330<176.78)","v":false},{"$f":"IF($AA330=TRUE,$L330,0)","v":0},{"$f":"10^(LOG10(176.78/$I330)/LOG10(2)*70/20)*$L330","v":4.468764782495875E-15},{"$f":"IF($I330>176.78,AC330,0)","v":4.468764782495875E-15},{"$f":"10^(LOG10($I330/176.78)/LOG10(2)*70/20)*$L330","v":277594968035.15649},{"$f":"IF($I330<176.78,AE330,0)","v":0},{"$f":"AND($I330>176.78,$I330<353.55)","v":false},{"$f":"IF($AG330=TRUE,$L330,0)","v":0},{"$f":"10^(LOG10(353.55/$I330)/LOG10(2)*70/20)*$L330","v":1.412682863186538E-11},{"$f":"IF($I330>353.55,AI330,0)","v":1.412682863186538E-11},{"$f":"10^(LOG10($I330/353.55)/LOG10(2)*70/20)*$L330","v":87812109.092582434},{"$f":"IF($I330<353.55,AK330,0)","v":0},{"$f":"AND($I330>353.55,$I330<707.1)","v":false},{"$f":"IF($AM330=TRUE,$L330,0)","v":0},{"$f":"10^(LOG10(707.1/$I330)/LOG10(2)*70/20)*$L330","v":4.4672954591575021E-8},{"$f":"IF($I330>707.1,AO330,0)","v":4.4672954591575021E-8},{"$f":"10^(LOG10($I330/707.1)/LOG10(2)*70/20)*$L330","v":27768.627087574147},{"$f":"IF($I330<707.1,AQ330,0)","v":0},{"$f":"AND($I330>707.1,$I330<1414.2)","v":false},{"$f":"IF($AS330=TRUE,$L330,0)","v":0},{"$f":"10^(LOG10(1414.2/$I330)/LOG10(2)*70/20)*$L330","v":1.4126828631865404E-4},{"$f":"IF($I330>1414.2,AU330,0)","v":1.4126828631865404E-4}]
[null,17,2,644.47375436527909,null,322,18,15,2287.7303922192741,{"$f":"IF(ABS(I331-I330)>0.0001,1,$M$2)","v":1},0.6126647093461578,0.6126647093461578,1.5016672877465674E+23,0,false,0,7.7207328028593035E-21,7.7207328028593035E-21,4.7387833483906277E+19,0,false,0,2.5045067218009121E-17,2.5045067218009121E-17,1.4997086954869108E+16,0,false,0,7.2211707549111401E-14,7.2211707549111401E-14,5198022021885.1602,0,false,0,2.2827838729764491E-10,2.2827838729764491E-10,1644299534.9743497,0,false,0,7.2187964445060923E-7,7.2187964445060923E-7,519973.16860746295,0,false,0,2.282783872976455E-3,2.282783872976455E-3]
[null,17,3,684.88281062996043,null,323,15,16,2301.4321552639553,1,0.55262984732763709,0.55262984732763709,1.4519018051575262E+23,0,false,0,6.497075934891676E-21,6.497075934891676E-21,4.5817393466054787E+19,0,false,0,2.107568124227919E-17,2.107568124227919E-17,1.4500081209436182E+16,0,false,0,6.0766893417294924E-14,6.0766893417294924E-14,5025758780527.8096,0,false,0,1.9209860701540362E-10,1.9209860701540362E-10,1589807197.9922202,0,false,0,6.0746913351427791E-7,6.0746913351427791E-7,502741.1786185666,0,false,0,1.9209860701540444E-3,1.9209860701540444E-3]
[null,17,4,738.71406027055605,null,324,1,18,2301.7440418828064,1,0.77737315121425188,0.77737315121425188,2.045581041664229E+23,0,false,0,9.1249164609523427E-21,9.1249164609523427E-21,6.4552017994401178E+19,0,false,0,2.9600058952775893E-17,2.9600058952775893E-17,2.0429130344249304E+16,0,false,0,8.5344981585728059E-14,8.5344981585728059E-14,7080779736553.75,0,false,0,2.6979579103689561E-10,2.6979579103689561E-10,2239875625.5843024,0,false,0,8.5316920280342856E-7,8.5316920280342856E-7,708310.86523409095,0,false,0,2.6979579103689482E-3,2.6979579103689482E-3]
[null,17,5,805.96750328706605,null,325,2,18,2309.6710000755647,1,0.83857643780311819,0.83857643780311819,2.2966226007436975E+23,0,false,0,9.4576271754679831E-21,9.4576271754679831E-21,7.2474089478724919E+19,0,false,0,3.0679329848682732E-17,3.0679329848682732E-17,2.2936271654126668E+16,0,false,0,8.8456811696746598E-14,8.8456811696746598E-14,7949760211224.4199,0,false,0,2.7963302634675501E-10,2.7963302634675501E-10,2514761761.9621248,0,false,0,8.8427727226162103E-7,8.8427727226162103E-7,795237.49404984829,0,false,0,2.7963302634675564E-3,2.7963302634675564E-3]
[null,17,6,886.64313967949022,null,326,11,17,2316.6865994356031,1,6.364412706733058E-2,6.364412706733058E-2,1.8055921599364702E+22,0,false,0,6.9292067731822575E-22,6.9292067731822575E-22,5.697873378018007E+18,0,false,0,2.2477458271521049E-18,2.2477458271521049E-18,1803237165020228.5,0,false,0,6.4808596001022902E-15,6.4808596001022902E-15,625005810972.75879,0,false,0,2.0487539043549821E-11,2.0487539043549821E-11,197709197.84715581,0,false,0,6.4787287029245181E-8,6.4787287029245181E-8,62521.137956186976,0,false,0,2.0487539043549885E-4,2.0487539043549885E-4]
[null,17,7,980.74096944782877,null,327,3,18,2321.5405123245141,1,0.12722516291604261,0.12722516291604261,3.6983058639946051E+22,0,false,0,1.3518537761131532E-21,1.3518537761131532E-21,1.1670674581885665E+19,0,false,0,4.3852403076472736E-18,4.3852403076472736E-18,3693482243410865.5,0,false,0,1.2643834726891595E-14,1.2643834726891595E-14,1280168748535.4268,0,false,0,3.9970169639733433E-11,3.9970169639733433E-11,404958053.09075314,0,false,0,1.2639677452486901E-7,1.2639677452486901E-7,128058.98045941735,0,false,0,3.9970169639733468E-4,3.9970169639733468E-4]
[null,17,8,1088.2609925920817,null,328,4,18,2337.352578629655,1,0.70133472351132597,0.70133472351132597,2.2061262510791224E+23,0,false,0,6.8866313310546561E-21,6.8866313310546561E-21,6.9618313113480708E+19,0,false,0,2.233934899651433E-17,2.233934899651433E-17,2.2032488481853716E+16,0,false,0,6.4410389580182179E-14,6.4410389580182179E-14,7636507054353.3408,0,false,0,2.0361656520277313E-10,2.0361656520277313E-10,2415669834.6859703,0,false,0,6.4389211538094563E-7,6.4389211538094563E-7,763901.87525701104,0,false,0,2.0361656520277269E-3,2.0361656520277269E-3]
[null,17,9,1209.2032091122492,null,329,5,18,2357.1071989909874,1,0.88377659929009122,0.88377659929009122,3.0658048896135279E+23,0,false,0,7.8691350169291484E-21,7.8691350169291484E-21,9.6747030975925731E+19,0,false,0,2.5526464971510292E-17,2.5526464971510292E-17,3.0618062264107136E+16,0,false,0,7.3599707568756879E-14,7.3599707568756879E-14,10612285065441.201,0,false,0,2.3266618557590054E-10,2.3266618557590054E-10,3357002976.2574162,0,false,0,7.3575508092326232E-7,7.3575508092326232E-7,1061577.5516937566,0,false,0,2.326661855759013E-3,2.326661855759013E-3]
[null,17,10,1343.5676190083307,null,330,19,15,2362.6807693672849,1,0.14182605014028554,0.14182605014028554,5.0568924793391221E+22,0,false,0,1.2286121603091912E-21,1.2286121603091912E-21,1.5957940930879687E+19,0,false,0,3.9854603086912959E-18,3.9854603086912959E-18,5050296883531204,0,false,0,1.1491160784462235E-14,1.1491160784462235E-14,1750443569251.3125,0,false,0,3.6326293077489845E-11,3.6326293077489845E-11,553720922.07391047,0,false,0,1.1487382507567563E-7,1.1487382507567563E-7,175101.93018421595,0,false,0,3.632629307748991E-4,3.632629307748991E-4]
[null,17,11,1491.3542222803264,null,331,12,17,2364.0390981902751,1,3.3434059903288765E-2,3.3434059903288765E-2,1.2001042208220487E+22,0,false,0,2.8770392219456034E-22,2.8770392219456034E-22,3.7871464234257603E+18,0,false,0,9.3327463263319544E-19,9.3327463263319544E-19,1198538950767314.7,0,false,0,2.6908833682926595E-15,2.6908833682926595E-15,415416132407.83386,0,false,0,8.5065225095548414E-12,8.5065225095548414E-12,131409322.71220188,0,false,0,2.6899986097684883E-8,2.6899986097684883E-8,41555.276555065095,0,false,0,8.5065225095548767E-5,8.5065225095548767E-5]
[null,17,12,1652.5630189282367,null,332,16,16,2364.5548702433925,1,0.26431121069994168,0.26431121069994168,9.5114551879238741E+22,0,false,0,2.268666797990596E-21,2.268666797990596E-21,3.0015121079939539E+19,0,false,0,7.3592641918520519E-18,7.3592641918520519E-18,9499049602038672,0,false,0,2.1218750541685068E-14,2.1218750541685068E-14,3292390660063.8643,0,false,0,6.7077518570414992E-11,6.7077518570414992E-11,1041487782.9497019,0,false,0,2.1211773847475336E-7,2.1211773847475336E-7,329347.354936013,0,false,0,6.7077518570415082E-4,6.7077518570415082E-4]
[null,17,13,1827.1940089520613,null,333,6,18,2380.8043734085104,1,0.2520224014277363,0.2520224014277363,9.8209192967507305E+22,0,false,0,1.9976190086737164E-21,1.9976190086737164E-21,3.0991691174926352E+19,0,false,0,6.480019918533851E-18,6.480019918533851E-18,9808110083502038,0,false,0,1.8683651323287405E-14,1.8683651323287405E-14,3399511675870.1899,0,false,0,5.9063466820957162E-11,5.9063466820957162E-11,1075373564.0669551,0,false,0,1.8677508166000853E-7,1.8677508166000853E-7,340062.97979845927,0,false,0,5.906346682095704E-4,5.906346682095704E-4]
[null,17,14,2015.2471923518001,null,334,7,18,2408.4441018822258,1,0.61191224778046216,0.61191224778046216,2.7270016354460082E+23,0,false,0,4.2411087305385773E-21,4.2411087305385773E-21,8.6055480108896043E+19,0,false,0,1.375761290377593E-17,1.375761290377593E-17,2.7234448660211848E+16,0,false,0,3.9666921670986199E-14,3.9666921670986199E-14,9439517442000.3945,0,false,0,1.2539657647558552E-10,1.2539657647558552E-10,2986019311.7524209,0,false,0,3.9653879245033993E-7,3.9653879245033993E-7,944262.21623860381,0,false,0,1.2539657647558562E-3,1.2539657647558562E-3]
[null,17,15,2216.7225691274539,null,335,13,17,2415.3341510011378,1,2.7577773590622082E-2,2.7577773590622082E-2,1.270516149404468E+22,0,false,0,1.8489481274497453E-22,1.8489481274497453E-22,4.0093440283260759E+18,0,false,0,5.9977506432345258E-19,5.9977506432345258E-19,1268859042589739.7,0,false,0,1.7293138470409417E-15,1.7293138470409417E-15,439789224793.96942,0,false,0,5.4667724879032158E-12,5.4667724879032158E-12,139119306.29974249,0,false,0,1.7287452511719427E-8,1.7287452511719427E-8,43993.387440979917,0,false,0,5.4667724879032142E-5,5.4667724879032142E-5]
[null,17,16,2431.6201392790208,null,336,17,16,2431.6201392790208,1,0.83775051710376625,0.83775051710376625,4.1731929959070665E+23,0,false,0,5.194544278872988E-21,5.194544278872988E-21,1.3169267014067413E+20,0,false,0,1.6850435567866984E-17,1.6850435567866984E-17,4.1677499902782352E+16,0,false,0,4.8584366522561592E-14,4.8584366522561592E-14,14445509515529.17,0,false,0,1.5358674118189692E-10,1.5358674118189692E-10,4569573672.2249765,0,false,0,4.8568392053757473E-7,4.8568392053757473E-7,1445026.0740170649,0,false,0,1.5358674118189674E-3,1.5358674118189674E-3]
[null,17,17,2659.9399028065036,null,337,8,18,2440.0263844121318,1,0.91211105021927974,0.91211105021927974,4.7296341253032894E+23,0,false,0,5.4331838588925512E-21,5.4331838588925512E-21,1.492521786939931E+20,0,false,0,1.7624551765782279E-17,1.7624551765782279E-17,4.7234653655091824E+16,0,false,0,5.0816353045348513E-14,5.0816353045348513E-14,16371630746301.064,0,false,0,1.606425815876278E-10,1.606425815876278E-10,5178867020.8733397,0,false,0,5.0799644702633084E-7,5.0799644702633084E-7,1637701.5485090497,0,false,0,1.6064258158762733E-3,1.6064258158762733E-3]
[null,17,18,2901.6818597098991,null,338,20,15,2441.5737005714873,1,0.76565685183082699,0.76565685183082699,3.9995859115676721E+23,0,false,0,4.5273057983410189E-21,4.5273057983410189E-21,1.2621418387981189E+20,0,false,0,1.4685999493978178E-17,1.4685999493978178E-17,3.9943693379150448E+16,0,false,0,4.2343711489940714E-14,4.2343711489940714E-14,13844568511542.959,0,false,0,1.3385854592271589E-10,1.3385854592271589E-10,4379476937.4975653,0,false,0,4.2329788939402835E-7,4.2329788939402835E-7,1384912.2082671153,0,false,0,1.3385854592271595E-3,1.3385854592271595E-3]
[null,17,19,3156.8460099892104,null,339,14,17,2470.5717578681924,1,6.318305638463366E-2,6.318305638463366E-2,3.7861620628610521E+22,0,false,0,3.2567811410216736E-22,3.2567811410216736E-22,1.1947920743960601E+19,0,false,0,1.0564580419234859E-18,1.0564580419234859E-18,3781223853331767,0,false,0,3.0460544784015941E-15,3.0460544784015941E-15,1310580175899.7546,0,false,0,9.629302886618195E-12,9.629302886618195E-12,414578153.90266728,0,false,0,3.045052940134772E-8,3.045052940134772E-8,131101.12344802479,0,false,0,9.6293028866182171E-5,9.6293028866182171E-5]
[null,17,20,3425.4323536444344,null,340,9,18,2475.5512209982298,1,0.37201012486517748,0.37201012486517748,2.2820243332994195E+23,0,false,0,1.8731638268025919E-21,1.8731638268025919E-21,7.201341468581349E+19,0,false,0,6.0763032668661244E-18,6.0763032668661244E-18,2.2790479381737856E+16,0,false,0,1.7519626945585878E-14,1.7519626945585878E-14,7899228301609.0762,0,false,0,5.5383708832459965E-11,5.5383708832459965E-11,2498776913.2769732,0,false,0,1.7513866517815927E-7,1.7513866517815927E-7,790182.64106002287,0,false,0,5.5383708832460192E-4,5.5383708832460192E-4]
[null,18,1,688.49471456833214,null,341,18,16,2502.6279623708406,1,0.63939615725233234,0.63939615725233234,4.4510724617417982E+23,0,false,0,2.8370167013213242E-21,2.8370167013213242E-21,1.404616604243554E+20,0,false,0,9.2029184013328556E-18,9.2029184013328556E-18,4.4452670239182032E+16,0,false,0,2.6534504635608094E-14,2.6534504635608094E-14,15407389417039.334,0,false,0,8.3881881921141175E-11,8.3881881921141175E-11,4873846849.2325335,0,false,0,2.6525780129210667E-7,2.6525780129210667E-7,1541245.7010410079,0,false,0,8.3881881921141221E-4,8.3881881921141221E-4]
[null,18,2,715.48157745709909,null,342,10,18,2515.0186116405189,1,0.51081223400874298,0.51081223400874298,3.7661209894971568E+23,0,false,0,2.1400051847112496E-21,2.1400051847112496E-21,1.1884677503919581E+20,0,false,0,6.9419024160675366E-18,6.9419024160675366E-18,3.7612089191076976E+16,0,false,0,2.0015383577931699E-14,2.0015383577931699E-14,13036429574134.898,0,false,0,6.3273389307497236E-11,6.3273389307497236E-11,4123836912.6226878,0,false,0,2.0008802549023572E-7,2.0008802549023572E-7,1304071.7342964441,0,false,0,6.3273389307497152E-4,6.3273389307497152E-4]
[null,18,3,755.89063372178043,null,343,15,17,2529.7519187914381,1,4.0579741586972133E-2,4.0579741586972133E-2,3.2021095407848281E+22,0,false,0,1.5884329335597009E-22,1.5884329335597009E-22,1.0104837133640024E+19,0,false,0,5.1526727589341085E-19,5.1526727589341085E-19,3197933098364929,0,false,0,1.4856550199109393E-15,1.4856550199109393E-15,1108410367949.4526,0,false,0,4.696508966988074E-12,4.696508966988074E-12,350625419.61279237,0,false,0,1.4851665387086816E-8,1.4851665387086816E-8,110877.49315287007,0,false,0,4.6965089669880694E-5,4.6965089669880694E-5]
[null,18,4,809.72188336237605,null,344,1,19,2556.9081921621173,1,0.63419018695306018,0.63419018695306018,5.6658097820399453E+23,0,false,0,2.1926209474639168E-21,2.1926209474639168E-21,1.7879489863942812E+20,0,false,0,7.1125812037572392E-18,7.1125812037572392E-18,5.6584199885255368E+16,0,false,0,2.0507496719181953E-14,2.0507496719181953E-14,19612203221827.512,0,false,0,6.4829076024588338E-11,6.4829076024588338E-11,6203963065.5080175,0,false,0,2.0500753884191252E-7,2.0500753884191252E-7,1961865.3806565802,0,false,0,6.4829076024588387E-4,6.4829076024588387E-4]
[null,18,5,876.97532637888605,null,345,11,18,2558.4285563389985,1,0.92303906497227639,0.92303906497227639,8.3035557647456233E+23,0,false,0,3.1692943030835038E-21,3.1692943030835038E-21,2.6203375482366077E+20,0,false,0,1.0280784335002926E-17,1.0280784335002926E-17,8.2927256160296016E+16,0,false,0,2.9642283860227889E-14,2.9642283860227889E-14,28742762179943.047,0,false,0,9.3706311415359893E-11,9.3706311415359893E-11,9092248991.5150108,0,false,0,2.9632537520557274E-7,2.9632537520557274E-7,2875221.5866556382,0,false,0,9.3706311415359524E-4,9.3706311415359524E-4]
[null,18,6,957.65096277131022,null,346,2,19,2564.8351503548752,1,0.68412055012974926,0.68412055012974926,6.3358546517644917E+23,0,false,0,2.2816371532317771E-21,2.2816371532317771E-21,1.9993937915941329E+20,0,false,0,7.4013383611247583E-18,7.4013383611247583E-18,6.3275909331761056E+16,0,false,0,2.1340061759596351E-14,2.1340061759596351E-14,21931563853106.832,0,false,0,6.7461012191128813E-11,6.7461012191128813E-11,6937650531.8930616,0,false,0,2.1333045178435334E-7,2.1333045178435334E-7,2193877.7291060779,0,false,0,6.7461012191128789E-4,6.7461012191128789E-4]
[null,18,7,1051.748792539649,null,347,3,19,2576.704662603825,1,0.10379178870382805,0.10379178870382805,1.0142601521364482E+23,0,false,0,3.280674498494159E-22,3.280674498494159E-22,3.2006817749175988E+19,0,false,0,1.0642087407139075E-18,1.0642087407139075E-18,1.012937274492744E+16,0,false,0,3.0684018408376078E-15,3.0684018408376078E-15,3510861993030.0137,0,false,0,9.6999482158922223E-12,9.6999482158922223E-12,1110597207.5902665,0,false,0,3.0673929547906168E-8,3.0673929547906168E-8,351201.67390080821,0,false,0,9.6999482158922459E-5,9.6999482158922459E-5]
[null,18,8,1159.2688156839017,null,348,19,16,2577.5783395188523,1,0.1480141259560275,0.1480141259560275,1.4521160994264296E+23,0,false,0,4.6600599386069647E-22,4.6600599386069647E-22,4.5824155910182199E+19,0,false,0,1.5116636902541362E-18,1.5116636902541362E-18,1.4502221357131072E+16,0,false,0,4.3585355696209618E-15,4.3585355696209618E-15,5026500560240.2393,0,false,0,1.3778367865568437E-11,1.3778367865568437E-11,1590041846.4856236,0,false,0,4.3571024894869035E-8,4.3571024894869035E-8,502815.38098743925,0,false,0,1.3778367865568457E-4,1.3778367865568457E-4]
[null,18,9,1280.2110322040694,null,349,4,19,2592.5167289089659,1,0.57215714065449474,0.57215714065449474,6.0033418986680892E+23,0,false,0,1.6843179628863362E-21,1.6843179628863362E-21,1.8944633645709079E+20,0,false,0,5.4637114991683259E-18,5.4637114991683259E-18,5.995511869292908E+16,0,false,0,1.5753359073716417E-14,1.5753359073716417E-14,20780570802078.488,0,false,0,4.9800115880419243E-11,4.9800115880419243E-11,6573554856.5388479,0,false,0,1.5748179392244691E-7,1.5748179392244691E-7,2078740.5670724073,0,false,0,4.9800115880419362E-4,4.9800115880419362E-4]
[null,18,10,1414.5754421001504,null,350,16,17,2592.8746337708749,1,1.9408435285589002E-2,1.9408435285589002E-2,2.0396954197789256E+22,0,false,0,5.7042984558716232E-23,5.7042984558716232E-23,6.4366286526367488E+18,0,false,0,1.8504012754589935E-19,1.8504012754589935E-19,2037035089029327.5,0,false,0,5.3352077113158715E-16,5.3352077113158715E-16,706040665363.31787,0,false,0,1.6865860863473601E-12,1.6865860863473601E-12,223343097.20927921,0,false,0,5.3334535028070849E-9,5.3334535028070849E-9,70627.288685771695,0,false,0,1.6865860863473655E-5,1.6865860863473655E-5]
[null,18,11,1562.3620453721462,null,351,12,18,2605.7810550936706,1,0.48489852580914872,0.48489852580914872,5.3988047186104142E+23,0,false,0,1.3452116568401747E-21,1.3452116568401747E-21,1.7036906983673663E+20,0,false,0,4.3636941244144897E-18,4.3636941244144897E-18,5.3917631740421808E+16,0,false,0,1.2581711248888446E-14,1.2581711248888446E-14,18687965069350.832,0,false,0,3.9773782546099976E-11,3.9773782546099976E-11,5911597169.8030281,0,false,0,1.2577574400592677E-7,1.2577574400592677E-7,1869411.166598276,0,false,0,3.9773782546099963E-4,3.9773782546099963E-4]
[null,18,12,1723.5708420200567,null,352,5,19,2612.2713492702983,1,0.72099537506929923,0.72099537506929923,8.2630497014605561E+23,0,false,0,1.943171383023371E-21,1.943171383023371E-21,2.6075551256740056E+20,0,false,0,6.3033988024956296E-18,6.3033988024956296E-18,8.252272383929296E+16,0,false,0,1.8174404841042983E-14,1.8174404841042983E-14,28602550422855.414,0,false,0,5.745361753682655E-11,5.745361753682655E-11,9047895557.4575729,0,false,0,1.8168429123256486E-7,1.8168429123256486E-7,2861195.7992884801,0,false,0,5.7453617536826684E-4,5.7453617536826684E-4]
[null,18,13,1898.2018320438813,null,353,6,19,2635.9685236878217,1,0.20560284803785875,0.20560284803785875,2.6171965427251312E+23,0,false,0,4.9889416884019466E-22,4.9889416884019466E-22,8.2590381353665626E+19,0,false,0,1.6183487127864374E-18,1.6183487127864374E-18,2.6137829897147956E+16,0,false,0,4.6661373652126463E-15,4.6661373652126463E-15,9059427061970.4277,0,false,0,1.475077032232765E-11,1.475077032232765E-11,2865784647.0087466,0,false,0,4.6646031460571465E-8,4.6646031460571465E-8,906240.67680893291,0,false,0,1.4750770322327633E-4,1.4750770322327633E-4]
[null,18,14,2086.2550154436203,null,354,20,16,2656.4712707230547,1,0.79906356832109793,0.79906356832109793,1.1130416796735158E+24,0,false,0,1.7718940363045673E-21,1.7718940363045673E-21,3.5124047921537666E+20,0,false,0,5.7477970518552819E-18,5.7477970518552819E-18,1.111589963413681E+17,0,false,0,1.6572454613408444E-14,1.6572454613408444E-14,38527942969983.828,0,false,0,5.2389471750676634E-11,5.2389471750676634E-11,12187612603.858702,0,false,0,1.6567005614518718E-7,1.6567005614518718E-7,3854061.5067968932,0,false,0,5.2389471750676723E-4,5.2389471750676723E-4]
[null,18,15,2287.7303922192741,null,355,13,18,2657.0761079045337,1,0.39996404259225887,0.39996404259225887,5.5859956462706474E+23,0,false,0,8.845610640523511E-22,8.845610640523511E-22,1.7627621889834438E+20,0,false,0,2.8694026685420724E-18,2.8694026685420724E-18,5.5787099526123528E+16,0,false,0,8.2732645330017039E-15,8.2732645330017039E-15,19335926553372.465,0,false,0,2.6153757463718811E-11,2.6153757463718811E-11,6116567976.4622211,0,false,0,8.2705442956979876E-8,8.2705442956979876E-8,1934228.626886782,0,false,0,2.6153757463718853E-4,2.6153757463718853E-4]
[null,18,16,2502.6279623708406,null,356,17,17,2659.9399028065036,1,6.1516220419177085E-2,6.1516220419177085E-2,8.6997872539109725E+22,0,false,0,1.3435603214181339E-22,1.3435603214181339E-22,2.7453755775182283E+19,0,false,0,4.3583374040486228E-19,4.3583374040486228E-19,8688440309008324,0,false,0,1.2566266374210523E-15,1.2566266374210523E-15,3011431766580.3306,0,false,0,3.9724957622785525E-12,3.9724957622785525E-12,952611557.34756637,0,false,0,1.2562134604167052E-8,1.2562134604167052E-8,301242.22466184117,0,false,0,3.9724957622785554E-5,3.9724957622785554E-5]
[null,18,17,2730.9477258983238,null,357,7,19,2663.6082521615367,1,0.49920523009136303,0.49920523009136303,7.1739284302525345E+23,0,false,0,1.0729703648430041E-21,1.0729703648430041E-21,2.263863164978523E+20,0,false,0,3.4805782814388773E-18,3.4805782814388773E-18,7.1645716301081872E+16,0,false,0,1.0035449247280146E-14,1.0035449247280146E-14,24832556630996.027,0,false,0,3.1724442583198308E-11,3.1724442583198308E-11,7855326727.8698692,0,false,0,1.0032149606214283E-7,1.0032149606214283E-7,2484072.4224866363,0,false,0,3.1724442583198415E-4,3.1724442583198415E-4]
[null,18,18,2972.6896828017193,null,358,8,19,2695.1905346914427,1,0.74411095438140473,0.74411095438140473,1.2264062161062893E+24,0,false,0,1.3945290517359095E-21,1.3945290517359095E-21,3.8701471375649112E+20,0,false,0,4.5236734297109494E-18,4.5236734297109494E-18,1.2248066409263051E+17,0,false,0,1.3042974886451105E-14,1.3042974886451105E-14,42452056931090.422,0,false,0,4.1231946642693695E-11,4.1231946642693695E-11,13428934540.215818,0,false,0,1.3038686375344422E-7,1.3038686375344422E-7,4246601.9696388151,0,false,0,4.1231946642693421E-4,4.1231946642693421E-4]
[null,18,19,3227.8538330810302,null,359,14,18,2712.3137147715879,1,0.91635209680328167,0.91635209680328167,1.6256901729026818E+24,0,false,0,1.5954143303521428E-21,1.5954143303521428E-21,5.1301600453412487E+20,0,false,0,5.1753195149360199E-18,5.1753195149360199E-18,1.6235698202684822E+17,0,false,0,1.4921846926289727E-14,1.4921846926289727E-14,56273272971079.875,0,false,0,4.7171508159104128E-11,4.7171508159104128E-11,17801024348.925869,0,false,0,1.4916940644798601E-7,1.4916940644798601E-7,5629178.162672163,0,false,0,4.7171508159104327E-4,4.7171508159104327E-4]
[null,18,20,3496.4401767362551,null,360,9,19,2730.7153712775403,1,0.303490248239426,0.303490248239426,5.824548480936645E+23,0,false,0,4.8844282061247522E-22,4.8844282061247522E-22,1.8380418604426913E+20,0,false,0,1.5844458792645955E-18,1.5844458792645955E-18,5.8169516479604544E+16,0,false,0,4.5683863199447686E-15,4.5683863199447686E-15,20161677302619.621,0,false,0,1.4441756012490907E-11,1.4441756012490907E-11,6377779177.0449638,0,false,0,4.5668842411902467E-8,4.5668842411902467E-8,2016830.8613056247,0,false,0,1.4441756012490941E-4,1.4441756012490941E-4]
[null,19,1,763.44509171634331,null,361,18,17,2730.9477258983238,1,4.6951012433499174E-2,4.6951012433499174E-2,9.0197005546214998E+22,0,false,0,7.5489112049024489E-23,7.5489112049024489E-23,2.8463300189384962E+19,0,false,0,2.4487699986139607E-19,2.4487699986139607E-19,9007936353699728,0,false,0,7.0604666961242555E-16,7.0604666961242555E-16,3122169770647.9541,0,false,0,2.2319814967176007E-12,2.2319814967176007E-12,987641506.78329003,0,false,0,7.0581452249792541E-9,7.0581452249792541E-9,312319.66731558339,0,false,0,2.2319814967176044E-5,2.2319814967176044E-5]
[null,19,2,790.43195460511026,null,362,10,19,2770.1827619198293,1,0.41672664624177441,0.41672664624177441,9.4498854551071083E+23,0,false,0,5.6762630155232501E-22,5.6762630155232501E-22,2.9820826626688778E+20,0,false,0,1.8413069380956997E-18,1.8413069380956997E-18,9.4375601732967232E+16,0,false,0,5.3089862752017608E-15,5.3089862752017608E-15,32710782941573.387,0,false,0,1.6782968665630265E-11,1.6782968665630265E-11,10347460044.035944,0,false,0,5.3072406882628518E-8,5.3072406882628518E-8,3272154.1736739883,0,false,0,1.678296866563029E-4,1.678296866563029E-4]
[null,19,3,830.84101086979149,null,363,15,18,2771.4938756948341,1,0.58853327804510647,0.58853327804510647,1.3419477426812018E+24,0,false,0,7.9724711877998163E-22,7.9724711877998163E-22,4.2347593700138261E+20,0,false,0,2.5861674259487704E-18,2.5861674259487704E-18,1.3401974691797998E+17,0,false,0,7.4566206674566903E-15,7.4566206674566903E-15,46451527416193.375,0,false,0,2.3572151918712968E-11,2.3572151918712968E-11,14694094139.599947,0,false,0,7.4541689414640975E-8,7.4541689414640975E-8,4646680.5634067999,0,false,0,2.3572151918712877E-4,2.3572151918712877E-4]
[null,19,4,884.6722605103871,null,364,19,17,2805.8981030463347,1,1.0868712595894493E-2,1.0868712595894493E-2,2.860477122242147E+22,0,false,0,1.275569845815483E-23,1.275569845815483E-23,9.0267541058810092E+18,0,false,0,4.1377850193032051E-20,4.1377850193032051E-20,2856746263618400.5,0,false,0,1.1930354153737667E-16,1.1930354153737667E-16,990154290224.04114,0,false,0,3.7714687805336848E-13,3.7714687805336848E-13,313217264.5889957,0,false,0,1.1926431470704132E-9,1.1926431470704132E-9,99047.995858883092,0,false,0,3.7714687805336897E-6,3.7714687805336897E-6]
[null,19,5,951.92570352689711,null,365,11,19,2813.5927066183099,1,0.75302615772796155,0.75302615772796155,2.0459665281315564E+24,0,false,0,8.5606770520503397E-22,8.5606770520503397E-22,6.4564182718686246E+20,0,false,0,2.7769738660152608E-18,2.7769738660152608E-18,2.0432980181105862E+17,0,false,0,8.0067672783094918E-15,8.0067672783094918E-15,70821140981414.969,0,false,0,2.5311296239837616E-11,2.5311296239837616E-11,22402977265.544292,0,false,0,8.0041346649141983E-8,8.0041346649141983E-8,7084443.4528090917,0,false,0,2.5311296239837589E-4,2.5311296239837589E-4]
[null,19,6,1032.6013399193214,null,366,1,20,2825.4945358173418,1,0.2162655012266689,0.2162655012266689,6.171494609934855E+23,0,false,0,2.3408341865004207E-22,2.3408341865004207E-22,1.947527000879684E+20,0,false,0,7.5933659464817888E-19,7.5933659464817888E-19,6.16344526260466E+16,0,false,0,2.1893729262840058E-15,2.1893729262840058E-15,21362631491111.816,0,false,0,6.9211286890748837E-12,6.9211286890748837E-12,6757679147.7162914,0,false,0,2.1886530636611932E-8,2.1886530636611932E-8,2136965.7803408806,0,false,0,6.9211286890748989E-5,6.9211286890748989E-5]
[null,19,7,1126.6991696876601,null,367,2,20,2833.4214940101001,1,0.2332922784316519,0.2332922784316519,6.8778053498965344E+23,0,false,0,2.4442035015197606E-22,2.4442035015197606E-22,2.1704161588596992E+20,0,false,0,7.9286827498272117E-19,7.9286827498272117E-19,6.8688347766998448E+16,0,false,0,2.2860538364556951E-15,2.2860538364556951E-15,23807526449251.312,0,false,0,7.2267600472788886E-12,7.2267600472788886E-12,7531077110.5959568,0,false,0,2.2853021852907541E-8,2.2853021852907541E-8,2381535.6903842972,0,false,0,7.2267600472788942E-5,7.2267600472788942E-5]
[null,19,8,1234.2191928319128,null,368,16,18,2834.6165906742708,1,0.28148306503807635,0.28148306503807635,8.3393291725414218E+23,0,false,0,2.9346745054631118E-22,2.9346745054631118E-22,2.6316264955660996E+20,0,false,0,9.5197077957523066E-19,9.5197077957523066E-19,8.3284523653408944E+16,0,false,0,2.744789420271755E-15,2.744789420271755E-15,28866591847831.18,0,false,0,8.6769323645358244E-12,8.6769323645358244E-12,9131420250.2105713,0,false,0,2.7438869375163495E-8,2.7438869375163495E-8,2887608.6262849979,0,false,0,8.6769323645358135E-5,8.6769323645358135E-5]
[null,19,9,1355.1614093520802,null,369,3,20,2845.2910062590495,1,3.5394087876208777E-2,3.5394087876208777E-2,1.0954402238611059E+23,0,false,0,3.5323138078863627E-23,3.5323138078863627E-23,3.4568602075498021E+19,0,false,0,1.1458373060242771E-19,1.1458373060242771E-19,1.0940114648005082E+16,0,false,0,3.3037590884159686E-16,3.3037590884159686E-16,3791866849436.146,0,false,0,1.0443968468833386E-12,1.0443968468833386E-12,1199487972.7252977,0,false,0,3.302672817249485E-9,3.302672817249485E-9,379311.40197898459,0,false,0,1.044396846883343E-5,1.044396846883343E-5]
[null,19,10,1489.525819248162,null,370,12,19,2860.945205372981,1,0.39558593740448367,0.39558593740448367,1.3049791958672561E+24,0,false,0,3.703945725086472E-22,3.703945725086472E-22,4.118098418892703E+20,0,false,0,1.201512499205956E-18,1.201512499205956E-18,1.3032771396442294E+17,0,false,0,3.464285739543689E-15,3.464285739543689E-15,45171860994583.109,0,false,0,1.0951431403604852E-11,1.0951431403604852E-11,14289294988.477331,0,false,0,3.4631466874486004E-8,3.4631466874486004E-8,4518671.8321617916,0,false,0,1.0951431403604876E-4,1.0951431403604876E-4]
[null,19,11,1637.3124225201577,null,371,4,20,2861.1030725641908,1,0.19511158221882186,0.19511158221882186,6.4405716313957741E+23,0,false,0,1.8256948900000673E-22,1.8256948900000673E-22,2.0324391328238086E+20,0,false,0,5.9223201226046087E-19,5.9223201226046087E-19,6.4321713327090504E+16,0,false,0,1.7075651863223014E-15,1.7075651863223014E-15,22294041727287.055,0,false,0,5.3980197971936334E-12,5.3980197971936334E-12,7052313801.3912916,0,false,0,1.7070037413812108E-8,1.7070037413812108E-8,2230137.4386636773,0,false,0,5.3980197971936555E-5,5.3980197971936555E-5]
[null,19,12,1798.521219168068,null,372,5,20,2880.8576929255228,1,0.24586698025179804,0.24586698025179804,8.7919620887355915E+23,0,false,0,2.1237388951810252E-22,2.1237388951810252E-22,2.7744630175903986E+20,0,false,0,6.8891366585838445E-19,6.8891366585838445E-19,8.7804949221835856E+16,0,false,0,1.9863245617396516E-15,1.9863245617396516E-15,30433380899843.762,0,false,0,6.279244501942405E-12,6.279244501942405E-12,9627045412.7783451,0,false,0,1.9856714611227629E-8,1.9856714611227629E-8,3044339.0642255256,0,false,0,6.2792445019424202E-5,6.2792445019424202E-5]
[null,19,13,1973.1522091918926,null,373,20,17,2884.7910342505375,1,5.8675428536544019E-2,5.8675428536544019E-2,2.1317258136564736E+23,0,false,0,4.9884739578607028E-23,4.9884739578607028E-23,6.7270472437664326E+19,0,false,0,1.6181969869963656E-19,1.6181969869963656E-19,2.1289454496488088E+16,0,false,0,4.6656998986933595E-16,4.6656998986933595E-16,7378969905268.125,0,false,0,1.4749387386583506E-12,1.4749387386583506E-12,2334202651.0733361,0,false,0,4.6641658233762386E-9,4.6641658233762386E-9,738139.68977949768,0,false,0,1.4749387386583512E-5,1.4749387386583512E-5]
[null,19,14,2161.2053925916312,null,374,17,18,2901.6818597098991,1,0.89217775767864382,0.89217775767864382,3.4690082393390187E+24,0,false,0,7.0873513929342153E-22,7.0873513929342153E-22,1.094708436026334E+21,0,false,0,2.2990459139830781E-18,2.2990459139830781E-18,3.4644836867022707E+17,0,false,0,6.628771635443957E-15,6.628771635443957E-15,120079736499050.87,0,false,0,2.0955124176704844E-11,2.0955124176704844E-11,37985036241.463097,0,false,0,6.6265921050048395E-8,6.6265921050048395E-8,12011923.152706476,0,false,0,2.0955124176704929E-4,2.0955124176704929E-4]
[null,19,15,2362.6807693672849,null,375,6,20,2904.5548673430462,1,7.0112726275642051E-2,7.0112726275642051E-2,2.7577053084154654E+23,0,false,0,5.5059513208116628E-23,5.5059513208116628E-23,8.7024390168997413E+19,0,false,0,1.7860600081607058E-19,1.7860600081607058E-19,2.7541084928521772E+16,0,false,0,5.1496944229289814E-16,5.1496944229289814E-16,9545798220406.1055,0,false,0,1.6279409223807758E-12,1.6279409223807758E-12,3019639299.080977,0,false,0,5.1480012109186257E-9,5.1480012109186257E-9,954893.78972502565,0,false,0,1.6279409223807768E-5,1.6279409223807768E-5]
[null,19,16,2577.5783395188523,null,376,13,19,2912.2402581838442,1,0.32629538407633657,0.32629538407633657,1.3234421972943279E+24,0,false,0,2.4848684140997434E-22,2.4848684140997434E-22,4.1763617668644628E+20,0,false,0,8.0605945119598122E-19,8.0605945119598122E-19,1.3217160601766701E+17,0,false,0,2.3240875678347728E-15,2.3240875678347728E-15,45810957875703.078,0,false,0,7.3469937206928735E-12,7.3469937206928735E-12,14491461639.562044,0,false,0,2.3233234112344483E-8,2.3233234112344483E-8,4582602.5405973997,0,false,0,7.3469937206928788E-5,7.3469937206928788E-5]
[null,19,17,2805.8981030463347,null,377,7,20,2932.1945958167612,1,0.17023421604704517,0.17023421604704517,7.4751695206930526E+23,0,false,0,1.1974549330432941E-22,1.1974549330432941E-22,2.3589252519587365E+20,0,false,0,3.8843902585904109E-19,3.8843902585904109E-19,7.4654198182907168E+16,0,false,0,1.1199748474152523E-15,1.1199748474152523E-15,25875302807052.48,0,false,0,3.5405069435313019E-12,3.5405069435313019E-12,8185180477.0781517,0,false,0,1.1196066013200128E-8,1.1196066013200128E-8,2588381.3367110454,0,false,0,3.5405069435313352E-5,3.5405069435313352E-5]
[null,19,18,3047.6400599497306,null,378,8,20,2963.7768783466672,1,0.25374963509086967,0.25374963509086967,1.262047155703785E+24,0,false,0,1.5758750645048729E-22,1.5758750645048729E-22,3.9826185834462786E+20,0,false,0,5.1119366419587407E-19,5.1119366419587407E-19,1.2604010948148872E+17,0,false,0,1.4739096948131529E-15,1.4739096948131529E-15,43685768222667.18,0,false,0,4.6593792000484557E-12,4.6593792000484557E-12,13819196623.464323,0,false,0,1.4734250754566478E-8,1.4734250754566478E-8,4370013.6763855433,0,false,0,4.6593792000484753E-5,4.6593792000484753E-5]
[null,19,19,3302.804210229041,null,379,14,19,2967.4778650508993,1,0.74757085021364911,0.74757085021364911,3.772454492649705E+24,0,false,0,4.5758019723103412E-22,4.5758019723103412E-22,1.1904664021253468E+21,0,false,0,1.4843314863890749E-18,1.4843314863890749E-18,3.76753416160864E+17,0,false,0,4.2797294280764376E-15,4.2797294280764376E-15,130583529982722.23,0,false,0,1.3529242903543323E-11,1.3529242903543323E-11,41307719883.038803,0,false,0,4.278322259286672E-8,4.278322259286672E-8,13062647.977862652,0,false,0,1.3529242903543404E-4,1.3529242903543404E-4]
[null,19,20,3571.390553884266,null,380,18,18,2972.6896828017193,1,0.68093664903708939,0.68093664903708939,3.5070258072500704E+24,0,false,0,4.0837671364248022E-22,4.0837671364248022E-22,1.1067055687622855E+21,0,false,0,1.3247216947668323E-18,1.3247216947668323E-18,3.5024516691194022E+17,0,false,0,3.8195311984500608E-15,3.8195311984500608E-15,121395714790866.55,0,false,0,1.2074446814905145E-11,1.2074446814905145E-11,38401321990.957352,0,false,0,3.8182753421665861E-8,3.8182753421665861E-8,12143564.265293645,0,false,0,1.2074446814905153E-4,1.2074446814905153E-4]
[null,20,1,842.33802292054577,null,381,9,20,2999.3017149327648,1,0.10349335578376521,0.10349335578376521,5.9121709238546119E+23,0,false,0,5.5958294614067442E-23,5.5958294614067442E-23,1.8656927107231325E+20,0,false,0,1.8152153245032018E-19,1.8152153245032018E-19,5.90445980681576E+16,0,false,0,5.2337570911941796E-16,5.2337570911941796E-16,20464982429937.578,0,false,0,1.6545151317365942E-12,1.6545151317365942E-12,6473724226.4703493,0,false,0,5.2320362395011847E-9,5.2320362395011847E-9,2047171.3499458041,0,false,0,1.6545151317366008E-5,1.6545151317366008E-5]
[null,20,2,869.32488580931272,null,382,15,19,3026.6580259741445,1,0.48013239079394721,0.48013239079394721,3.0481903900796877E+24,0,false,0,2.3359655546982069E-22,2.3359655546982069E-22,9.6191173511610473E+20,0,false,0,7.5775727291979845E-19,7.5775727291979845E-19,3.0442147010887334E+17,0,false,0,2.1848193142779596E-15,2.1848193142779596E-15,105513124670310.03,0,false,0,6.9067336381836006E-12,6.9067336381836006E-12,33377154059.48938,0,false,0,2.1841009488761363E-8,2.1841009488761363E-8,10554782.86423214,0,false,0,6.9067336381835914E-5,6.9067336381835914E-5]
[null,20,3,909.73394207399394,null,383,10,20,3038.7691055750538,1,0.14210815442758754,0.14210815442758754,9.4507204316565182E+23,0,false,0,6.6002379909092714E-23,6.6002379909092714E-23,2.9823461546554799E+20,0,false,0,2.1410325723998836E-19,2.1410325723998836E-19,9.4383940608040912E+16,0,false,0,6.1731764033793102E-16,6.1731764033793102E-16,32713673213291.137,0,false,0,1.9514879258448594E-12,1.9514879258448594E-12,10348374328.819969,0,false,0,6.1711466719874946E-9,6.1711466719874946E-9,3272443.2959087496,0,false,0,1.9514879258448571E-5,1.9514879258448571E-5]
[null,20,4,963.56519171458967,null,384,19,18,3047.6400599497306,1,0.15763035450786392,0.15763035450786392,1.08443842451347E+24,0,false,0,7.0771975815171937E-23,7.0771975815171937E-23,3.4221420353046145E+20,0,false,0,2.2957521477571041E-19,2.2957521477571041E-19,1.0830240148624979E+17,0,false,0,6.6192748159155454E-16,6.6192748159155454E-16,37537841158266.055,0,false,0,2.0925102470807327E-12,2.0925102470807327E-12,11874411939.888676,0,false,0,6.6170984080168291E-9,6.6170984080168291E-9,3755018.7605146682,0,false,0,2.0925102470807373E-5,2.0925102470807373E-5]
[null,20,5,{"$f":"3.141625/2*SQRT($H$2/$I$2)*((1+($D$8-1)/B394)*(B394/$C$2)^2+(1+($D$8-1)/C394)*(C394/$D$2)^2)","v":1030.8186347310996},null,385,11,20,3082.1790502735344,1,{"$f":"ABS(SIN(G394*3.1416*$J$2/$C$2)*SIN(H394*3.1416*$K$2/$D$2))*(1/F394^$N$2)+(1-1/F394^$N$2)","v":0.25678981287971886},{"$f":"$J394*$K394","v":0.25678981287971886},{"$f":"10^(LOG10($I394/22.27)/LOG10(2)*70/20)*$L394","v":2.0139392163919042E+24},{"$f":"IF($I394<22.27,M394,0)","v":0},{"$f":"AND($I394>22.27,$I394<44.45)","v":false},{"$f":"IF($O394=TRUE,$L394,0)","v":0},{"$f":"10^(LOG10(44.45/$I394)/LOG10(2)*70/20)*$L394","v":1.0113366269995199E-22},{"$f":"IF($I394>44.45,Q394,0)","v":1.0113366269995199E-22},{"$f":"10^(LOG10($I394/44.548)/LOG10(2)*70/20)*$L394","v":6.3553502837703678E+20},{"$f":"IF($I394<44.528,S394,0)","v":0},{"$f":"AND($I394>44.548,$I394<89.095)","v":false},{"$f":"IF($U394=TRUE,$L394,0)","v":0},{"$f":"10^(LOG10(89.095/$I394)/LOG10(2)*70/20)*$L394","v":3.2806463388886132E-19},{"$f":"IF($I394>89.095,W394,0)","v":3.2806463388886132E-19},{"$f":"10^(LOG10($I394/89.09)/LOG10(2)*70/20)*$L394","v":2.0113124789029747E+17},{"$f":"IF($I394<89.09,Y394,0)","v":0},{"$f":"AND($I394>89.09,$I394<176.78)","v":false},{"$f":"IF($AA394=TRUE,$L394,0)","v":0},{"$f":"10^(LOG10(176.78/$I394)/LOG10(2)*70/20)*$L394","v":9.4589913428357112E-16},{"$f":"IF($I394>176.78,AC394,0)","v":9.4589913428357112E-16},{"$f":"10^(LOG10($I394/176.78)/LOG10(2)*70/20)*$L394","v":69712515435110.422},{"$f":"IF($I394<176.78,AE394,0)","v":0},{"$f":"AND($I394>176.78,$I394<353.55)","v":false},{"$f":"IF($AG394=TRUE,$L394,0)","v":0},{"$f":"10^(LOG10(353.55/$I394)/LOG10(2)*70/20)*$L394","v":2.9902122003366182E-12},{"$f":"IF($I394>353.55,AI394,0)","v":2.9902122003366182E-12},{"$f":"10^(LOG10($I394/353.55)/LOG10(2)*70/20)*$L394","v":22052283778.180634},{"$f":"IF($I394<353.55,AK394,0)","v":0},{"$f":"AND($I394>353.55,$I394<707.1)","v":false},{"$f":"IF($AM394=TRUE,$L394,0)","v":0},{"$f":"10^(LOG10(707.1/$I394)/LOG10(2)*70/20)*$L394","v":9.4558812402873757E-9},{"$f":"IF($I394>707.1,AO394,0)","v":9.4558812402873757E-9},{"$f":"10^(LOG10($I394/707.1)/LOG10(2)*70/20)*$L394","v":6973544.434743451},{"$f":"IF($I394<707.1,AQ394,0)","v":0},{"$f":"AND($I394>707.1,$I394<1414.2)","v":false},{"$f":"IF($AS394=TRUE,$L394,0)","v":0},{"$f":"10^(LOG10(1414.2/$I394)/LOG10(2)*70/20)*$L394","v":2.9902122003366204E-5},{"$f":"IF($I394>1414.2,AU394,0)","v":2.9902122003366204E-5}]
[null,20,6,1111.4942711235237,null,386,16,19,3089.7807409535812,{"$f":"IF(ABS(I395-I394)>0.0001,1,$M$2)","v":1},0.22963720494048531,0.22963720494048531,1.8533143478609427E+24,0,false,0,8.7886451469633929E-23,8.7886451469633929E-23,5.8484693930810343E+20,0,false,0,2.8509237928737764E-19,2.8509237928737764E-19,1.8508971099240909E+17,0,false,0,8.2199849329120256E-16,8.2199849329120256E-16,64152484856437.672,0,false,0,2.5985327972198054E-12,2.5985327972198054E-12,20293469433.71207,0,false,0,8.2172822138630878E-9,8.2172822138630878E-9,6417358.5037537161,0,false,0,2.5985327972198163E-5,2.5985327972198163E-5]
[null,20,7,1205.5921008918624,null,387,20,18,3126.5329911539329,1,0.8509773829708186,0.8509773829708186,7.8801107394615629E+24,0,false,0,2.8385086886600712E-22,2.8385086886600712E-22,2.4867117943064153E+21,0,false,0,9.2077582169488655E-19,9.2077582169488655E-19,7.8698328809602816E+17,0,false,0,2.6548459133985375E-15,2.6548459133985375E-15,272770070260252.5,0,false,0,8.3925995410397608E-12,8.3925995410397608E-12,86285840613.11644,0,false,0,2.6539730039369199E-8,2.6539730039369199E-8,27285978.615970701,0,false,0,8.3925995410397372E-5,8.3925995410397372E-5]
[null,20,8,1313.1121240361153,null,388,12,20,3129.531549028206,1,0.13489895112069034,0.13489895112069034,1.2631743683396206E+24,0,false,0,4.4497985940316206E-23,4.4497985940316206E-23,3.9861757072595105E+20,0,false,0,1.4434576061594929E-19,1.4434576061594929E-19,1.2615268372515816E+17,0,false,0,4.161878968349407E-16,4.161878968349407E-16,43724786693351.594,0,false,0,1.3156689562792229E-12,1.3156689562792229E-12,13831539405.570892,0,false,0,4.1605105486188147E-9,4.1605105486188147E-9,4373916.8067975678,0,false,0,1.3156689562792214E-5,1.3156689562792214E-5]
[null,20,9,1434.0543405562828,null,389,17,19,3156.8460099892104,1,0.72784913918597383,0.72784913918597383,7.540084135480992E+24,0,false,0,2.1701665577803843E-22,2.1701665577803843E-22,2.3794102354257233E+21,0,false,0,7.0397420428480645E-19,7.0397420428480645E-19,7.530249766346432E+17,0,false,0,2.0297481703454582E-15,2.0297481703454582E-15,261000047766318.94,0,false,0,6.416516859564416E-12,6.416516859564416E-12,82562608500.6073,0,false,0,2.0290807921094432E-8,2.0290807921094432E-8,26108589.242669694,0,false,0,6.4165168595644315E-5,6.4165168595644315E-5]
[null,20,10,1568.4187504523643,null,390,13,20,3180.8266018390686,1,0.11127014614377873,0.11127014614377873,1.2587106760583539E+24,0,false,0,3.0382108782159312E-23,3.0382108782159312E-23,3.9720897170888458E+20,0,false,0,9.8555665129642183E-20,9.8555665129642183E-20,1.2570689668679059E+17,0,false,0,2.8416265788787076E-16,2.8416265788787076E-16,43570275964069.062,0,false,0,8.9830576612163514E-13,8.9830576612163514E-13,13782662752.25197,0,false,0,2.8406922562068837E-9,2.8406922562068837E-9,4358460.6519081453,0,false,0,8.9830576612163577E-6,8.9830576612163577E-6]
[null,20,11,1716.2053537243601,null,391,18,19,3227.8538330810302,1,0.55551615087488615,0.55551615087488615,7.4533459149154713E+24,0,false,0,1.278876525176362E-22,1.278876525176362E-22,2.3520384175377555E+21,0,false,0,4.148511463149435E-19,4.148511463149435E-19,7.4436246765715213E+17,0,false,0,1.1961281394592147E-15,1.1961281394592147E-15,257997603854024,0,false,0,3.7812456171512311E-12,3.7812456171512311E-12,81612840087.162964,0,false,0,1.1957348542727001E-8,1.1957348542727001E-8,25808246.099052928,0,false,0,3.7812456171512331E-5,3.7812456171512331E-5]
[null,20,12,1877.4141503722703,null,392,14,20,3236.0642087061233,1,0.25492949583571556,0.25492949583571556,3.5229145954314598E+24,0,false,0,5.6980279149634516E-23,5.6980279149634516E-23,1.1117195639045234E+21,0,false,0,1.848367192392691E-19,1.848367192392691E-19,3.5183197338969862E+17,0,false,0,5.3293428992857691E-16,5.3293428992857691E-16,121945705268395.94,0,false,0,1.684732079736146E-12,1.684732079736146E-12,38575301455.190651,0,false,0,5.3275906191186189E-9,5.3275906191186189E-9,12198581.402601035,0,false,0,1.6847320797361379E-5,1.6847320797361379E-5]
[null,20,13,2052.0451403960951,null,393,15,20,3295.2443696293694,1,0.16373017792830863,0.16373017792830863,2.7933094070877633E+24,0,false,0,2.9643189945005097E-23,2.9643189945005097E-23,8.8147942045631998E+20,0,false,0,9.6158707170116369E-20,9.6158707170116369E-20,2.7896661538663872E+17,0,false,0,2.7725157932401166E-16,2.7725157932401166E-16,96690418246839.922,0,false,0,8.7645820258116475E-13,8.7645820258116475E-13,30586251672.34153,0,false,0,2.7716041940937446E-9,2.7716041940937446E-9,9672222.0371733513,0,false,0,8.7645820258116518E-6,8.7645820258116518E-6]
[null,20,14,2240.0983237958339,null,394,19,19,3302.804210229041,1,0.12859670267576204,0.12859670267576204,2.2531552480388635E+24,0,false,0,2.2670184919271708E-23,2.2670184919271708E-23,7.1102398366604683E+20,0,false,0,7.3539172983369878E-20,7.3539172983369878E-20,2.2502165062385837E+17,0,false,0,2.1203334000477764E-16,2.1203334000477764E-16,77992979494195.203,0,false,0,6.7028783215942644E-13,6.7028783215942644E-13,24671657675.482059,0,false,0,2.1196362375204286E-9,2.1196362375204286E-9,7801863.1906498745,0,false,0,6.7028783215942328E-6,6.7028783215942328E-6]
[null,20,15,2441.5737005714873,null,395,16,20,3358.3670846088062,1,7.8308693903554744E-2,7.8308693903554744E-2,1.6657543385288256E+24,0,false,0,1.137091783005832E-23,1.137091783005832E-23,5.2565897827974657E+20,0,false,0,3.6885799399611302E-20,3.6885799399611302E-20,1.6635817310673798E+17,0,false,0,1.0635174327041173E-16,1.0635174327041173E-16,57660094252415.453,0,false,0,3.3620316239650633E-13,3.3620316239650633E-13,18239719987.072781,0,false,0,1.063167749724436E-9,1.063167749724436E-9,5767905.9042846803,0,false,0,3.3620316239650774E-6,3.3620316239650774E-6]
[null,20,16,2656.4712707230547,null,396,20,19,3381.6971414332438,1,0.69423738748387465,0.69423738748387465,1.6005355348444252E+25,0,false,0,9.3011615898859471E-23,9.3011615898859471E-23,5.0507800249214289E+21,0,false,0,3.0171775551925319E-19,3.0171775551925319E-19,1.5984479908621919E+18,0,false,0,8.6993395283299278E-16,8.6993395283299278E-16,554025450565396.87,0,false,0,2.7500681890553835E-12,2.7500681890553835E-12,175255854417.91721,0,false,0,8.6964791981895393E-9,8.6964791981895393E-9,55420767.323950015,0,false,0,2.7500681890553853E-5,2.7500681890553853E-5]
[null,20,17,2884.7910342505375,null,397,17,20,3425.4323536444344,1,0.24820418565559543,0.24820418565559543,6.6443368695456344E+24,0,false,0,2.8638684971523695E-23,2.8638684971523695E-23,2.0967409475736405E+21,0,false,0,9.2900221839249967E-20,9.2900221839249967E-20,6.6356708042530739E+17,0,false,0,2.6785648416545514E-16,2.6785648416545514E-16,229993751948538.37,0,false,0,8.467580716177114E-13,8.467580716177114E-13,72754331894.660034,0,false,0,2.6776841334439601E-9,2.6776841334439601E-9,23006939.843095798,0,false,0,8.4675807161771467E-6,8.4675807161771467E-6]
[null,20,18,3126.5329911539329,null,398,18,20,3496.4401767362551,1,0.18943683027589828,0.18943683027589828,6.4373852919500399E+24,0,false,0,1.7218917551103719E-23,1.7218917551103719E-23,2.0314336256498464E+21,0,false,0,5.5855960632265048E-20,5.5855960632265048E-20,6.4289891491372326E+17,0,false,0,1.6104785261472285E-16,1.6104785261472285E-16,222830122117994.62,0,false,0,5.0911057666979086E-13,5.0911057666979086E-13,70488248151.747513,0,false,0,1.609949003158318E-9,1.609949003158318E-9,22290341.243467655,0,false,0,5.0911057666978927E-6,5.0911057666978927E-6]
[null,20,19,3381.6971414332438,null,399,19,20,3571.390553884266,1,4.3852823541605884E-2,4.3852823541605884E-2,1.9069506678659822E+24,0,false,0,3.1148861518018455E-24,3.1148861518018455E-24,6.0177285240370679E+20,0,false,0,1.0104291268755255E-20,1.0104291268755255E-20,1.904463473233679E+17,0,false,0,2.9133406580187551E-17,2.9133406580187551E-17,66009106325349.039,0,false,0,9.2097629267231905E-14,9.2097629267231905E-14,20880777799.298321,0,false,0,2.9123827558623757E-10,2.9123827558623757E-10,6603081.71616608,0,false,0,9.2097629267232459E-7,9.2097629267232459E-7]
[null,20,20,3650.2834850884683,null,400,20,20,17102.05123945621,1,0.23674222601240905,0.23674222601240905,8.3417674518533926E+32,0,false,0,2.0752952321107742E-31,2.0752952321107742E-31,2.6323959388040265E+29,0,false,0,6.7319916272945799E-28,6.7319916272945799E-28,8.3308874644576234E+25,0,false,0,1.9410153958928275E-24,1.9410153958928275E-24,2.8875031952814649E+22,0,false,0,6.1360114492926161E-21,6.1360114492926161E-21,9.134090123604948E+18,0,false,0,1.9403771928635479E-17,1.9403771928635479E-17,2888452914384070.5,0,false,0,6.1360114492926194E-14,6.1360114492926194E-14]