{"text_format":"1","workbook":"xlsx","n_sheets":18,"sheets":["pldt","表紙","簡易説明書","床衝撃音計算シート","ボイド換算シート","加振力・吸音率設定シート","純ラーメン構造用説明書","計算表（参考）","計算表s-1","計算表s-2","計算表s-3","計算表s-4","計算表s-5","計算表c-1","計算表c-2","計算表c-3","計算表c-4","計算表c-5"],"not_rendered":{"charts":1,"images":5,"macros":1,"external_links":0,"defined_names":5,"comments":1,"pivot_tables":0},"unopened":[{"sheet":"pldt","index":0,"reason":"part_missing"}],"bounds":{"document_bytes":16777216,"sheet_cells":100000,"rows_first":2000,"rows_last":500,"rows_between":2000,"halvings":0,"cell_chars":16384,"cell_head_chars":4096},"cells_cut":0,"cells_raw":0,"read":"whole","date_system":"1900"}

{"sheet":"表紙","index":1,"n_rows":0,"n_cols":0,"rows_kept":0,"cut":false,"hidden":false,"merged":[[3,2,3,3],[0,3,0,4],[1,3,1,4]]}

{"sheet":"簡易説明書","index":2,"n_rows":44,"n_cols":4,"rows_kept":44,"cut":false,"hidden":false,"merged":[[3,2,3,3],[0,3,0,4],[43,3,43,4]]}
[]
[]
[]
[null,null,"＜拡散度法による床衝撃音計算プログラム・簡易説明書＞"]
[]
[null,null,null,"　床衝撃音の性能を推定するためには、基本となる床構造の性能を把握することが最も重要です。このソフトの＜床衝撃音計算シート＞により、各種条件下の床構造の重量床衝撃音性能を計算できます。設計時の条件検討ツールとしてご利用下さい。ただし、これは性能を保証するものではありませんので、この点は予めご承知おき下さい。なお、純ラーメン構造に関しては、純ラーメン構造説明書の欄を参照して下さい。"]
[]
[null,null,null,"1.入力データに関して"]
[null,null,null,"■入力データは、各項目欄の単位に合わせて、以下の図の要領で入力して下さい。"]
[]
[]
[]
[]
[]
[]
[]
[]
[]
[]
[]
[]
[]
[]
[]
[]
[null,null,null,"■加振点位置の入力では、x，y の２方向に関して、各々の加振点から一番距離の近い端部または小梁までの距離を入力してください。"]
[null,null,null,"■加振点位置の入力で小梁がある場合は、梁せいの欄の小さなカラムに１を入れて下さい。小梁が無い場合は０を入れて下さい。X方向端部に小梁がある場合はｘ方向欄に、ｙ方向端部に梁がある場合はｙ方向欄に１を入れて下さい。"]
[null,null,null,"■小梁の条件は、梁せいのみ入力し、梁幅は無視して下さい。"]
[null,null,null,"■加振点が５点未満の時は、不要なセルにｘ方向、ｙ方向とも0.0000001のような十分に小さい値を入れておいて下さい。ただし、０は不適です。"]
[]
[null,null,null,"２．参考値"]
[null,null,null,"■参考値はそれぞれ自動的に計算されて結果が表示されます。"]
[null,null,null,"■固有振動数の計算値は、小梁のない平板の時の値です。"]
[]
[null,null,null,"３．計算結果"]
[null,null,null,"■入力データの欄に条件を入力し、　　　　　のボタンを押す（マウス左をクリック）と最終的な計算結果が表示されます。"]
[null,null,null,"■最下欄の決定周波数は、低い周波数を優先的に１つだけ表示しています。"]
[]
[null,null,null,"４．その他"]
[null,null,null,"■ボイドスラブの計算の場合には、＜ボイド換算＞シートを用いて、均質板に換算したときの板厚と単位体積重量を求めて、＜床衝撃音計算シート＞にデータ入力して下さい。"]
[null,null,null,"■加振力と室内平均吸音率は＜加振力・吸音率設定シート＞で変更可能です。必要に応じて値を入力して下さい。"]
[null,null,null,"■このソフトは、裸床スラブの重量床衝撃音計算用ですから、実際の床衝撃音性能を推定するには、計算結果に床仕上げ材の床衝撃音改善量を考慮することが必要です。ただし、床仕上げがカーペットなどの場合には、裸床の場合と結果は殆ど変わりません。"]
[]
[null,null,null,"八戸工業大学　橋本研究室　"]

{"sheet":"床衝撃音計算シート","index":3,"n_rows":55,"n_cols":18,"rows_kept":55,"cut":false,"hidden":false,"merged":[[0,6,0,12],[4,7,4,8],[4,2,4,4],[14,9,14,10],[10,4,10,6],[2,3,2,10],[6,9,6,10],[8,9,8,10],[10,9,10,10],[12,9,12,10],[9,2,9,6],[11,2,11,6],[52,3,52,4],[22,6,22,7],[48,3,49,3],[26,3,26,4],[24,6,24,7],[26,6,26,7],[24,3,24,4],[33,5,33,9],[15,9,15,11],[54,6,54,11],[31,5,31,9],[32,9,32,10],[52,6,52,8],[15,2,15,5],[16,3,16,4],[20,3,20,4],[18,6,18,7],[20,6,20,7],[18,3,18,4],[28,2,28,9],[48,2,49,2],[52,9,52,10],[22,3,22,4],[30,9,30,10]]}
[null,null,null,null,null,null,"         　　　 ＜新・拡散度法 （純ラーメン構造対応版）＞"]
[]
[null,null,"物件名"]
[]
[null,null,"＜入力データ：純ラーメン=1、他＝0",null,null,"純ラーメン構造指定",0,"＞"]
[]
[null,null,"動的ヤング率(N/m2)",29000000000,null,"単位体積重量(kg/m3)",1684,null,null,"ポアソン比",null,0.16]
[null,null,null,"（ｘ方向）",null,"（ｙ方向）"]
[null,null,"スラブ寸法(m)",8,"×",6.5,null,null,null,"板　厚(mm)",null,244]
[null,null,"＊ 純ラーメン構造の場合は大梁芯々寸法、それ以外は壁芯寸法を入力"]
[null,null,"拘束条件",0.8,"（単純支持0、周辺固定1）",null,null,null,null,"減衰定数",null,0.03]
[null,null,"＊ 純ラーメン構造の場合は0.3、それ以外は0.8を推奨"]
[null,null,"室寸法(m)",4.8,"×",3,null,null,null,"天井高さ(m)",null,2.4]
[]
[null,null,"大梁・梁巾(m)",null,null,"大梁・梁せい(mm)",null,null,null,"端部フリー条件"]
[null,null,"＊ 純ラーメン構造以外の場合はこの行の大梁関連データーは入力不要",null,null,null,null,null,null,"　＊片側のみフリーは 1、両側フリーは 2"]
[null,null,"加振点数",5]
[null,null,null,"（ｘ方向）",null,"（ｙ方向）",null,null,null,"（ｘ方向）",null,"（ｙ方向）"]
[null,null,"加振点位置１(m)",1.2,null,0.75,"小梁・梁せい(m)",null,0,0,0,0]
[]
[null,null,"加振点位置２(m)",2.4,null,1.5,"小梁・梁せい(m)",null,0,0,0,0]
[]
[null,null,"加振点位置３(m)",3.6,null,0.75,"小梁・梁せい(m)",null,0,0,0,0]
[]
[null,null,"加振点位置４(m)",1.2,null,0.75,"小梁・梁せい(m)",null,0,0,0,0,null,null,null,null,null," "]
[]
[null,null,"加振点位置5(m)",3.6,null,0.75,"小梁・梁せい(m)",null,0,0,0,0]
[]
[null,null,"＜参考値：固有振動数、等価寸法倍率は純ラーメン構造の時のみ表示。固有振動数(s),(c)は参考表示＞"]
[]
[null,null,"固有振動数(Hz)",{"$f":"IF(G5=1,'計算表（参考）'!BM34,\"＊\")","v":"＊"},null,"固有振動数(s)(Hz)",{"$f":"IF(G5=0,'計算表（参考）'!R37,\"＊\")","v":18.267555054935247},null,null,"固有振動数(c)(Hz)",null,{"$f":"IF(G5=0,'計算表（参考）'!R38,\"＊\")","v":34.804618236215561}]
[null,null,null,null,null,"＊ 固有振動数の(s)は単純支持、(c)は周辺固定"]
[null,null,"等価寸法倍率",{"$f":"IF(G5=1,'計算表（参考）'!BM80,\"＊\")","v":"＊"},null,"曲げ波波長(m/s)",{"$f":"'計算表（参考）'!Z47","v":5.432990040493344},null,null,"ｺｲﾝｼﾃﾞﾝｽ周波数(Hz)",null,{"$f":"'計算表（参考）'!R39","v":62.164102706905929}]
[null,null,null,null,null,"＊ 周波数63Hzの場合"]
[]
[null,null,"＜計算結果＞"]
[]
[null,null,"中心周波数","床衝撃音レベル"]
[null,null,"(Hz)","(dB)"]
[null,null,31.5,{"$f":"'計算表（参考）'!C20","v":50.747494089932438}]
[null,null,63,{"$f":"'計算表（参考）'!E20","v":72.218110180126899}]
[null,null,125,{"$f":"'計算表（参考）'!F20","v":57.067423606564191}]
[null,null,250,{"$f":"'計算表（参考）'!G20","v":46.037170618298973}]
[null,null,500,{"$f":"'計算表（参考）'!H20","v":37.03814852939832}]
[null,null,"1K",{"$f":"'計算表（参考）'!I20","v":30.171804941271713}]
[null,null,"2K",{"$f":"'計算表（参考）'!J20","v":22.015845674416695}]
[null,null,"4K",{"$f":"'計算表（参考）'!K20","v":15.118104861682367}]
[]
[null,null,"騒音レベル\n(dB)",{"$f":"'計算表（参考）'!M20","v":48.029982191379553}]
[null,null,null,{"$f":"'計算表（参考）'!K23","v":17}]
[]
[]
[null,null,"Ｌ数",{"$f":"'計算表（参考）'!M22","v":49.218110180126899},null,"Ｌ等級",{"$f":"'計算表（参考）'!M24","v":50},null,null,"決定周波数(Hz)",null,{"$f":"'計算表（参考）'!M26","v":63}]
[]
[null,null,null,null,null,null,"　　　作成：八戸工業大学・橋本研究室（騒音問題総合研究所改訂）"]

{"sheet":"ボイド換算シート","index":4,"n_rows":62,"n_cols":14,"rows_kept":62,"cut":false,"hidden":false,"merged":[[0,1,0,14],[22,7,22,8],[25,7,25,8],[47,7,47,8],[50,7,50,8],[41,12,41,13],[43,12,43,13],[45,12,45,13],[41,10,41,11],[43,10,43,11],[45,10,45,11]]}
[null,"                                                                                               ＜新・拡散度法 （純ラーメン構造対応版）＞"]
[]
[]
[null,null,"   ＜ボイドスラブ換算用シート＞"]
[]
[]
[]
[null,null,null,"１） 丸形１方向中空スラブの場合"]
[null,null,null,null,null,null,"ｂ"]
[]
[null,null,null,null,null,null,null,"　ｄ"]
[null,null,null,null,null,null,null,null,"ｈ"]
[null,null,null,null,null,null,"ｒ"]
[]
[null,null,null,null,null,null,"　　　ｒ"]
[null,null,null,null,"入力条件"]
[null,null,null,null,"　b　(mm)",250,null,"　d　(mm)",125]
[]
[null,null,null,null,"　h　(mm)",250,null,"　r　(mm)",62.5]
[]
[]
[null,null,null,null,"換算前の"]
[null,null,null,null,"板厚(mm)",{"$f":"F19","v":250},null,"単位体積重量(kg/m3)",null,2300]
[]
[null,null,null,null,"換算後の"]
[null,null,null,null,"板厚(mm)",{"$f":"((F17*F19^3/12-(3.14*I19^4/4+(F19/2-I17)^2*3.14*I19^2))*12/F17)^(1/3)","v":246.89519409664524},null,"単位体積重量(kg/m3)",null,{"$f":"((F17*F19-3.14*I19^2)*J23)/F17/F26","v":1871.8721994203438}]
[]
[]
[null,null,null,"２） ２方向中空スラブの場合（ボイドスラブ、ハーフPCなど）"]
[]
[null,null,null,null,"<ｘ方向>",null,null,null,"<ｙ方向>"]
[null,null,null,null,null,null,null,null,null,null,null,"ｄ１"]
[null,null,null,null,null,null,null,null,null,null,null,null,null,"ｈ"]
[null,null,null,null,null,null,null,null,null,null,null,"ｄ２"]
[]
[]
[null,null,null,null,null,"ｂｘ",null,null,null,"ｂｙ"]
[null,null,null,null,null,"ｔｘ",null,null,null,"ｔｙ"]
[]
[]
[null,null,null,null,"入力条件"]
[null,null,null,null," tx (mm)",1350,null," ty (mm)",580,null,"   h   (mm)  ",null,250]
[]
[null,null,null,null," bx (mm)",1200,null," by (mm)",430,null,"   d1  (mm)",null,60]
[]
[null,null,null,null,null,null,null,null,null,null,"   d2  (mm)",null,120]
[null,null,null,null,"換算前の"]
[null,null,null,null,"板厚(mm)",{"$f":"M42","v":250},null,"単位体積重量(kg/m3)",null,2400]
[]
[null,null,null,null,"換算後の"]
[null,null,null,null,"板厚(mm)",{"$f":"(12*((F42*I42-F44*I44)*M42^3/12+F44*I44*(M42^3/12-(M46^3/12+(M42/2-M44-M46/2)^2*M46)))/(F42*I42))^(1/3)","v":243.63964791789971},null,"単位体積重量(kg/m3)",null,{"$f":"((F42*I42*M42-F44*I44*M46)*J48)/F42/I42/F51","v":1683.6623269540812}]
[]
[]
[]
[]
[]
[]
[]
[]
[]
[]
[null,null,null,null,null,null,null,null,null,null,"作成：八戸工業大学・橋本研究室"]

{"sheet":"加振力・吸音率設定シート","index":5,"n_rows":10,"n_cols":13,"rows_kept":10,"cut":false,"hidden":false,"merged":[[0,5,0,13],[13,2,13,12],[9,2,9,12],[7,2,7,4],[8,2,8,4],[6,2,6,4],[3,2,3,12],[4,2,4,12],[5,2,5,5],[2,1,2,12]]}
[null,null,null,null,null,"　　　　　　　　　　　　　　　　　　＜新・拡散度法 （純ラーメン構造対応版）＞"]
[]
[null," ＜加振力および室内平均吸音率の設定シート＞"]
[null,null,"　条件によっては、加振力や室内平均吸音力を変更すべき場合があると思います。その設定、変更を行うため、床衝撃音計算シートとは別枠で設定シートを設けました。ここでの設定値は、床衝撃音計算シートでの計算に直接反映されます。必要に応じて、色つきの下表の青色欄に数値を入力してください。"]
[null,null,"■加振力、室内平均吸音率のデフォルト値は、以下の値になっています。これは、ＪＩＳの衝撃力特性とは若干異なっています。必要なら随時、修正してください。\n　また、室内平均吸音率も平均的な値を入れてありますが、現場等の状況に合わせて変更すれば、予測精度の向上が期待できます。"]
[null,null,"＜データー入力表＞"]
[null,null,"周波数(Hz)",null,null,31.5,63,125,250,500,1000,2000,4000]
[null,null,"加振力(dB)",null,null,47,38,23,13,5,0,-5,-10]
[null,null,"室内平均吸音率",null,null,0.1,0.1,0.1,0.1,0.15,0.15,0.2,0.2]
[null,null,"\n＜参考＞\n■加振力のＪＩＳの衝撃力特性については、バングマシーンに相当する衝撃特性(1)、インパクトボールに相当する衝撃力特性(2)が、それぞれ下記の表の通りとなります。ご参考下さい。"]

{"sheet":"純ラーメン構造用説明書","index":6,"n_rows":18,"n_cols":9,"rows_kept":18,"cut":false,"hidden":false,"merged":[[0,8,0,14],[2,1,2,13],[7,3,7,5],[4,2,4,12],[6,2,6,12],[12,2,12,12],[16,2,16,12],[17,2,17,12],[8,3,8,5],[9,3,9,5],[15,2,15,12]]}
[null,null,null,null,null,null,null,null,"　＜新・拡散度法（純ラーメン構造対応版）＞"]
[]
[null,"　　＜純ラーメン構造用説明書＞"]
[]
[null,null,"　純ラーメン構造の床衝撃音性能には、通常の小梁付きスラブや大型スラブなどとは異なる下記の２つの特徴があります。\n\n ①　大梁の下にRC造の界壁がないために生じる大梁と床スラブの連成振動の影響。\n ②  床スラブの１次の固有振動数が高くなりやすいため生じる46Hz共振現象の影響。\n\n　これまでの拡散度法計算ソフトでは、これらの影響は組み込まれていませんでしたが、今回の＜純ラーメン構造対応版＞では、新たな研究の成果を基に純ラーメン構造の床衝撃音性能評価が可能となりました。概要を以下に示しますが、詳細は最後に挙げた技術資料をご参照ください。"]
[]
[null,null,"■　大梁と床スラブの連成振動の評価方法\n　純ラーメン構造の場合、重量床衝撃を受けると下図のように床スラブだけでなく大梁も振動します。これを「大梁と床スラブの連成振動」と呼びます。このため床衝撃音の計算ではスラブ面積を大梁で囲まれた部分よりも広くとる必要があります。床スラブを大梁内々寸法の何倍にとるかの数値を「等価寸法倍率」と呼び、これは研究により求められています（技術資料J-01）。当ソフトでは、これらに関する計算を自動的に行います。また、連成対象の大梁は変位があるため計算上は小梁として入力します。連成対象大梁は長辺側大梁となります。\n　下図の床スラブの場合は、片側がフリーで反対側が固定された状態ですが、両側ともフリーの条件の場合もあります。これらも入力条件（端部フリー条件）として考慮できます。"]
[]
[]
[]
[]
[]
[null,null,"■　46Hz共振現象の評価方法\n　重量床衝撃音性能では、床スラブの１次の固有振動数が46Hz前後の場合に、性能が大幅に悪化する傾向があります。これを「46Hz共振現象」と呼びます。従来の小梁付スラブや大型スラブでは、１次固有振動数は20～30Hz前後であったために、この現象の影響はあまり見られませんでしたが、純ラーメン構造では小スラブ面積の場合も多いため、この現象による性能低下が際立ってきます。下図は重量床衝撃音63Hz帯域に関する拡散度法の計算値と実測値の差を比較したものですが（70ｄB以下は影響が無いため省略）、誤差の大きいものの殆どが1次固有振動数が46Hz近辺である事が分かっています。\n　拡散度法ソフトでは、純ラーメン構造の1次の固有振動数の計算方法を独自に開発し、新たにソフトに組み込んでいます。この計算結果が46Hz共振現象の対象となる場合（44.5～50.0Hz）には、下図の共振による増幅の影響を自動的に考慮します。純ラーメン構造の1次固有振動数の算定方法に関しては拡散度法マニュアルをご参照下さい。"]
[]
[]
[null,null,"■　拘束条件について\n　床衝撃音計算シートでは、純ラーメン構造の拘束条件として0.3を推奨していますが、加振点が拘束端からかなり離れていてもともと拘束の弱い場合などは、0.3では拘束が弱くなりすぎる場合などもありますので、そのような場合には、適宜、拘束条件の数値を大きくするなどの対応を行って検討して下さい。"]
[null,null,"■　純ラーメン構造以外の場合の計算について\n　当ソフトの床衝撃音計算シートでは、最初に純ラーメン構造かどうかの条件入力欄があります。ここに純ラーメン構造以外の指定（数値0）を入れた場合には、これまでの拡散度法のソフトと全く同じ計算となります。この場合には、大梁の条件等の入力は必要ありません。"]
[null,null,"＜参考資料＞\n　純ラーメン構造の床衝撃音性能評価に関する詳細は、拡散度法のマニュアル「拡散度法による床衝撃音予測計算法」がAmazonから発売されていますので、そちらをご参照ください。\n"]

{"sheet":"計算表（参考）","index":7,"n_rows":117,"n_cols":66,"rows_kept":117,"cut":false,"hidden":true,"merged":[[1,62,1,65],[79,62,79,63],[80,62,80,63],[63,62,63,63],[31,51,35,51],[15,50,25,50],[15,51,19,51],[20,51,24,51],[70,62,70,63],[58,62,58,63],[56,62,56,63],[57,62,57,63],[16,62,16,63],[60,62,60,63],[62,62,62,63],[65,62,65,65],[73,62,73,63],[75,62,75,63],[77,62,77,65],[55,62,55,63],[71,62,71,63],[15,62,15,63],[8,62,8,63],[9,62,9,63],[16,23,21,23],[18,21,45,21],[8,23,9,23],[10,23,11,23],[12,23,13,23],[28,23,33,23],[28,22,30,22],[6,23,7,23],[12,36,13,36],[17,34,17,36],[40,22,42,22],[40,23,45,23],[34,22,36,22],[27,36,30,36],[29,35,30,35],[8,32,8,33],[9,32,9,33],[10,32,10,33],[13,32,13,33],[23,35,24,35],[45,36,46,36],[10,36,11,36],[31,36,34,36],[35,36,38,36],[87,23,96,23],[92,22,96,22],[97,22,101,22],[97,23,106,23],[102,22,106,22],[67,22,71,22],[14,23,15,23],[43,22,45,22],[47,22,48,22],[22,23,27,23],[59,22,60,22],[61,22,62,22],[55,22,56,22],[55,23,58,23],[51,23,54,23],[53,22,54,22],[51,22,52,22],[46,21,46,23],[47,23,50,23],[49,22,50,22],[22,22,24,22],[6,21,15,21],[16,22,18,22],[19,22,21,22],[25,2,25,3],[82,22,86,22],[112,22,116,22],[87,22,91,22],[72,22,76,22],[31,22,33,22],[47,21,66,21],[67,21,116,21],[27,35,28,35],[37,35,38,35],[35,35,36,35],[33,35,34,35],[81,34,81,36],[79,34,80,35],[67,23,76,23],[77,22,81,22],[77,23,86,23],[57,22,58,22],[63,23,66,23],[63,22,64,22],[65,22,66,22],[59,23,62,23],[107,22,111,22],[107,23,116,23],[1,1,1,4],[4,36,5,36],[4,21,4,23],[5,21,5,23],[1,16,1,17],[3,21,3,23],[23,36,26,36],[21,35,22,35],[25,22,27,22],[3,34,3,36],[14,34,14,36],[15,34,15,36],[4,34,13,34],[6,36,7,36],[8,36,9,36],[16,34,16,36],[18,34,18,36],[19,34,38,34],[25,35,26,35],[34,23,39,23],[37,22,39,22],[19,35,20,35],[19,36,22,36],[31,35,32,35],[103,50,113,50],[103,51,107,51],[108,51,112,51],[92,49,113,49],[92,50,102,50],[70,51,74,51],[75,51,79,51],[81,50,91,50],[81,51,85,51],[86,51,90,51],[92,51,96,51],[70,49,91,49],[70,50,80,50],[97,51,101,51],[39,34,43,36],[45,34,54,34],[48,49,69,49],[48,50,58,50],[48,51,52,51],[53,51,57,51],[69,34,78,34],[74,35,78,35],[53,36,54,36],[2,62,2,65],[35,62,35,65],[43,62,43,63],[47,62,47,63],[3,49,3,51],[4,50,14,50],[37,51,41,51],[37,50,47,50],[25,62,25,65],[27,62,27,63],[4,49,25,49],[4,51,8,51],[28,62,28,63],[42,62,42,63],[42,51,46,51],[9,51,13,51],[26,49,47,49],[26,50,36,50],[26,51,30,51],[46,62,46,63],[61,62,61,63],[67,62,67,63],[68,62,68,63],[30,62,30,63],[31,62,31,63],[37,62,37,63],[49,62,49,63],[59,34,68,34],[59,35,63,35],[64,35,68,35],[55,34,55,36],[49,36,50,36],[51,36,52,36],[33,62,33,63],[39,62,39,63],[41,62,41,63],[44,62,44,63],[59,50,69,50],[56,34,58,36],[47,36,48,36],[69,62,69,63],[64,51,68,51],[59,51,63,51],[69,35,73,35],[81,62,81,63],[82,62,82,63],[4,62,4,63],[5,62,5,63],[6,62,6,63],[7,62,7,63],[10,62,10,63],[11,62,11,63],[12,62,12,63],[17,62,17,63],[18,62,18,63],[20,62,20,63],[21,62,21,63],[22,62,22,63],[23,62,23,63],[14,62,14,63],[76,62,76,63],[72,62,72,63],[45,62,45,63],[74,62,74,63],[50,62,50,65],[54,62,54,63],[40,62,40,63],[59,62,59,63]]}
[]
[null,"<L等級算出＞",null,null,null,null,null,null,null,null,null,null,null,null,null,null,"<入力データ＞",null,null,null,null,"＜計算経過表＞",null,null,null,null,null,null,null,null,null,null,null,null,null,null,null,null,null,null,null,null,null,null,null,null,null,null,null,"＜小梁拘束計算＞",null,null,null,null,null,null,null,null,null,null,null,null,"＜純ラーメン構造関係計算＞"]
[null,null,null,null,null,null,null,null,null,null,null,null,null,null,null,null,null,null,null,null,null,null,null,null,null,null,null,null,null,null,null,null,null,null,null,null,null,null,null,null,null,null,null,null,null,null,null,null,null,null,null,null,null,null,null,null,null,null,null,null,null,null,"（固有振動数計算）"]
[null,null,null,null,63,125,250,500,1000,2000,4000,null,null,null,null,null,null,{"$f":"床衝撃音計算シート!D7","v":29000000000},null,null,null,"周波数(Hz)",null,null,31.5,63,125,250,500,1000,2000,4000,null,null,"周波数(Hz)",null,null,31.5,63,125,250,500,1000,2000,4000,null,null,null,null,"周波数(Hz)",null,null,31.5,63,125,250,500,1000,2000,4000]
[null,null,"L-85",null,108,98,91,85,82,81,81,null,null,null,null,null,null,{"$f":"床衝撃音計算シート!G7","v":1684},null,null,null,"加振力(dB)",null,null,{"$f":"加振力・吸音率設定シート!F8","v":47},{"$f":"加振力・吸音率設定シート!G8","v":38},{"$f":"加振力・吸音率設定シート!H8","v":23},{"$f":"加振力・吸音率設定シート!I8","v":13},{"$f":"加振力・吸音率設定シート!J8","v":5},{"$f":"加振力・吸音率設定シート!K8","v":0},{"$f":"加振力・吸音率設定シート!L8","v":-5},{"$f":"加振力・吸音率設定シート!M8","v":-10},"(可変）",null,"駆動点インピーダンス(dB)","ｓ",1,{"$f":"20*LOG10($R$41)+Y$49+BA$15","v":123.49993497113795},{"$f":"20*LOG10($R$41)+Z$49+BB$15","v":108.26165005904824},116.12139275009578,119.76560843064966,119.76560843064966,119.76560843064966,119.76560843064966,119.76560843064966,null,null,null,null,"小梁による端部拘束　　　　加振点１(dB)","s","x",{"$f":"-3*$BI5*LOG10($R$16/Y$47)-1.2*$BI5","v":-1.2191179820706333},-0.76757298857466183,-0.32121879324294955,0.13032620025302233,0.58187119374899399,1.0334161872449659,1.4849611807409375,1.9365061742369094,{"$f":"(R18-$R$7/1000)/($R$7/1000)","v":-1},null,"E",null,{"$f":"R4","v":29000000000}]
[null,null,"L-80",null,103,93,86,80,77,76,76,null,null,null,null,null,null,{"$f":"床衝撃音計算シート!L7","v":0.16},null,null,null,"室内平均吸音率",null,null,{"$f":"加振力・吸音率設定シート!F9","v":0.1},{"$f":"加振力・吸音率設定シート!G9","v":0.1},{"$f":"加振力・吸音率設定シート!H9","v":0.1},{"$f":"加振力・吸音率設定シート!I9","v":0.1},{"$f":"加振力・吸音率設定シート!J9","v":0.15},{"$f":"加振力・吸音率設定シート!K9","v":0.15},{"$f":"加振力・吸音率設定シート!L9","v":0.2},{"$f":"加振力・吸音率設定シート!M9","v":0.2},"(可変）",null,null,"ｃ",null,{"$f":"20*LOG10($R$41)+Y$51+BA$26","v":138.70373287434785},{"$f":"20*LOG10($R$41)+Z$51+BB$26","v":121.16912820455497},119.33291326536065,119.51179647208234,119.76560843064966,119.76560843064966,119.76560843064966,119.76560843064966,null,null,null,null,null,null,null,{"$f":"MAX(BA5,0)","v":0},{"$f":"MAX(BB5,0)","v":0},0,0.13032620025302233,0.58187119374899399,1.0334161872449659,1.4849611807409375,1.9365061742369094,null,null,"γ",null,{"$f":"R5","v":1684}]
[null,null,"L-75",null,98,88,81,75,72,71,71,null,null,null,null,null,null,{"$f":"床衝撃音計算シート!L9","v":244},null,null,null,"モード数","s",1,{"$f":"'計算表s-1'!C6","v":0.30066773061743135},{"$f":"'計算表s-1'!D6","v":1.1624022941818068},{"$f":"'計算表s-1'!E6","v":3.6569017924907583},{"$f":"'計算表s-1'!F6","v":8.2549914902312658},{"$f":"'計算表s-1'!G6","v":13.217277607542664},{"$f":"'計算表s-1'!H6","v":23.861533238028638},{"$f":"'計算表s-1'!I6","v":40.348963586551967},{"$f":"'計算表s-1'!J6","v":81.737501486933141},null,null,null,"ｓ",2,{"$f":"20*LOG10($R$41)+Y$53+BA$37","v":107.85369286464346},{"$f":"20*LOG10($R$41)+Z$53+BB$37","v":110.87610849731884},114.87442679276444,118.58602498129238,119.76560843064966,119.76560843064966,119.76560843064966,119.76560843064966,null,null,null,null,null,null,null,{"$f":"IF($Q$18=1,BA6)","v":false},{"$f":"IF($Q$18=1,BB6)","v":false},false,false,false,false,false,false,null,null,"σ",null,{"$f":"R6","v":0.16}]
[null,null,"L-70",null,93,83,76,70,67,66,66,null,null,null,null,"入力値","大梁内々",{"$f":"床衝撃音計算シート!L11","v":0.03},"採用値",null,null,null,"c",null,{"$f":"'計算表c-1'!C6","v":0.13800949132748586},{"$f":"'計算表c-1'!D6","v":0.59485903451349209},{"$f":"'計算表c-1'!E6","v":2.7505328234600954},{"$f":"'計算表c-1'!F6","v":7.5087310503791249},{"$f":"'計算表c-1'!G6","v":13.096627823329857},{"$f":"'計算表c-1'!H6","v":23.2047086950733},{"$f":"'計算表c-1'!I6","v":39.238297758749184},{"$f":"'計算表c-1'!J6","v":79.487553986874602},null,null,null,"ｃ",null,{"$f":"20*LOG10($R$41)+Y$55+BA$48","v":117.41744069980076},{"$f":"20*LOG10($R$41)+Z$55+BB$48","v":107.01898705366443},114.87069356400704,118.43130531895351,119.76560843064966,119.76560843064966,119.76560843064966,119.76560843064966,null,null,null,null,null,null,null,{"$f":"IF($Q$18=0,Y69)","v":1.5750034171204597},{"$f":"IF($Q$18=0,Z69)","v":0},0,0,0,0,0,0,null,null,"ｔ",null,{"$f":"R7","v":244}]
[null,null,"L-65",null,88,78,71,65,62,61,61,null,null,null,null,{"$f":"床衝撃音計算シート!D9","v":8},{"$f":"P9-床衝撃音計算シート!D15","v":8},{"$f":"MAX(S9,S10)","v":8},{"$f":"IF(床衝撃音計算シート!G5=1,Q9,P9)","v":8},null,null,null,"s",2,{"$f":"'計算表s-2'!C6","v":0.69684232332352092},{"$f":"'計算表s-2'!D6","v":1.8829412263204328},{"$f":"'計算表s-2'!E6","v":3.0233368230183015},{"$f":"'計算表s-2'!F6","v":5.9191004261346229},{"$f":"'計算表s-2'!G6","v":13.918222936482719},{"$f":"'計算表s-2'!H6","v":25.554214205914427},{"$f":"'計算表s-2'!I6","v":43.21122403124231},{"$f":"'計算表s-2'!J6","v":87.535767329673192},null,null,null,"ｓ",3,{"$f":"20*LOG10($R$41)+Y$57+BA$59","v":125.0760224626661},{"$f":"20*LOG10($R$41)+Z$57+BB$59","v":108.0733148144394},115.67462057731723,119.76560843064966,119.76560843064966,119.76560843064966,119.76560843064966,119.76560843064966,null,null,null,null,null,null,null,{"$f":"MAX(BA7,BA8)","v":1.5750034171204597},{"$f":"MAX(BB7,BB8)","v":0},0,0,0,0,0,0,null,null,"ｌｘ（大梁内々）",null,{"$f":"Q9","v":8}]
[null,null,"L-60",null,83,73,66,60,57,56,56,null,null,null,null,{"$f":"床衝撃音計算シート!F9","v":6.5},{"$f":"P10-床衝撃音計算シート!D15","v":6.5},{"$f":"MIN(S9,S10)*BM83","v":6.5},{"$f":"IF(床衝撃音計算シート!G5=1,Q10,P10)","v":6.5},null,null,null,"c",null,{"$f":"'計算表c-2'!C6","v":0.45508830071841322},{"$f":"'計算表c-2'!D6","v":1.3431213679946823},{"$f":"'計算表c-2'!E6","v":3.0217327111994297},{"$f":"'計算表c-2'!F6","v":5.710241792376106},{"$f":"'計算表c-2'!G6","v":12.99732274125552},{"$f":"'計算表c-2'!H6","v":24.208230145866871},{"$f":"'計算表c-2'!I6","v":40.935215139224219},{"$f":"'計算表c-2'!J6","v":82.925109120409914},null,null,null,"ｃ",null,{"$f":"20*LOG10($R$41)+Y$59+BA$70","v":132.80748494258884},{"$f":"20*LOG10($R$41)+Z$59+BB$70","v":118.68294152188938},118.04772701115087,119.22690283060662,119.76560843064966,119.76560843064966,119.76560843064966,119.76560843064966,null,null,null,null,null,null,"y",{"$f":"-3*$BI10*LOG10($R$17/Y$47)-1.2*$BI10","v":-1.8314779300384079},-1.379932936542436,-0.93357874121072393,-0.48203374771475205,-3.0488754218780389E-2,0.42105623927719149,0.87260123277316337,1.3241462262691353,{"$f":"(R19-$R$7/1000)/($R$7/1000)","v":-1},null,"ｌｙ（大梁内々）",null,{"$f":"Q10","v":6.5}]
[null,null,"L-55",null,78,68,61,55,52,51,51,null,null,null,null,null,null,{"$f":"床衝撃音計算シート!D13","v":4.8},null,null,null,null,"s",3,{"$f":"'計算表s-3'!C6","v":0.22384050885189302},{"$f":"'計算表s-3'!D6","v":1.1473756314907264},{"$f":"'計算表s-3'!E6","v":3.4051513900955475},{"$f":"'計算表s-3'!F6","v":8.290951739704898},{"$f":"'計算表s-3'!G6","v":14.575251923069635},{"$f":"'計算表s-3'!H6","v":22.534210209892329},{"$f":"'計算表s-3'!I6","v":38.10450980415586},{"$f":"'計算表s-3'!J6","v":77.190766501227117},null,null,null,"ｓ",4,{"$f":"20*LOG10($R$41)+Y$61+BA$81","v":123.49993497113795},{"$f":"20*LOG10($R$41)+Z$61+BB$81","v":108.26165005904824},116.12139275009578,119.76560843064966,119.76560843064966,119.76560843064966,119.76560843064966,119.76560843064966,null,null,null,null,null,null,null,{"$f":"MAX(BA10,0)","v":0},{"$f":"MAX(BB10,0)","v":0},0,0,0,0.42105623927719149,0.87260123277316337,1.3241462262691353,null,null,"sqrt(b/m)",null,{"$f":"SQRT(BM5*(BM8/1000)^3/12/(1-BM7^2)/(BM6*BM8/1000))","v":296.11371371177165}]
[null,null,"L-50",null,73,63,56,50,47,46,46,null,null,null,null,null,null,{"$f":"床衝撃音計算シート!F13","v":3},null,null,null,null,"c",null,{"$f":"'計算表c-3'!C6","v":0.29307212623919054},{"$f":"'計算表c-3'!D6","v":0.71217447450343407},{"$f":"'計算表c-3'!E6","v":2.3433685026862019},{"$f":"'計算表c-3'!F6","v":6.9465215572720016},{"$f":"'計算表c-3'!G6","v":14.390087821737184},{"$f":"'計算表c-3'!H6","v":21.336802290852781},{"$f":"'計算表c-3'!I6","v":36.079737630397283},{"$f":"'計算表c-3'!J6","v":73.089054738339286},null,null,null,"ｃ",null,{"$f":"20*LOG10($R$41)+Y$63+BA$92","v":138.70373287434785},{"$f":"20*LOG10($R$41)+Z$63+BB$92","v":121.16912820455497},119.33291326536065,119.51179647208234,119.76560843064966,119.76560843064966,119.76560843064966,119.76560843064966,null,null,null,null,null,null,null,{"$f":"IF($Q$19=1,BA11)","v":false},{"$f":"IF($Q$19=1,BB11)","v":false},false,false,false,false,false,false,null,null,"s",null,{"$f":"3.14/2*BM11*(1/BM9^2+1/BM10^2)","v":18.267555054935247}]
[null,null,"L-45",null,68,58,51,45,42,41,41,null,null,null,null,null,null,{"$f":"床衝撃音計算シート!L13","v":2.4},null,null,null,null,"s",4,{"$f":"'計算表s-4'!C6","v":0.30066773061743135},{"$f":"'計算表s-4'!D6","v":1.1624022941818068},{"$f":"'計算表s-4'!E6","v":3.6569017924907583},{"$f":"'計算表s-4'!F6","v":8.2549914902312658},{"$f":"'計算表s-4'!G6","v":13.217277607542652},{"$f":"'計算表s-4'!H6","v":23.861533237988745},{"$f":"'計算表s-4'!I6","v":40.348963586484508},{"$f":"'計算表s-4'!J6","v":81.737501486796475},null,null,null,"ｓ",5,{"$f":"20*LOG10($R$41)+Y$65+BA$103","v":125.0760224626661},{"$f":"20*LOG10($R$41)+Z$65+BB$103","v":108.0733148144394},115.67462057731723,119.76560843064966,119.76560843064966,119.76560843064966,119.76560843064966,119.76560843064966,null,null,null,null,null,null,null,{"$f":"IF($Q$19=0,Y71)","v":7.8210748863917559},{"$f":"IF($Q$19=0,Z71)","v":3.2153159527328476},0,0,0,0,0,0,null,null,"c",null,{"$f":"2*3.14/3*BM11*SQRT((1/BM9^2+1/BM10^2)^2+2*(1/BM9^4+1/BM10^4))","v":34.804618236215561}]
[null,null,"L-40",null,63,53,46,40,37,36,36,null,null,null,null,null,null,{"$f":"床衝撃音計算シート!D11","v":0.8},null,null,null,null,"c",null,{"$f":"'計算表c-4'!C6","v":0.13800949132748586},{"$f":"'計算表c-4'!D6","v":0.59485903451349209},{"$f":"'計算表c-4'!E6","v":2.7505328234600954},{"$f":"'計算表c-4'!F6","v":7.5087310503791249},{"$f":"'計算表c-4'!G6","v":13.096627823329857},{"$f":"'計算表c-4'!H6","v":23.2047086950733},{"$f":"'計算表c-4'!I6","v":39.238297758749184},{"$f":"'計算表c-4'!J6","v":79.487553986874602},null,null,null,"ｃ",null,{"$f":"20*LOG10($R$41)+Y$67+BA$114","v":132.80748494258884},{"$f":"20*LOG10($R$41)+Z$67+BB$114","v":118.68294152188938},118.04772701115087,119.22690283060662,119.76560843064966,119.76560843064966,119.76560843064966,119.76560843064966,null,null,null,null,null,null,null,{"$f":"MAX(BA12,BA13)","v":7.8210748863917559},{"$f":"MAX(BB12,BB13)","v":3.2153159527328476},0,0,0,0,0,0]
[null,null,"L-35",null,58,48,41,35,32,31,31,null,null,null,null,null,null,{"$f":"床衝撃音計算シート!D17","v":5},null,null,null,null,"s",5,{"$f":"'計算表s-5'!C6","v":0.22384050885189302},{"$f":"'計算表s-5'!D6","v":1.1473756314907264},{"$f":"'計算表s-5'!E6","v":3.4051513900955475},{"$f":"'計算表s-5'!F6","v":8.290951739704898},{"$f":"'計算表s-5'!G6","v":14.575251923069635},{"$f":"'計算表s-5'!H6","v":22.534210209892329},{"$f":"'計算表s-5'!I6","v":38.10450980415586},{"$f":"'計算表s-5'!J6","v":77.190766501227117},null,null,"cbの値",null,null,{"$f":"SQRT(3.14*$R$36*$R$7/1000*AL4/1.7320508)","v":242.02730239053372},342.27829350526702,482.12992676198735,681.83468125274953,964.2598535239747,1363.6693625054991,1928.5197070479494,2727.3387250109981,null,null,null,null,null,null,null,{"$f":"SQRT(BA9^2+BA14^2)","v":7.9780854935560166},{"$f":"SQRT(BB9^2+BB14^2)","v":3.2153159527328476},0,0,0,0,0,0,null,null,"width",null,{"$f":"床衝撃音計算シート!D15","v":0}]
[null,null,"L-30",null,53,43,36,30,27,26,26,null,null,null,null,null,null,{"$f":"床衝撃音計算シート!D19","v":1.2},null,null,null,null,"c",null,{"$f":"'計算表c-5'!C6","v":0.29307212623919054},{"$f":"'計算表c-5'!D6","v":0.71217447450343407},{"$f":"'計算表c-5'!E6","v":2.3433685026862019},{"$f":"'計算表c-5'!F6","v":6.9465215572720016},{"$f":"'計算表c-5'!G6","v":14.390087821737184},{"$f":"'計算表c-5'!H6","v":21.336802290852781},{"$f":"'計算表c-5'!I6","v":36.079737630397283},{"$f":"'計算表c-5'!J6","v":73.089054738339286},null,null,"ｋｒの値",null,null,{"$f":"2*3.14*AL4/AL15*$R$40","v":1.7503393616078888},{"$f":"2*3.14*AM4/AM15*$R$40","v":2.4753536639413416},3.4867594683964116,4.9310225289390077,6.9735189367928232,9.8620450578780154,13.947037873585646,19.724090115756031,null,null,null,null,null,"c","x",{"$f":"-3*$BI16*LOG10($R$16/Y$47)-1.2*$BI16","v":-1.2191179820706333},-0.76757298857466183,-0.32121879324294955,0.13032620025302233,0.58187119374899399,1.0334161872449659,1.4849611807409375,1.9365061742369094,{"$f":"(R18-$R$7/1000)/($R$7/1000)","v":-1},null,"ｌｘ（大梁外々）",null,{"$f":"BM9+2*BM15","v":8}]
[null,null,"計算値",null,{"$f":"E20","v":72.218110180126899},{"$f":"F20","v":57.067423606564191},46.037170618298973,37.03814852939832,30.171804941271713,22.015845674416695,15.118104861682367,null,null,null,null,null,null,{"$f":"床衝撃音計算シート!F19","v":0.75},null,null,null,null,"s",1,{"$f":"1-Y7^(-0.75)","v":-1.4628325526714208},{"$f":"1-Z7^(-0.75)","v":0.10673019028228281},0.6218491969697435,0.79466521511198573,0.85574080938688968,0.90737542240728042,0.93753658674705431,0.96321388016336551,null,null,"αの値",null,null,{"$f":"1-EXP(-12.5*3.14*$R$9*$R$10*$R$8*AL4/(2*($R$9+$R$10))/AL15)","v":0.24027389292650925},{"$f":"1-EXP(-12.5*3.14*$R$9*$R$10*$R$8*AM4/(2*($R$9+$R$10))/AM15)","v":0.32200954073956245},0.42155355759650071,0.53890615110055895,0.66539971327073522,0.78739246250709938,0.88804264812069378,0.95479803500120486,null,null,null,null,null,null,null,{"$f":"MAX(BA16,0)","v":0},{"$f":"MAX(BB16,0)","v":0},0,0.13032620025302233,0.58187119374899399,1.0334161872449659,1.4849611807409375,1.9365061742369094,null,null,"ｌｙ（大梁外々）",null,{"$f":"BM10+2*BM15","v":6.5}]
[null,null,null,null,null,null,null,null,null,null,null,null,null,null,null,null,{"$f":"床衝撃音計算シート!I19","v":0},{"$f":"床衝撃音計算シート!J19","v":0},null,null,null,null,null,null,{"$f":"1-(1/Y7)^(-0.75)","v":0.59396346336444772},{"$f":"1-(1/Z7)^(-0.75)","v":-0.11948258983028981},-1.6444476436031485,-3.8700954421598928,-5.9319673550776173,-9.7962705578762304,-15.009371693322272,-26.184166322541053,null,null,"ｒ／ｐの値",null,null,{"$f":"$R$40/(2*($R$9+$R$10)*AL17/(1-AL17))","v":0.23349032511438686},0.15547954717530174,0.10132784812257861,6.3182180819569986E-2,3.7133178350770082E-2,1.9939112711959018E-2,9.3097328442707534E-3,3.4959420277459862E-3,null,null,null,null,null,null,null,{"$f":"IF($Q$18=1,BA17)","v":false},{"$f":"IF($Q$18=1,BB17)","v":false},false,false,false,false,false,false,null,null,"s",null,{"$f":"3.14/2*BM11*(1/BM16^2+1/BM17^2)","v":18.267555054935247}]
[null,null,31.5,null,63,125,250,500,1000,2000,4000,null,null,null,null,null,{"$f":"床衝撃音計算シート!K19","v":0},{"$f":"床衝撃音計算シート!L19","v":0},null,null,null,"拡散度指数",null,null,{"$f":"MAX(Y17,Y18)","v":0.59396346336444772},{"$f":"MAX(Z17,Z18)","v":0.10673019028228281},0.6218491969697435,0.79466521511198573,0.85574080938688968,0.90737542240728042,0.93753658674705431,0.96321388016336551,null,null,"拡散板面平均レベル差(dB)",null,null,{"$f":"(-10.3*LOG10(AL16)+1.3)*10^(-1.753*AL18+0.001753)","v":-0.47111658554573971},{"$f":"(-10.3*LOG10(AM16)+1.3)*10^(-1.753*AM18+0.001753)","v":-1.4765032756841239},-2.8593896738226281,-4.5415385247063469,-6.3849763282007936,-8.2800560983226816,-10.142208266938997,-11.917793821671275,null,null,null,null,null,null,null,{"$f":"IF($Q$18=0,Y74)","v":8.9549064276084458},{"$f":"IF($Q$18=0,Z74)","v":2.9343065143288207},0,0,0,0,0,0,null,null,"c",null,{"$f":"2*3.14/3*BM11*SQRT((1/BM16^2+1/BM17^2)^2+2*(1/BM16^4+1/BM17^4))","v":34.804618236215561}]
[null,null,{"$f":"AL82","v":50.747494089932438},null,{"$f":"BM48","v":72.218110180126899},{"$f":"AN82","v":57.067423606564191},{"$f":"AO82","v":46.037170618298973},37.03814852939832,30.171804941271713,22.015845674416695,15.118104861682367,null,{"$f":"10*LOG10(10^((C20-39)/10)+10^((E20-26)/10)+10^((F20-16)/10)+10^((G20-9)/10)+10^((H20-3)/10)+10^(I20/10)+10^((J20+1)/10)+10^((K20+1)/10))","v":48.029982191379553},null,null,null,null,{"$f":"床衝撃音計算シート!D21","v":2.4},null,null,null,null,"c",null,{"$f":"1-Y8^(-0.75)","v":-3.4163988042956825},{"$f":"1-Z8^(-0.75)","v":-0.47635042559932161},0.53179356747153672,0.779542393341211,0.85474523586742712,0.90541594929193681,0.93621517312074953,0.96243566972817574,null,null,"板面平均レベル差(dB)","s",1,{"$f":"(AL19+3)*Y19-3","v":-1.4979356487058375},{"$f":"(AM19+3)*Z19-3","v":-2.8373969047193319},-2.9125615815809476,-4.2250070433391826,-5.8966623828500087,-7.79099313254968,-9.6960815604225807,-11.589742789468877,null,null,null,null,null,null,null,{"$f":"MAX(BA18,BA19)","v":8.9549064276084458},{"$f":"MAX(BB18,BB19)","v":2.9343065143288207},0,0,0,0,0,0]
[null,null,null,null,"＊","*",null,null,null,null,null,null,null,null,null,null,null,{"$f":"床衝撃音計算シート!F21","v":1.5},null,null,null,null,null,null,{"$f":"1-(1/Y8)^(-0.75)","v":0.77357117318586954},{"$f":"1-(1/Z8)^(-0.75)","v":0.32265403751006327},-1.1358100413095196,-3.5360194876275672,-5.8844557765231595,-9.5726070359000914,-14.677709714460381,-25.62099903721872,null,null,null,null,null,{"$f":"AL20","v":-1.4979356487058375},{"$f":"AM20","v":-2.8373969047193319},-2.9125615815809476,-4.2250070433391826,-5.8966623828500087,-7.79099313254968,-9.6960815604225807,-11.589742789468877,null,null,null,null,null,null,"y",{"$f":"-3*$BI21*LOG10($R$17/Y$47)-1.2*$BI21","v":-1.8314779300384079},-1.379932936542436,-0.93357874121072393,-0.48203374771475205,-3.0488754218780389E-2,0.42105623927719149,0.87260123277316337,1.3241462262691353,{"$f":"(R19-$R$7/1000)/($R$7/1000)","v":-1},null,"梁せい",null,{"$f":"床衝撃音計算シート!G15","v":0}]
[null,null,"L値",null,{"$f":"30+E20-E16","v":49.218110180126899},{"$f":"30+F20-F16","v":44.067423606564191},40.037170618298973,37.038148529398313,33.171804941271716,26.015845674416695,19.118104861682369,null,{"$f":"MAX(E22,F22,G22,H22,I22,J22,K22)","v":49.218110180126899},null,null,null,{"$f":"床衝撃音計算シート!I21","v":0},{"$f":"床衝撃音計算シート!J21","v":0},null,null,null,null,null,null,{"$f":"MAX(Y20,Y21)","v":0.77357117318586954},{"$f":"MAX(Z20,Z21)","v":0.32265403751006327},0.53179356747153672,0.779542393341211,0.85474523586742712,0.90541594929193681,0.93621517312074953,0.96243566972817574,null,null,null,"c",null,{"$f":"(AL19+3)*Y22-3","v":-1.0437286902303304},{"$f":"(AM19+3)*Z22-3","v":-2.5084376307661267},-2.9252243330187988,-4.2016946309772649,-5.8932923900536451,-7.7806470045775109,-9.6866437490967421,-11.58280286925798,null,null,null,null,null,null,null,{"$f":"MAX(BA21,0)","v":0},{"$f":"MAX(BB21,0)","v":0},0,0,0,0.42105623927719149,0.87260123277316337,1.3241462262691353,null,null,"倍率",null,{"$f":"(BM21-BM8)/BM8","v":-1}]
[null,null,null,null,{"$f":"ROUND(E22,0.1)-2","v":47},42,38,35,31,24,17,null,null,null,null,null,{"$f":"床衝撃音計算シート!K21","v":0},{"$f":"床衝撃音計算シート!L21","v":0},null,null,null,null,"s",2,{"$f":"1-Y9^(-0.75)","v":-0.31114012981254446},{"$f":"1-Z9^(-0.75)","v":0.37788248753825793},0.56385078034968128,0.73648325423470151,0.86122470520063021,0.91201612165930113,0.9406661439628099,0.96505694734107783,null,null,null,null,null,{"$f":"AL22","v":-1.0437286902303304},{"$f":"AM22","v":-2.5084376307661267},-2.9252243330187988,-4.2016946309772649,-5.8932923900536451,-7.7806470045775109,-9.6866437490967421,-11.58280286925798,null,null,null,null,null,null,null,{"$f":"IF($Q$19=1,BA22)","v":false},{"$f":"IF($Q$19=1,BB22)","v":false},false,false,false,false,false,false,null,null,"拘束度",null,{"$f":"0.874*LOG10(BM22)+0.265","v":{"$error":"#NUM!"}}]
[null,null,"L等級",null,{"$f":"(ROUNDUP(E23/5,0.1))*5","v":50},45,40,35,35,25,20,null,{"$f":"MAX(E24,F24,G24,H24,I24,J24,K24)","v":50},null,null,null,null,{"$f":"床衝撃音計算シート!D23","v":3.6},null,null,null,null,null,null,{"$f":"1-(1/Y9)^(-0.75)","v":0.23730501625103073},{"$f":"1-(1/Z9)^(-0.75)","v":-0.60741335835887811},-1.2927932802487803,-2.7948252476169042,-6.2058935377922975,-10.365718570937656,-15.853784108910865,-27.617991958543577,null,null,null,"s",2,{"$f":"(AL19+3)*Y25-3","v":-2.3998832802359695},{"$f":"(AM19+3)*Z25-3","v":-2.4242972680591293},-2.9207167578596658,-4.1353173092038915,-5.9152252403658405,-7.8154962849357936,-9.7184335098408106,-11.606178882559204,null,null,null,null,null,null,null,{"$f":"IF($Q$19=0,Y76)","v":17.119705733845432},{"$f":"IF($Q$19=0,Z76)","v":11.099105820565814},5.1477165494763177,0,0,0,0,0,null,null,"f",null,{"$f":"(BM13-BM18)*BM23+BM18","v":{"$error":"#NUM!"}}]
[null,null,null,null,null,null,null,null,null,null,null,null,null,null,null,null,null,{"$f":"床衝撃音計算シート!F23","v":0.75},null,null,null,null,null,null,{"$f":"MAX(Y23,Y24)","v":0.23730501625103073},0.37788248753825793,0.56385078034968128,0.73648325423470151,0.86122470520063021,0.91201612165930113,0.9406661439628099,0.96505694734107783,null,null,null,null,null,{"$f":"AL24","v":-2.3998832802359695},{"$f":"AM24","v":-2.4242972680591293},-2.9207167578596658,-4.1353173092038915,-5.9152252403658405,-7.8154962849357936,-9.7184335098408106,-11.606178882559204,null,null,null,null,null,null,null,{"$f":"MAX(BA23,BA24)","v":17.119705733845432},{"$f":"MAX(BB23,BB24)","v":11.099105820565814},5.1477165494763177,0,0,0,0,0]
[null,null,"決定ｆ",null,{"$f":"IF(E22=$M$22,63)","v":63},{"$f":"IF(F22=$M$22,125)","v":false},{"$f":"IF(G22=$M$22,250)","v":false},{"$f":"IF(H22=$M$22,500)","v":false},{"$f":"IF(I22=$M$22,1000)","v":false},{"$f":"IF(J22=$M$22,2000)","v":false},{"$f":"IF(K22=$M$22,4000)","v":false},null,{"$f":"MIN(E26,F26,G26,H26,I26,J26,K26)","v":63},null,null,null,{"$f":"床衝撃音計算シート!I23","v":0},{"$f":"床衝撃音計算シート!J23","v":0},null,null,null,null,"c",null,{"$f":"1-Y10^(-0.75)","v":-0.80479652790841327},{"$f":"1-Z10^(-0.75)","v":0.19848149015898331},0.56367714180282569,0.72928699087010285,0.85391367208907965,0.90837210270187596,0.93820871994042909,0.96360971463525924,null,null,null,"c",null,{"$f":"(AL19+3)*Y28-3","v":-1.8723179815751272},{"$f":"(AM19+3)*Z28-3","v":-2.6976140999054552},-2.920741173232376,-4.1242239919934294,-5.8904775663485491,-7.7962556604172377,-9.7008820756727872,-11.593272759676735,null,null,null,null,null,null,null,{"$f":"SQRT(BA20^2+BA25^2)","v":19.320317635605353},{"$f":"SQRT(BB20^2+BB25^2)","v":11.480431382842307},5.1477165494763177,0,0,0,0,0,null,null,"（連成振動時固有振動数）"]
[null,null,null,null,null,null,null,null,null,null,null,null,null,null,null,null,{"$f":"床衝撃音計算シート!K23","v":0},{"$f":"床衝撃音計算シート!L23","v":0},null,null,null,null,null,null,{"$f":"1-(1/Y10)^(-0.75)","v":0.44592091987294302},{"$f":"1-(1/Z10)^(-0.75)","v":-0.24763182349756674},-1.291880842850778,-2.6939488176579158,-5.8452675503608633,-9.9137067365669367,-15.18351325682092,-26.479861451400428,null,null,null,null,null,{"$f":"AL26","v":-1.8723179815751272},{"$f":"AM26","v":-2.6976140999054552},-2.920741173232376,-4.1242239919934294,-5.8904775663485491,-7.7962556604172377,-9.7008820756727872,-11.593272759676735,null,null,null,null,"小梁による端部拘束　　　　加振点2(dB)","s","x",{"$f":"-3*$BI27*LOG10($R$20/Y$47)-1.2*$BI27","v":-0.31602799507868995},0.13551699841728193,0.58187119374899399,1.0334161872449659,1.4849611807409375,1.9365061742369094,2.3880511677328808,2.8395961612288527,{"$f":"(R22-$R$7/1000)/($R$7/1000)","v":-1}]
[null,null,null,null,null,null,null,null,null,null,null,null,null,null,null,null,null,{"$f":"床衝撃音計算シート!D25","v":1.2},null,null,null,null,null,null,{"$f":"MAX(Y26,Y27)","v":0.44592091987294302},0.19848149015898331,0.56367714180282569,0.72928699087010285,0.85391367208907965,0.90837210270187596,0.93820871994042909,0.96360971463525924,null,null,null,"s",3,{"$f":"(AL19+3)*Y31-3","v":-1.2940843446404657},{"$f":"(AM19+3)*Z31-3","v":-2.8507423990558336},-2.9154834783689183,-4.2260372688563699,-5.9311981748260312,-7.7695431276171147,-9.6765147137687961,-11.575354670246329,null,null,null,null,null,null,null,{"$f":"MAX(BA27,0)","v":0},{"$f":"MAX(BB27,0)","v":0.13551699841728193},0.58187119374899399,1.0334161872449659,1.4849611807409375,1.9365061742369094,2.3880511677328808,2.8395961612288527,null,null,"比率（両側）",null,{"$f":"(0.0792*BM55-0.0959)*BM22+(-0.485*BM55+1.55)","v":0.95150000000000001}]
[null,null,null,null,null,null,null,null,null,null,null,null,null,null,null,null,null,{"$f":"床衝撃音計算シート!F25","v":0.75},null,null,null,null,"s",3,{"$f":"1-Y11^(-0.75)","v":-2.0728827302251314},{"$f":"1-Z11^(-0.75)","v":9.7970411463267348E-2},0.60106909591027557,0.79533352505083943,0.86594347806976912,0.90331296463540567,0.93479697934238637,0.96160046326785675,null,null,null,null,null,{"$f":"AL28","v":-1.2940843446404657},{"$f":"AM28","v":-2.8507423990558336},-2.9154834783689183,-4.2260372688563699,-5.9311981748260312,-7.7695431276171147,-9.6765147137687961,-11.575354670246329,null,null,null,null,null,null,null,{"$f":"IF($Q$22=1,BA28)","v":false},{"$f":"IF($Q$22=1,BB28)","v":false},false,false,false,false,false,false,null,null,"連成振動数",null,{"$f":"BM24*BM28","v":{"$error":"#NUM!"}}]
[null,null,null,null,null,null,null,null,null,null,null,null,null,null,null,null,{"$f":"床衝撃音計算シート!I25","v":0},{"$f":"床衝撃音計算シート!J25","v":0},null,null,null,null,null,null,{"$f":"1-(1/Y11)^(-0.75)","v":0.67457267725711878},{"$f":"1-(1/Z11)^(-0.75)","v":-0.10861108405789044},-1.5066997561439561,-3.8859980622053589,-6.4595400925025146,-9.3426482798767072,-14.336712776714453,-25.041980844079436,null,null,null,"c",null,{"$f":"(AL19+3)*Y34-3","v":-1.4784185814919231},{"$f":"(AM19+3)*Z34-3","v":-2.6575887480709},-2.9336294706189436,-4.1812679089410469,-5.926825946618143,-7.7482031917617151,-9.6570482729079679,-11.561040382568807,null,null,null,null,null,null,null,{"$f":"IF($Q$22=0,Y79)","v":0},{"$f":"IF($Q$22=0,Z79)","v":0},0,0,0,0,0,0]
[null,null,null,null,null,null,null,null,null,null,null,null,null,null,null,null,{"$f":"床衝撃音計算シート!K25","v":0},{"$f":"床衝撃音計算シート!L25","v":0},null,null,null,null,null,null,{"$f":"MAX(Y29,Y30)","v":0.67457267725711878},9.7970411463267348E-2,0.60106909591027557,0.79533352505083943,0.86594347806976912,0.90331296463540567,0.93479697934238637,0.96160046326785675,null,null,null,null,null,{"$f":"AL30","v":-1.4784185814919231},{"$f":"AM30","v":-2.6575887480709},-2.9336294706189436,-4.1812679089410469,-5.926825946618143,-7.7482031917617151,-9.6570482729079679,-11.561040382568807,null,null,null,null,null,null,null,{"$f":"MAX(BA29,BA30)","v":0},0,0,0,0,0,0,0,null,null,"比率（片側）",null,{"$f":"(0.1183*(LOG10(BM55))^0.65-0.0167)*BM22+(-0.39*BM55+1.44)","v":0.95193742257197878}]
[null,null,null,null,null,null,null,null,null,null,null,null,null,null,null,null,null,{"$f":"床衝撃音計算シート!D27","v":3.6},null,null,null,null,"c",null,{"$f":"1-Y12^(-0.75)","v":-1.5105513784660167},{"$f":"1-Z12^(-0.75)","v":-0.28991233905971581},0.47201746262457045,0.76629152629582897,0.86465182111741079,0.89927135305817674,0.93207143002580639,0.95999532549905831,null,null,null,"s",4,{"$f":"(AL19+3)*Y37-3","v":-1.4979356487058375},{"$f":"(AM19+3)*Z37-3","v":-2.8373969047193319},-2.9125615815809476,-4.2250070433391826,-5.8966623828500087,-7.7909931325490671,-9.696081560422023,-11.589742789468465,null,null,null,null,null,null,"y",{"$f":"-3*$BI32*LOG10($R$21/Y$47)-1.2*$BI32","v":-0.9283879430464641},-0.47684294955049222,-3.0488754218780389E-2,0.42105623927719149,0.87260123277316337,1.3241462262691353,1.7756912197651069,2.2272362132610786,{"$f":"(R23-$R$7/1000)/($R$7/1000)","v":-1},null,"連成振動数",null,{"$f":"BM24*BM31","v":{"$error":"#NUM!"}}]
[null,null,null,null,null,null,null,null,null,null,null,null,null,null,null,null,null,{"$f":"床衝撃音計算シート!F27","v":0.75},null,null,null,null,null,null,{"$f":"1-(1/Y12)^(-0.75)","v":0.60168112527893591},{"$f":"1-(1/Z12)^(-0.75)","v":0.22475352028266371},-0.89400203455769911,-3.2788350124856969,-6.3883520875997313,-8.9276623915891467,-13.721346266819767,-23.997078778292778,null,null,null,null,null,{"$f":"AL32","v":-1.4979356487058375},{"$f":"AM32","v":-2.8373969047193319},-2.9125615815809476,-4.2250070433391826,-5.8966623828500087,-7.7909931325490671,-9.696081560422023,-11.589742789468465,null,null,null,null,null,null,null,{"$f":"MAX(BA32,0)","v":0},{"$f":"MAX(BB32,0)","v":0},0,0.42105623927719149,0.87260123277316337,1.3241462262691353,1.7756912197651069,2.2272362132610786]
[null,null,null,null,null,null,null,null,null,null,null,null,null,{"$f":"SQRT(R4*(R7/1000)^3/12/(1-R6^2)/(R5*R7/1000))","v":296.11371371177165},null,null,{"$f":"床衝撃音計算シート!I27","v":0},{"$f":"床衝撃音計算シート!J27","v":0},null,null,null,null,null,null,{"$f":"MAX(Y32,Y33)","v":0.60168112527893591},0.22475352028266371,0.47201746262457045,0.76629152629582897,0.86465182111741079,0.89927135305817674,0.93207143002580639,0.95999532549905831,null,null,null,"c",null,{"$f":"(AL19+3)*Y40-3","v":-1.0437286902303304},{"$f":"(AM19+3)*Z40-3","v":-2.5084376307661267},-2.9252243330187988,-4.2016946309772649,-5.8932923900536451,-7.7806470045775109,-9.6866437490967421,-11.58280286925798,null,null,null,null,null,null,null,{"$f":"IF($Q$23=1,BA33)","v":false},{"$f":"IF($Q$23=1,BB33)","v":false},false,false,false,false,false,false,null,null,"採用振動数",null,{"$f":"IF(床衝撃音計算シート!L15=1,BM32,BM29)","v":{"$error":"#NUM!"}}]
[null,null,null,null,null,null,null,null,null,null,null,null,null,null,null,null,{"$f":"床衝撃音計算シート!K27","v":0},{"$f":"床衝撃音計算シート!L27","v":0},null,null,null,null,"s",4,{"$f":"1-Y13^(-0.75)","v":-1.4628325526714208},{"$f":"1-Z13^(-0.75)","v":0.10673019028228281},0.6218491969697435,0.79466521511198573,0.85574080938688968,0.90737542240716429,0.93753658674697604,0.96321388016331932,null,null,null,null,null,{"$f":"AL34","v":-1.0437286902303304},{"$f":"AM34","v":-2.5084376307661267},-2.9252243330187988,-4.2016946309772649,-5.8932923900536451,-7.7806470045775109,-9.6866437490967421,-11.58280286925798,null,null,null,null,null,null,null,{"$f":"IF($Q$23=0,Y81)","v":0},{"$f":"IF($Q$23=0,Z81)","v":0},0,0,0,0,0,0]
[null,null,null,null,null,null,null,null,null,null,null,null,null,340,null,null,null,{"$f":"SQRT(R4/R5/(1-R6^2))","v":4203.967188251585},null,null,null,null,null,null,{"$f":"1-(1/Y13)^(-0.75)","v":0.59396346336444772},{"$f":"1-(1/Z13)^(-0.75)","v":-0.11948258983028981},-1.6444476436031485,-3.8700954421598928,-5.9319673550776129,-9.7962705578626927,-15.009371693302207,-26.184166322506957,null,null,null,"s",5,{"$f":"(AL19+3)*Y43-3","v":-1.2940843446404657},{"$f":"(AM19+3)*Z43-3","v":-2.8507423990558336},-2.9154834783689183,-4.2260372688563699,-5.9311981748260312,-7.7695431276171147,-9.6765147137687961,-11.575354670246329,null,null,null,null,null,null,null,{"$f":"MAX(BA34,BA35)","v":0},0,0,0,0,0,0,0,null,null,"（46Hz共振増減量）"]
[null,null,null,null,null,null,null,null,null,null,null,null,null,null,null,null,null,{"$f":"3.14/2*N34*(1/P9^2+1/P10^2)","v":18.267555054935247},null,null,null,null,null,null,{"$f":"MAX(Y35,Y36)","v":0.59396346336444772},0.10673019028228281,0.6218491969697435,0.79466521511198573,0.85574080938688968,0.90737542240716429,0.93753658674697604,0.96321388016331932,null,null,null,null,null,{"$f":"AL36","v":-1.2940843446404657},{"$f":"AM36","v":-2.8507423990558336},-2.9154834783689183,-4.2260372688563699,-5.9311981748260312,-7.7695431276171147,-9.6765147137687961,-11.575354670246329,null,null,null,null,null,null,null,{"$f":"SQRT(BA31^2+BA36^2)","v":0},0,0,0,0,0,0,0]
[null,null,null,null,null,null,null,null,null,null,null,null,null,null,null,null,null,{"$f":"2*3.14/3*N34*SQRT((1/P9^2+1/P10^2)^2+2*(1/P9^4+1/P10^4))","v":34.804618236215561},null,null,null,null,"c",null,{"$f":"1-Y14^(-0.75)","v":-3.4163988042956825},{"$f":"1-Z14^(-0.75)","v":-0.47635042559932161},0.53179356747153672,0.779542393341211,0.85474523586742712,0.90541594929193681,0.93621517312074953,0.96243566972817574,null,null,null,"c",null,{"$f":"(AL19+3)*Y46-3","v":-1.4784185814919231},{"$f":"(AM19+3)*Z46-3","v":-2.6575887480709},-2.9336294706189436,-4.1812679089410469,-5.926825946618143,-7.7482031917617151,-9.6570482729079679,-11.561040382568807,null,null,null,null,null,"c","x",{"$f":"-3*$BI38*LOG10($R$20/Y$47)-1.2*$BI38","v":-0.31602799507868995},0.13551699841728193,0.58187119374899399,1.0334161872449659,1.4849611807409375,1.9365061742369094,2.3880511677328808,2.8395961612288527,{"$f":"(R22-$R$7/1000)/($R$7/1000)","v":-1},null,"<63Hz>",null,{"$f":"AM82","v":72.218110180126899}]
[null,null,null,null,null,null,null,null,null,null,null,null,null,null,null,null,null,{"$f":"N36^2/2/3.14/N34","v":62.164102706905929},null,null,null,null,null,null,{"$f":"1-(1/Y14)^(-0.75)","v":0.77357117318586954},{"$f":"1-(1/Z14)^(-0.75)","v":0.32265403751006327},-1.1358100413095196,-3.5360194876275672,-5.8844557765231595,-9.5726070359000914,-14.677709714460381,-25.62099903721872,null,null,null,null,null,{"$f":"AL38","v":-1.4784185814919231},{"$f":"AM38","v":-2.6575887480709},-2.9336294706189436,-4.1812679089410469,-5.926825946618143,-7.7482031917617151,-9.6570482729079679,-11.561040382568807,null,null,null,null,null,null,null,{"$f":"MAX(BA38,0)","v":0},{"$f":"MAX(BB38,0)","v":0.13551699841728193},0.58187119374899399,1.0334161872449659,1.4849611807409375,1.9365061742369094,2.3880511677328808,2.8395961612288527,null,null,null,"反共振",{"$f":"BM38-0","v":72.218110180126899}]
[null,null,null,null,null,null,null,null,null,null,null,null,null,null,null,null,null,{"$f":"SQRT(R11*R12/3.14)","v":2.1414918307447488},null,null,null,null,null,null,{"$f":"MAX(Y38,Y39)","v":0.77357117318586954},0.32265403751006327,0.53179356747153672,0.779542393341211,0.85474523586742712,0.90541594929193681,0.93621517312074953,0.96243566972817574,null,null,"音響放射率",null,null,{"$f":"$R$43+20*LOG10(AL4/$R$37)","v":-3.2450544192923481},2.7755454939872761,8.7269347650767699,14.747534678356395,20.76813459163602,26.788734504915642,32.80933441819527,38.829934331474881,null,null,null,null,null,null,null,{"$f":"IF($Q$22=1,BA39)","v":false},{"$f":"IF($Q$22=1,BB39)","v":false},false,false,false,false,false,false,null,null,"増幅１",null,{"$f":"1.757*BM38-53.16","v":73.72721958648296}]
[null,null,null,null,null,null,null,null,null,null,null,null,null,null,null,null,null,{"$f":"8*SQRT(R4*(R7/1000)^3/(12*(1-R6^2))*R5*R7/1000)","v":973375.52407449693},null,null,null,null,"s",1,{"$f":"1-Y15^(-0.75)","v":-2.0728827302251314},{"$f":"1-Z15^(-0.75)","v":9.7970411463267348E-2},0.60106909591027557,0.79533352505083943,0.86594347806976912,0.90331296463540567,0.93479697934238637,0.96160046326785675,null,null,null,null,null,{"$f":"MIN(AL40,0)","v":-3.2450544192923481},{"$f":"MIN(AM40,0)","v":0},0,0,0,0,0,0,{"$f":"R11*R12","v":14.399999999999999},null,null,null,null,null,null,{"$f":"IF($Q$22=0,Y84)","v":0},{"$f":"IF($Q$22=0,Z84)","v":0},0,0,0,0,0,0,null,null,"(Max85設定)",null,{"$f":"IF(BM40>85,85,BM40)","v":73.72721958648296}]
[null,null,null,null,null,null,null,null,null,null,null,null,null,"ramd",null,null,null,{"$f":"N36/R39","v":5.4693944767938998},null,null,null,null,null,null,{"$f":"1-(1/Y15)^(-0.75)","v":0.67457267725711878},{"$f":"1-(1/Z15)^(-0.75)","v":-0.10861108405789044},-1.5066997561439561,-3.8859980622053589,-6.4595400925025146,-9.3426482798767072,-14.336712776714453,-25.041980844079436,null,null,null,null,null,{"$f":"$R$43*LOG10($R$39/AL4)/(LOG10($R$39/$R$37))","v":-4.4283081358936016},8.7010675399661674E-2,4.5504230124006408,9.0657418236939051,13.581060634987168,18.09637944628043,22.611698257573696,27.127017068866962,null,null,null,null,null,null,null,{"$f":"MAX(BA40,BA41)","v":0},{"$f":"MAX(BB40,BB41)","v":0},0,0,0,0,0,0,null,null,"増幅1/2",null,{"$f":"(BM40-BM38)/2+BM38","v":72.97266488330493}]
[null,null,null,null,null,null,null,null,null,null,null,null,null,"sig0",null,null,{"$f":"10*LOG10(R42^2*R11*R12/(R9*R10)^2)","v":-7.9776569970810742},{"$f":"MIN($Q$43,0)","v":-7.9776569970810742},null,null,null,null,null,null,{"$f":"MAX(Y41,Y42)","v":0.67457267725711878},9.7970411463267348E-2,0.60106909591027557,0.79533352505083943,0.86594347806976912,0.90331296463540567,0.93479697934238637,0.96160046326785675,null,null,null,null,null,{"$f":"IF($R$39>$R$37,MIN(AL42,0),0)","v":-4.4283081358936016},0,0,{"$f":"IF($R$39>$R$37,MIN(AO42,0),0)","v":0},{"$f":"IF($R$39>$R$37,MIN(AP42,0),0)","v":0},0,0,0,null,null,null,null,null,null,"y",{"$f":"-3*$BI43*LOG10($R$21/Y$47)-1.2*$BI43","v":-0.9283879430464641},-0.47684294955049222,-3.0488754218780389E-2,0.42105623927719149,0.87260123277316337,1.3241462262691353,1.7756912197651069,2.2272362132610786,{"$f":"(R23-$R$7/1000)/($R$7/1000)","v":-1},null,"(Max85設定)",null,{"$f":"IF(BM42>85,85,BM42)","v":72.97266488330493}]
[null,null,null,null,null,null,null,null,null,null,null,null,null,"lx/ly",null,null,{"$f":"R9/R10","v":1.2307692307692308},{"$f":"MIN(Q44,3)","v":1.2307692307692308},null,null,null,null,"c",null,{"$f":"1-Y16^(-0.75)","v":-1.5105513784660167},{"$f":"1-Z16^(-0.75)","v":-0.28991233905971581},0.47201746262457045,0.76629152629582897,0.86465182111741079,0.89927135305817674,0.93207143002580639,0.95999532549905831,null,null,null,null,null,{"$f":"MIN(AL41,AL43)","v":-4.4283081358936016},{"$f":"MIN(AM41,AM43)","v":0},0,0,0,0,0,0,null,null,null,null,null,null,null,{"$f":"MAX(BA43,0)","v":0},{"$f":"MAX(BB43,0)","v":0},0,0.42105623927719149,0.87260123277316337,1.3241462262691353,1.7756912197651069,2.2272362132610786,null,null,"増幅1/2判定",null,{"$f":"IF(AND(BM34>42,BM34<54.5),BM43,BM38)","v":{"$error":"#NUM!"}}]
[null,null,null,null,null,null,null,null,null,null,null,null,null,"λｂ/2",null,null,null,{"$f":"Z47/2","v":2.716495020246672},null,null,null,null,null,null,{"$f":"1-(1/Y16)^(-0.75)","v":0.60168112527893591},{"$f":"1-(1/Z16)^(-0.75)","v":0.22475352028266371},-0.89400203455769911,-3.2788350124856969,-6.3883520875997313,-8.9276623915891467,-13.721346266819767,-23.997078778292778,null,null,"10log(F/A)",null,null,{"$f":"10*LOG10($R$11*$R$12/(Y6*($R$11*$R$12+$R$12*$R$13+$R$11*$R$13)*2))","v":3.3724216831842591},{"$f":"10*LOG10($R$11*$R$12/(Z6*($R$11*$R$12+$R$12*$R$13+$R$11*$R$13)*2))","v":3.3724216831842591},3.3724216831842591,3.3724216831842591,1.6115090926274476,1.6115090926274476,0.36212172654444708,0.36212172654444708,null,null,null,null,null,null,null,{"$f":"IF($Q$23=1,BA44)","v":false},{"$f":"IF($Q$23=1,BB44)","v":false},false,false,false,false,false,false,null,null,"増幅1/1判定",null,{"$f":"IF(AND(BM34>44.5,BM34<50),BM41,BM44)","v":{"$error":"#NUM!"}}]
[null,null,null,null,null,null,null,null,null,null,null,null,null,"λｂ/4",null,null,null,{"$f":"R45/2","v":1.358247510123336},null,null,null,null,null,null,{"$f":"MAX(Y44,Y45)","v":0.60168112527893591},0.22475352028266371,0.47201746262457045,0.76629152629582897,0.86465182111741079,0.89927135305817674,0.93207143002580639,0.95999532549905831,null,null,"床衝撃音レベル(dB)　　補正前","s",1,{"$f":"AL$44+Y$5-AL5+AL$21+AL$45+152.1","v":73.046242927446869},{"$f":"AM$44+Z$5-AM5+AM$21+AM$45+152.1","v":82.373374719416688},59.438467351507526,44.481806209195412,33.049238279127763,26.154907529428101,18.000431735472205,11.106770506425903,null,null,null,null,null,null,null,{"$f":"IF($Q$23=0,Y86)","v":5.078505907286182},{"$f":"IF($Q$23=0,Z86)","v":0},0,0,0,0,0,0,null,null,"反共振判定",null,{"$f":"IF(AND(BM34>30,BM34<40),BM39,BM45)","v":{"$error":"#NUM!"}}]
[null,null,null,null,null,null,null,null,null,null,null,null,null,null,null,null,null,null,null,null,null,"曲げ波の波長(m)",null,null,{"$f":"SQRT(3.14*$R$36*$R$7/1000/Y4/1.73205)","v":7.6834081995036376},5.432990040493344,3.8570403048413087,2.7273393548631177,1.9285201524206543,1.3636696774315589,0.96426007621032717,0.68183483871577943,null,null,null,"c",null,{"$f":"AL$44+Y$5-AL6+AL$23+AL$45+152.1","v":58.296651982712476},{"$f":"AM$44+Z$5-AM6+AM$23+AM$45+152.1","v":69.794855847863161},56.214284084804802,44.758930580124655,33.052608271924129,26.165253657400257,18.009869546798029,11.1137104266368,null,null,null,null,null,null,null,{"$f":"MAX(BA45,BA46)","v":5.078505907286182},{"$f":"MAX(BB45,BB46)","v":0},0,0,0,0,0,0,null,null,"70dB判定",null,{"$f":"IF(BM42>70,BM46,BM38)","v":{"$error":"#NUM!"}}]
[null,null,null,null,null,null,null,null,null,null,null,null,null,null,null,null,null,null,null,null,null,"共振による低下量(dB)","s",1,{"$f":"21.5*Y19-20*LOG10(2.2925*($R$44/(1+$R$44^2))*LN(1/2/$R$8^2))","v":-4.24375895306774},{"$f":"21.5*Z19-20*LOG10(2.2925*($R$44/(1+$R$44^2))*LN(1/2/$R$8^2))","v":-14.719274324334286},-3.6442156805538808,7.1328709504324905E-2,1.384453986414762,2.4945981663531605,3.1430631996583003,3.6951250081089917,null,null,null,"s",2,{"$f":"AL$44+Y$5-AL7+AL$25+AL$45+152.1","v":87.790537402411218},{"$f":"AM$44+Z$5-AM7+AM$25+AM$45+152.1","v":80.172015917806277},60.677278132560147,45.751079392687984,33.030675421611932,26.130404377041984,17.978079786053968,11.090334413335597,null,null,null,null,null,null,null,{"$f":"SQRT(BA42^2+BA47^2)","v":5.078505907286182},{"$f":"SQRT(BB42^2+BB47^2)","v":0},0,0,0,0,0,0,null,null,"純ﾗｰﾒﾝ判定",null,{"$f":"IF(床衝撃音計算シート!G5=1,BM47,BM38)","v":72.218110180126899}]
[null,null,null,null,null,null,null,null,null,null,null,null,null,null,null,null,null,null,null,null,null,null,null,null,{"$f":"MIN(Y48,0)","v":-4.24375895306774},-14.719274324334286,-3.6442156805538808,0,0,0,0,0,null,null,null,"c",null,{"$f":"AL$44+Y$5-AL8+AL$27+AL$45+152.1","v":78.754354865914763},{"$f":"AM$44+Z$5-AM8+AM$27+AM$45+152.1","v":83.755820529614368},60.680986945944838,45.916892372237314,33.055423095629223,26.149645001560543,17.995631220221981,11.103240536218067,null,null,null,null,"小梁による端部拘束　　　　加振点3(dB)","s","x",{"$f":"-3*$BI49*LOG10($R$24/Y$47)-1.2*$BI49","v":0.2122457820883541},0.66379077558432575,1.1101449709160378,1.5616899644120097,2.0132349579079811,2.464779951403953,2.9163249448999249,3.3678699383958968,{"$f":"(R26-$R$7/1000)/($R$7/1000)","v":-1}]
[null,null,null,null,null,null,null,null,null,null,null,null,null,null,null,null,null,null,null,null,null,null,"c",null,{"$f":"21.5*Y22-20*LOG10(2.2925*($R$44/(1+$R$44^2))*LN(1/2/$R$8^2))","v":-0.38219319190717016},{"$f":"21.5*Z22-20*LOG10(2.2925*($R$44/(1+$R$44^2))*LN(1/2/$R$8^2))","v":-10.076911608937007},-5.5804117147653276,-0.2538119585673293,1.3630491557463174,2.4524694943732754,3.1146528066927495,3.6783934837524122,null,null,null,"s",3,{"$f":"AL$44+Y$5-AL9+AL$29+AL$45+152.1","v":71.67400673998408},{"$f":"AM$44+Z$5-AM9+AM$29+AM$45+152.1","v":82.54836446968902},59.882317627498111,44.480775983678214,33.014702487151737,26.176357534360662,18.019998582125965,11.121158625648462,null,null,null,null,null,null,null,{"$f":"MAX(BA49,0)","v":0.2122457820883541},{"$f":"MAX(BB49,0)","v":0.66379077558432575},1.1101449709160378,1.5616899644120097,2.0132349579079811,2.464779951403953,2.9163249448999249,3.3678699383958968]
[null,null,null,null,null,null,null,null,null,null,null,null,null,null,null,null,null,null,null,null,null,null,null,null,{"$f":"MIN(Y50,0)","v":-0.38219319190717016},-10.076911608937007,-5.5804117147653276,-0.2538119585673293,0,0,0,0,null,null,null,"c",null,{"$f":"AL$44+Y$5-AL10+AL$31+AL$45+152.1","v":63.758210023209884},{"$f":"AM$44+Z$5-AM10+AM$31+AM$45+152.1","v":72.131891413223968},57.491065201414443,45.06425094363658,33.019074715359636,26.197697470216056,18.039465022986803,11.13547291332597,null,null,null,null,null,null,null,{"$f":"IF($Q$26=1,BA50)","v":false},{"$f":"IF($Q$26=1,BB50)","v":false},false,false,false,false,false,false,null,null,"（等価寸法倍率（両側））"]
[null,null,null,null,null,null,null,null,null,null,null,null,null,null,null,null,null,null,null,null,null,null,"s",2,{"$f":"21.5*Y25-20*LOG10(2.2925*($R$44/(1+$R$44^2))*LN(1/2/$R$8^2))","v":-11.911915566006206},{"$f":"21.5*Z25-20*LOG10(2.2925*($R$44/(1+$R$44^2))*LN(1/2/$R$8^2))","v":-8.8894999333308213},-4.8911816378852198,-1.1795834493572848,1.5023577464101834,2.5943732002716082,3.2103486797970469,3.7347509524298061,null,null,null,"s",4,{"$f":"AL$44+Y$5-AL11+AL$33+AL$45+152.1","v":73.046242927446869},{"$f":"AM$44+Z$5-AM11+AM$33+AM$45+152.1","v":82.373374719416688},59.438467351507526,44.481806209195412,33.049238279127763,26.154907529428712,18.000431735472745,11.106770506426329,null,null,null,null,null,null,null,{"$f":"IF($Q$26=0,Y89)","v":0},{"$f":"IF($Q$26=0,Z89)","v":0},0,0,0,0,0,0]
[null,null,null,null,null,null,null,null,null,null,null,null,null,null,null,null,null,null,null,null,null,null,null,null,{"$f":"MIN(Y52,0)","v":-11.911915566006206},-8.8894999333308213,-4.8911816378852198,-1.1795834493572848,0,0,0,0,null,null,null,"c",null,{"$f":"AL$44+Y$5-AL12+AL$35+AL$45+152.1","v":58.296651982712476},{"$f":"AM$44+Z$5-AM12+AM$35+AM$45+152.1","v":69.794855847863161},56.214284084804802,44.758930580124655,33.052608271924129,26.165253657400257,18.009869546798029,11.1137104266368,null,null,null,null,null,null,null,{"$f":"MAX(BA51,BA52)","v":0},{"$f":"MAX(BB51,BB52)","v":0},0,0,0,0,0,0,null,null,null,null,{"$f":"BM9/BM10","v":1.2307692307692308}]
[null,null,null,null,null,null,null,null,null,null,null,null,null,null,null,null,null,null,null,null,null,null,"c",null,{"$f":"21.5*Y28-20*LOG10(2.2925*($R$44/(1+$R$44^2))*LN(1/2/$R$8^2))","v":-7.4266736381350924},{"$f":"21.5*Z28-20*LOG10(2.2925*($R$44/(1+$R$44^2))*LN(1/2/$R$8^2))","v":-12.746621376985225},-4.8949148666426154,-1.3343031116961548,1.3451705345118441,2.5160267926869651,3.1575140633158583,3.7036354492547083,null,null,null,"s",5,{"$f":"AL$44+Y$5-AL13+AL$37+AL$45+152.1","v":71.67400673998408},{"$f":"AM$44+Z$5-AM13+AM$37+AM$45+152.1","v":82.54836446968902},59.882317627498111,44.480775983678214,33.014702487151737,26.176357534360662,18.019998582125965,11.121158625648462,null,null,null,null,null,null,"y",{"$f":"-3*$BI54*LOG10($R$25/Y$47)-1.2*$BI54","v":-1.8314779300384079},-1.379932936542436,-0.93357874121072393,-0.48203374771475205,-3.0488754218780389E-2,0.42105623927719149,0.87260123277316337,1.3241462262691353,{"$f":"(R27-$R$7/1000)/($R$7/1000)","v":-1},null,null,null,{"$f":"BM10/BM9","v":0.8125}]
[null,null,null,null,null,null,null,null,null,null,null,null,null,null,null,null,null,null,null,null,null,null,null,null,{"$f":"MIN(Y54,0)","v":-7.4266736381350924},-12.746621376985225,-4.8949148666426154,-1.3343031116961548,0,0,0,0,null,null,null,"c",null,{"$f":"AL$44+Y$5-AL14+AL$39+AL$45+152.1","v":63.758210023209884},{"$f":"AM$44+Z$5-AM14+AM$39+AM$45+152.1","v":72.131891413223968},57.491065201414443,45.06425094363658,33.019074715359636,26.197697470216056,18.039465022986803,11.13547291332597,null,null,null,null,null,null,null,{"$f":"MAX(BA54,0)","v":0},{"$f":"MAX(BB54,0)","v":0},0,0,0,0.42105623927719149,0.87260123277316337,1.3241462262691353,null,null,"スパン比(x)",null,{"$f":"MAX(BM53,BM54)","v":1.2307692307692308}]
[null,null,null,null,null,null,null,null,null,null,null,null,null,null,null,null,null,null,null,null,null,null,"s",3,{"$f":"21.5*Y31-20*LOG10(2.2925*($R$44/(1+$R$44^2))*LN(1/2/$R$8^2))","v":-2.5106608543753133},{"$f":"21.5*Z31-20*LOG10(2.2925*($R$44/(1+$R$44^2))*LN(1/2/$R$8^2))","v":-14.907609568943119},-4.0909878533324413,8.5697373189681514E-2,1.6038113630966677,2.4072553242578536,3.0841616404579391,3.6604365448555534,null,null,"Fast-Peak補正(dB)",null,null,4,4,4,4,4,4,4,4,null,null,null,null,null,null,null,{"$f":"IF($Q$27=1,BA55)","v":false},{"$f":"IF($Q$27=1,BB55)","v":false},false,false,false,false,false,false,null,null,"梁板厚比(z)",null,{"$f":"(床衝撃音計算シート!G15)/R7","v":0}]
[null,null,null,null,null,null,null,null,null,null,null,null,null,null,null,null,null,null,null,null,null,null,null,null,{"$f":"MIN(Y56,0)","v":-2.5106608543753133},-14.907609568943119,-4.0909878533324413,0,0,0,0,0,null,null,"音場補正(dB)",null,null,-7,-7,-5,-3,-1,0,0,0,{"$f":"R11*R12","v":14.399999999999999},null,null,null,null,null,null,{"$f":"IF($Q$27=0,Y91)","v":7.8210748863917559},{"$f":"IF($Q$27=0,Z91)","v":3.2153159527328476},0,0,0,0,0,0,null,null,"1.0値(y)",null,{"$f":"4.983*LOG10(BM55)+3","v":3.4493501490295055}]
[null,null,null,null,null,null,null,null,null,null,null,null,null,null,null,null,null,null,null,null,null,null,"c",null,{"$f":"21.5*Y34-20*LOG10(2.2925*($R$44/(1+$R$44^2))*LN(1/2/$R$8^2))","v":-4.077829221906244},{"$f":"21.5*Z34-20*LOG10(2.2925*($R$44/(1+$R$44^2))*LN(1/2/$R$8^2))","v":-12.181772729326097},-6.8655979689751021,-0.5387056000430448,1.5760407386209643,2.320360675347434,3.0255623301514696,3.6259260828263855,null,null,null,null,null,{"$f":"IF(AT57<15,-20)","v":-20},-7,-5,-3,-1,0,0,0,null,null,null,null,null,null,null,{"$f":"MAX(BA56,BA57)","v":7.8210748863917559},{"$f":"MAX(BB56,BB57)","v":3.2153159527328476},0,0,0,0,0,0,null,null,"係数(v’)",null,{"$f":"(11.8473*(BM57-3)-5.10865)+4.3887*ABS(BM57-3.877)","v":2.0917629215514695}]
[null,null,null,null,null,null,null,null,null,null,null,null,null,null,null,null,null,null,null,null,null,null,null,null,{"$f":"MIN(Y58,0)","v":-4.077829221906244},-12.181772729326097,-6.8655979689751021,-0.5387056000430448,0,0,0,0,null,null,null,null,null,{"$f":"MIN(AL57,AL58)","v":-20},-7,-5,-3,0,0,0,0,null,null,null,null,null,null,null,{"$f":"SQRT(BA53^2+BA58^2)","v":7.8210748863917559},{"$f":"SQRT(BB53^2+BB58^2)","v":3.2153159527328476},0,0,0,0,0,0,null,null,"係数(v)",null,{"$f":"10^(BM58/10)","v":1.618736994461939}]
[null,null,null,null,null,null,null,null,null,null,null,null,null,null,null,null,null,null,null,null,null,null,"s",4,{"$f":"21.5*Y37-20*LOG10(2.2925*($R$44/(1+$R$44^2))*LN(1/2/$R$8^2))","v":-4.24375895306774},{"$f":"21.5*Z37-20*LOG10(2.2925*($R$44/(1+$R$44^2))*LN(1/2/$R$8^2))","v":-14.719274324334286},-3.6442156805538808,7.1328709504324905E-2,1.384453986414762,2.4945981663506664,3.1430631996566198,3.6951250081079969,null,null,"床衝撃音レベル(dB)　　　補正後","s",1,{"$f":"AL46+AL$56+AL$59","v":57.046242927446869},79.373374719416688,58.438467351507526,45.481806209195412,37.049238279127763,30.154907529428101,22.000431735472205,15.106770506425903,null,null,null,null,null,"c","x",{"$f":"-3*$BI60*LOG10($R$24/Y$47)-1.2*$BI60","v":0.2122457820883541},0.66379077558432575,1.1101449709160378,1.5616899644120097,2.0132349579079811,2.464779951403953,2.9163249448999249,3.3678699383958968,{"$f":"(R26-$R$7/1000)/($R$7/1000)","v":-1},null,"-",null,{"$f":"IF(BM56>BM57,0,BM59)","v":1.618736994461939}]
[null,null,null,null,null,null,null,null,null,null,null,null,null,null,null,null,null,null,null,null,null,null,null,null,{"$f":"MIN(Y60,0)","v":-4.24375895306774},-14.719274324334286,-3.6442156805538808,0,0,0,0,0,null,null,null,null,2,{"$f":"AL48+AL$56+AL$59","v":71.790537402411218},77.172015917806277,59.677278132560147,46.751079392687984,37.030675421611932,30.130404377041984,21.978079786053968,15.090334413335597,null,null,null,null,null,null,null,{"$f":"MAX(BA60,0)","v":0.2122457820883541},{"$f":"MAX(BB60,0)","v":0.66379077558432575},1.1101449709160378,1.5616899644120097,2.0132349579079811,2.464779951403953,2.9163249448999249,3.3678699383958968,null,null,"乗数(w)",null,{"$f":"0.0985*(EXP(BM57/3))^2.5-1.125*(BM57-3)","v":1.2394901058754875}]
[null,null,null,null,null,null,null,null,null,null,null,null,null,null,null,null,null,null,null,null,null,null,"c",null,{"$f":"21.5*Y40-20*LOG10(2.2925*($R$44/(1+$R$44^2))*LN(1/2/$R$8^2))","v":-0.38219319190717016},{"$f":"21.5*Z40-20*LOG10(2.2925*($R$44/(1+$R$44^2))*LN(1/2/$R$8^2))","v":-10.076911608937007},-5.5804117147653276,-0.2538119585673293,1.3630491557463174,2.4524694943732754,3.1146528066927495,3.6783934837524122,null,null,null,null,3,{"$f":"AL50+AL$56+AL$59","v":55.67400673998408},79.54836446968902,58.882317627498111,45.480775983678214,37.014702487151737,30.176357534360662,22.019998582125965,15.121158625648462,null,null,null,null,null,null,null,{"$f":"IF($Q$26=1,BA61)","v":false},{"$f":"IF($Q$26=1,BB61)","v":false},false,false,false,false,false,false,null,null,"-",null,{"$f":"IF(BM56>BM57,0,BM61)","v":1.2394901058754875}]
[null,null,null,null,null,null,null,null,null,null,null,null,null,null,null,null,null,null,null,null,null,null,null,null,{"$f":"MIN(Y62,0)","v":-0.38219319190717016},-10.076911608937007,-5.5804117147653276,-0.2538119585673293,0,0,0,0,null,null,null,null,4,{"$f":"AL52+AL$56+AL$59","v":57.046242927446869},79.373374719416688,58.438467351507526,45.481806209195412,37.049238279127763,30.154907529428712,22.000431735472745,15.106770506426329,null,null,null,null,null,null,null,{"$f":"IF($Q$26=0,Y94)","v":0},{"$f":"IF($Q$26=0,Z94)","v":0},0,0,0,0,0,0,null,null,"倍率",null,{"$f":"MIN(BN63,2)","v":{"$error":"#DIV/0!"}},{"$f":"BM60*(LOG10(BM57/BM56))^BM62+1","v":{"$error":"#DIV/0!"}}]
[null,null,null,null,null,null,null,null,null,null,null,null,null,null,null,null,null,null,null,null,null,null,"s",5,{"$f":"21.5*Y43-20*LOG10(2.2925*($R$44/(1+$R$44^2))*LN(1/2/$R$8^2))","v":-2.5106608543753133},{"$f":"21.5*Z43-20*LOG10(2.2925*($R$44/(1+$R$44^2))*LN(1/2/$R$8^2))","v":-14.907609568943119},-4.0909878533324413,8.5697373189681514E-2,1.6038113630966677,2.4072553242578536,3.0841616404579391,3.6604365448555534,null,null,null,null,5,{"$f":"AL54+AL$56+AL$59","v":55.67400673998408},79.54836446968902,58.882317627498111,45.480775983678214,37.014702487151737,30.176357534360662,22.019998582125965,15.121158625648462,null,null,null,null,null,null,null,{"$f":"MAX(BA62,BA63)","v":0},{"$f":"MAX(BB62,BB63)","v":0},0,0,0,0,0,0,null,null,"（２倍値）",null,{"$f":"(BM63-1)*2+1","v":{"$error":"#DIV/0!"}}]
[null,null,null,null,null,null,null,null,null,null,null,null,null,null,null,null,null,null,null,null,null,null,null,null,{"$f":"MIN(Y64,0)","v":-2.5106608543753133},{"$f":"MIN(Z64,0)","v":-14.907609568943119},-4.0909878533324413,0,0,0,0,0,null,null,null,"c",1,{"$f":"AL47+AL$56+AL$59","v":42.296651982712476},66.794855847863161,55.214284084804802,45.758930580124655,37.052608271924129,30.165253657400257,22.009869546798029,15.1137104266368,null,null,null,null,null,null,"y",{"$f":"-3*$BI65*LOG10($R$25/Y$47)-1.2*$BI65","v":-1.8314779300384079},-1.379932936542436,-0.93357874121072393,-0.48203374771475205,-3.0488754218780389E-2,0.42105623927719149,0.87260123277316337,1.3241462262691353,{"$f":"(R27-$R$7/1000)/($R$7/1000)","v":-1}]
[null,null,null,null,null,null,null,null,null,null,null,null,null,null,null,null,null,null,null,null,null,null,"c",null,{"$f":"21.5*Y46-20*LOG10(2.2925*($R$44/(1+$R$44^2))*LN(1/2/$R$8^2))","v":-4.077829221906244},{"$f":"21.5*Z46-20*LOG10(2.2925*($R$44/(1+$R$44^2))*LN(1/2/$R$8^2))","v":-12.181772729326097},-6.8655979689751021,-0.5387056000430448,1.5760407386209643,2.320360675347434,3.0255623301514696,3.6259260828263855,null,null,null,null,2,{"$f":"AL49+AL$56+AL$59","v":62.754354865914763},80.755820529614368,59.680986945944838,46.916892372237314,37.055423095629223,30.149645001560543,21.995631220221981,15.103240536218067,null,null,null,null,null,null,null,{"$f":"MAX(BA65,0)","v":0},{"$f":"MAX(BB65,0)","v":0},0,0,0,0.42105623927719149,0.87260123277316337,1.3241462262691353,null,null,"（等価寸法倍率（片側））"]
[null,null,null,null,null,null,null,null,null,null,null,null,null,null,null,null,null,null,null,null,null,null,null,null,{"$f":"MIN(Y66,0)","v":-4.077829221906244},{"$f":"MIN(Z66,0)","v":-12.181772729326097},-6.8655979689751021,-0.5387056000430448,0,0,0,0,null,null,null,null,3,{"$f":"AL51+AL$56+AL$59","v":47.758210023209884},69.131891413223968,56.491065201414443,46.06425094363658,37.019074715359636,30.197697470216056,22.039465022986803,15.13547291332597,null,null,null,null,null,null,null,{"$f":"IF($Q$27=1,BA66)","v":false},{"$f":"IF($Q$27=1,BB66)","v":false},false,false,false,false,false,false]
[null,null,null,null,null,null,null,null,null,null,null,null,null,null,null,null,null,null,null,null,null,"拘束による増加量(dB)","s",1,{"$f":"-30.6*LOG10($R$16/Y$47)-23.1","v":1.5750034171204597},-3.0307555165384521,-7.5835683089219152,-12.189327242580829,-16.795086176239739,-21.400845109898654,-26.006604043557566,-30.612362977216478,null,null,null,null,4,{"$f":"AL53+AL$56+AL$59","v":42.296651982712476},66.794855847863161,55.214284084804802,45.758930580124655,37.052608271924129,30.165253657400257,22.009869546798029,15.1137104266368,null,null,null,null,null,null,null,{"$f":"IF($Q$27=0,Y96)","v":17.119705733845432},{"$f":"IF($Q$27=0,Z96)","v":11.099105820565814},5.1477165494763177,0,0,0,0,0,null,null,"スパン比(x)",null,{"$f":"BM55","v":1.2307692307692308}]
[null,null,null,null,null,null,null,null,null,null,null,null,null,null,null,null,null,null,null,null,null,null,null,null,{"$f":"MAX(Y68,0)","v":1.5750034171204597},{"$f":"MAX(Z68,0)","v":0},0,0,0,0,0,0,null,null,null,null,5,{"$f":"AL55+AL$56+AL$59","v":47.758210023209884},69.131891413223968,56.491065201414443,46.06425094363658,37.019074715359636,30.197697470216056,22.039465022986803,15.13547291332597,null,null,null,null,null,null,null,{"$f":"MAX(BA67,BA68)","v":17.119705733845432},{"$f":"MAX(BB67,BB68)","v":11.099105820565814},5.1477165494763177,0,0,0,0,0,null,null,"梁板厚比(z)",null,{"$f":"BM56","v":0}]
[null,null,null,null,null,null,null,null,null,null,null,null,null,null,null,null,null,null,null,null,null,null,null,null,{"$f":"-30.6*LOG10($R$17/Y$47)-23.1","v":7.8210748863917559},3.2153159527328476,-1.3374968396506155,-5.9432557733095308,-10.549014706968443,-15.154773640627354,-19.760532574286266,-24.366291507945181,null,null,"床衝撃音レベル(dB)　　　補正後","s",1,{"$f":"MAX(AL60,0)","v":57.046242927446869},{"$f":"MAX(AM60,0)","v":79.373374719416688},58.438467351507526,45.481806209195412,37.049238279127763,30.154907529428101,22.000431735472205,15.106770506425903,null,null,null,null,null,null,null,{"$f":"SQRT(BA64^2+BA69^2)","v":17.119705733845432},{"$f":"SQRT(BB64^2+BB69^2)","v":11.099105820565814},5.1477165494763177,0,0,0,0,0,null,null,"1.0値(y)",null,{"$f":"4.983*LOG10(BM68)+3","v":3.4493501490295055}]
[null,null,null,null,null,null,null,null,null,null,null,null,null,null,null,null,null,null,null,null,null,null,null,null,{"$f":"MAX(Y70,0)","v":7.8210748863917559},{"$f":"MAX(Z70,0)","v":3.2153159527328476},0,0,0,0,0,0,null,null,null,null,2,{"$f":"MAX(AL61,0)","v":71.790537402411218},77.172015917806277,59.677278132560147,46.751079392687984,37.030675421611932,30.130404377041984,21.978079786053968,15.090334413335597,null,null,null,null,"小梁による端部拘束　　　　加振点4(dB)","s","x",{"$f":"-3*$BI71*LOG10($R$28/Y$47)-1.2*$BI71","v":-1.2191179820706333},-0.76757298857466183,-0.32121879324294955,0.13032620025302233,0.58187119374899399,1.0334161872449659,1.4849611807409375,1.9365061742369094,{"$f":"(R30-$R$7/1000)/($R$7/1000)","v":-1},null,"係数(v’)",null,{"$f":"7.253*BM70-23.8307","v":1.1874366309110052}]
[null,null,null,null,null,null,null,null,null,null,null,null,null,null,null,null,null,null,null,null,null,null,null,null,{"$f":"SQRT(Y69^2+Y71^2)","v":7.9780854935560166},{"$f":"SQRT(Z69^2+Z71^2)","v":3.2153159527328476},0,0,0,0,0,0,null,null,null,null,3,55.67400673998408,79.54836446968902,58.882317627498111,45.480775983678214,37.014702487151737,30.176357534360662,22.019998582125965,15.121158625648462,null,null,null,null,null,null,null,{"$f":"MAX(BA71,0)","v":0},{"$f":"MAX(BB71,0)","v":0},0,0.13032620025302233,0.58187119374899399,1.0334161872449659,1.4849611807409375,1.9365061742369094,null,null,"係数(v)",null,{"$f":"10^(BM71/10)","v":1.3144487661700603}]
[null,null,null,null,null,null,null,null,null,null,null,null,null,null,null,null,null,null,null,null,null,null,"c",null,{"$f":"-40*LOG10($R$16/Y$47)-23.3","v":8.9549064276084458},2.9343065143288207,-3.0170827567606757,-9.037682670040299,-15.058282583319921,-21.078882496599547,-27.099482409879169,-33.120082323158798,null,null,null,null,4,57.046242927446869,79.373374719416688,58.438467351507526,45.481806209195412,37.049238279127763,30.154907529428712,22.000431735472745,15.106770506426329,null,null,null,null,null,null,null,{"$f":"IF($Q$30=1,BA72)","v":false},{"$f":"IF($Q$30=1,BB72)","v":false},false,false,false,false,false,false,null,null,"-",null,{"$f":"IF(BM69>BM70,0,BM72)","v":1.3144487661700603}]
[null,null,null,null,null,null,null,null,null,null,null,null,null,null,null,null,null,null,null,null,null,null,null,null,{"$f":"MAX(Y73,0)","v":8.9549064276084458},{"$f":"MAX(Z73,0)","v":2.9343065143288207},0,0,0,0,0,0,null,null,null,null,5,{"$f":"MAX(AL64,0)","v":55.67400673998408},{"$f":"MAX(AM64,0)","v":79.54836446968902},58.882317627498111,45.480775983678214,37.014702487151737,30.176357534360662,22.019998582125965,15.121158625648462,null,null,null,null,null,null,null,{"$f":"IF($Q$30=0,Y99)","v":1.5750034171204597},{"$f":"IF($Q$30=0,Z99)","v":0},0,0,0,0,0,0,null,null,"乗数(w)",null,{"$f":"0.02564*(EXP(BM70/4.5))^4-0.4735*(BM70-4.5)","v":1.0476611397249871}]
[null,null,null,null,null,null,null,null,null,null,null,null,null,null,null,null,null,null,null,null,null,null,null,null,{"$f":"-40*LOG10($R$17/Y$47)-23.3","v":17.119705733845432},11.099105820565814,5.1477165494763177,-0.87288336380330733,-6.8934832770829289,-12.914083190362556,-18.934683103642179,-24.955283016921804,null,null,null,"c",1,{"$f":"MAX(AL65,0)","v":42.296651982712476},{"$f":"MAX(AM65,0)","v":66.794855847863161},55.214284084804802,45.758930580124655,37.052608271924129,30.165253657400257,22.009869546798029,15.1137104266368,null,null,null,null,null,null,null,{"$f":"MAX(BA73,BA74)","v":1.5750034171204597},{"$f":"MAX(BB73,BB74)","v":0},0,0,0,0,0,0,null,null,"-",null,{"$f":"IF(BM69>BM70,0,BM74)","v":1.0476611397249871}]
[null,null,null,null,null,null,null,null,null,null,null,null,null,null,null,null,null,null,null,null,null,null,null,null,{"$f":"MAX(Y75,0)","v":17.119705733845432},{"$f":"MAX(Z75,0)","v":11.099105820565814},5.1477165494763177,0,0,0,0,0,null,null,null,null,2,{"$f":"MAX(AL66,0)","v":62.754354865914763},80.755820529614368,59.680986945944838,46.916892372237314,37.055423095629223,30.149645001560543,21.995631220221981,15.103240536218067,null,null,null,null,null,null,"y",{"$f":"-3*$BI76*LOG10($R$29/Y$47)-1.2*$BI76","v":-1.8314779300384079},-1.379932936542436,-0.93357874121072393,-0.48203374771475205,-3.0488754218780389E-2,0.42105623927719149,0.87260123277316337,1.3241462262691353,{"$f":"(R31-$R$7/1000)/($R$7/1000)","v":-1},null,"倍率",null,{"$f":"MIN(BN76,2)","v":{"$error":"#DIV/0!"}},{"$f":"BM73*(LOG10(BM70/BM69))^BM75+1","v":{"$error":"#DIV/0!"}}]
[null,null,null,null,null,null,null,null,null,null,null,null,null,null,null,null,null,null,null,null,null,null,null,null,{"$f":"SQRT(Y74^2+Y76^2)","v":19.320317635605353},{"$f":"SQRT(Z74^2+Z76^2)","v":11.480431382842307},5.1477165494763177,0,0,0,0,0,null,null,null,null,3,47.758210023209884,69.131891413223968,56.491065201414443,46.06425094363658,37.019074715359636,30.197697470216056,22.039465022986803,15.13547291332597,null,null,null,null,null,null,null,{"$f":"MAX(BA76,0)","v":0},{"$f":"MAX(BB76,0)","v":0},0,0,0,0.42105623927719149,0.87260123277316337,1.3241462262691353]
[null,null,null,null,null,null,null,null,null,null,null,null,null,null,null,null,null,null,null,null,null,null,"s",2,{"$f":"-30.6*LOG10($R$20/Y$47)-23.1","v":-7.6365144501973656},-12.242273383856277,-16.795086176239739,-21.400845109898654,-26.006604043557566,-30.612362977216478,-35.218121910875389,-39.823880844534301,null,null,null,null,4,42.296651982712476,66.794855847863161,55.214284084804802,45.758930580124655,37.052608271924129,30.165253657400257,22.009869546798029,15.1137104266368,null,null,null,null,null,null,null,{"$f":"IF($Q$31=1,BA77)","v":false},{"$f":"IF($Q$31=1,BB77)","v":false},false,false,false,false,false,false,null,null,"（等価寸法倍率（採用値））"]
[null,null,null,null,null,null,null,null,null,null,null,null,null,null,null,null,null,null,null,null,null,null,null,null,{"$f":"MAX(Y78,0)","v":0},0,0,0,0,0,0,0,null,null,null,null,5,47.758210023209884,69.131891413223968,56.491065201414443,46.06425094363658,37.019074715359636,30.197697470216056,22.039465022986803,15.13547291332597,null,null,null,null,null,null,null,{"$f":"IF($Q$31=0,Y101)","v":7.8210748863917559},{"$f":"IF($Q$31=0,Z101)","v":3.2153159527328476},0,0,0,0,0,0]
[null,null,null,null,null,null,null,null,null,null,null,null,null,null,null,null,null,null,null,null,null,null,null,null,{"$f":"-30.6*LOG10($R$21/Y$47)-23.1","v":-1.3904429809260677},-5.9962019145849794,-10.549014706968443,-15.154773640627354,-19.760532574286266,-24.366291507945181,-28.972050441604093,-33.577809375263001,null,null,"平均床衝撃音レベル(dB)",null,"ｓ",{"$f":"SUM(AL70:AL74)/$R$15","v":59.446207347454617},{"$f":"SUM(AM70:AM74)/$R$15","v":79.003098859203547},58.86376961811429,45.735248755687053,37.03171139083419,30.158586900924025,22.003788084250168,15.109238535496951,null,null,null,null,null,null,null,{"$f":"MAX(BA78,BA79)","v":7.8210748863917559},{"$f":"MAX(BB78,BB79)","v":3.2153159527328476},0,0,0,0,0,0,null,null,"片側両側別",null,{"$f":"IF(床衝撃音計算シート!L15=1,BM76,BM64)","v":{"$error":"#DIV/0!"}}]
[null,null,null,null,null,null,null,null,null,null,null,null,null,null,null,null,null,null,null,null,null,null,null,null,{"$f":"MAX(Y80,0)","v":0},0,0,0,0,0,0,0,null,null,null,null,"ｃ",{"$f":"SUM(AL75:AL79)/$R$15","v":48.572815775551895},{"$f":"SUM(AM75:AM79)/$R$15","v":70.521863010357734},56.618337103676666,46.112651083951953,37.039757814039355,30.175109451358633,22.018860071958329,15.120321443228722,null,null,null,null,null,null,null,{"$f":"SQRT(BA75^2+BA80^2)","v":7.9780854935560166},{"$f":"SQRT(BB75^2+BB80^2)","v":3.2153159527328476},0,0,0,0,0,0,null,null,"採用値",null,{"$f":"IF(床衝撃音計算シート!G5=1,BM80,1)","v":1}]
[null,null,null,null,null,null,null,null,null,null,null,null,null,null,null,null,null,null,null,null,null,null,null,null,{"$f":"SQRT(Y79^2+Y81^2)","v":0},0,0,0,0,0,0,0,null,null,"拘束条件考慮",null,null,{"$f":"AL80+$R$14*(AL81-AL80)","v":50.747494089932438},{"$f":"AM80+$R$14*(AM81-AM80)","v":72.218110180126899},57.067423606564191,46.037170618298973,37.03814852939832,30.171804941271713,22.015845674416695,15.118104861682367,null,null,null,null,null,"c","x",{"$f":"-3*$BI82*LOG10($R$28/Y$47)-1.2*$BI82","v":-1.2191179820706333},-0.76757298857466183,-0.32121879324294955,0.13032620025302233,0.58187119374899399,1.0334161872449659,1.4849611807409375,1.9365061742369094,{"$f":"(R30-$R$7/1000)/($R$7/1000)","v":-1},null,"短辺",null,{"$f":"MIN(Q9,Q10)","v":6.5}]
[null,null,null,null,null,null,null,null,null,null,null,null,null,null,null,null,null,null,null,null,null,null,"c",null,{"$f":"-40*LOG10($R$20/Y$47)-23.3","v":-3.0862933989508043},-9.1068933122304294,-15.058282583319921,-21.078882496599547,-27.099482409879169,-33.120082323158798,-39.140682236438415,-45.161282149718041,null,null,null,null,null,null,null,null,null,null,null,null,null,null,null,null,null,null,null,null,{"$f":"MAX(BA82,0)","v":0},{"$f":"MAX(BB82,0)","v":0},0,0.13032620025302233,0.58187119374899399,1.0334161872449659,1.4849611807409375,1.9365061742369094,null,null,"短辺8mﾁｪｯｸ",null,{"$f":"IF(BM82>8,1,BM81)","v":1}]
[null,null,null,null,null,null,null,null,null,null,null,null,null,null,null,null,null,null,null,null,null,null,null,null,{"$f":"MAX(Y83,0)","v":0},0,0,0,0,0,0,0,null,null,null,null,null,null,null,null,null,null,null,null,null,null,null,null,null,null,null,null,{"$f":"IF($Q$30=1,BA83)","v":false},{"$f":"IF($Q$30=1,BB83)","v":false},false,false,false,false,false,false]
[null,null,null,null,null,null,null,null,null,null,null,null,null,null,null,null,null,null,null,null,null,null,null,null,{"$f":"-40*LOG10($R$21/Y$47)-23.3","v":5.078505907286182},-0.94209400599343596,-6.8934832770829289,-12.914083190362556,-18.934683103642179,-24.955283016921804,-30.975882930201429,-36.996482843481047,null,null,null,null,null,null,null,null,null,null,null,null,null,null,null,null,null,null,null,null,{"$f":"IF($Q$30=0,Y104)","v":8.9549064276084458},{"$f":"IF($Q$30=0,Z104)","v":2.9343065143288207},0,0,0,0,0,0]
[null,null,null,null,null,null,null,null,null,null,null,null,null,null,null,null,null,null,null,null,null,null,null,null,{"$f":"MAX(Y85,0)","v":5.078505907286182},0,0,0,0,0,0,0,null,null,null,null,null,null,null,null,null,null,null,null,null,null,null,null,null,null,null,null,{"$f":"MAX(BA84,BA85)","v":8.9549064276084458},{"$f":"MAX(BB84,BB85)","v":2.9343065143288207},0,0,0,0,0,0]
[null,null,null,null,null,null,null,null,null,null,null,null,null,null,null,null,null,null,null,null,null,null,null,null,{"$f":"SQRT(Y84^2+Y86^2)","v":5.078505907286182},0,0,0,0,0,0,0,null,null,null,null,null,null,null,null,null,null,null,null,null,null,null,null,null,null,null,"y",{"$f":"-3*$BI87*LOG10($R$29/Y$47)-1.2*$BI87","v":-1.8314779300384079},-1.379932936542436,-0.93357874121072393,-0.48203374771475205,-3.0488754218780389E-2,0.42105623927719149,0.87260123277316337,1.3241462262691353,{"$f":"(R31-$R$7/1000)/($R$7/1000)","v":-1}]
[null,null,null,null,null,null,null,null,null,null,null,null,null,null,null,null,null,null,null,null,null,null,"s",3,{"$f":"-30.6*LOG10($R$24/Y$47)-23.1","v":-13.024906977301212},-17.630665910960126,-22.183478703343585,-26.7892376370025,-31.394996570661412,-36.000755504320324,-40.606514437979236,-45.212273371638148,null,null,null,null,null,null,null,null,null,null,null,null,null,null,null,null,null,null,null,null,{"$f":"MAX(BA87,0)","v":0},{"$f":"MAX(BB87,0)","v":0},0,0,0,0.42105623927719149,0.87260123277316337,1.3241462262691353]
[null,null,null,null,null,null,null,null,null,null,null,null,null,null,null,null,null,null,null,null,null,null,null,null,{"$f":"MAX(Y88,0)","v":0},0,0,0,0,0,0,0,null,null,null,null,null,null,null,null,null,null,null,null,null,null,null,null,null,null,null,null,{"$f":"IF($Q$31=1,BA88)","v":false},{"$f":"IF($Q$31=1,BB88)","v":false},false,false,false,false,false,false]
[null,null,null,null,null,null,null,null,null,null,null,null,null,null,null,null,null,null,null,null,null,null,null,null,{"$f":"-30.6*LOG10($R$25/Y$47)-23.1","v":7.8210748863917559},3.2153159527328476,-1.3374968396506155,-5.9432557733095308,-10.549014706968443,-15.154773640627354,-19.760532574286266,-24.366291507945181,null,null,null,null,null,null,null,null,null,null,null,null,null,null,null,null,null,null,null,null,{"$f":"IF($Q$31=0,Y106)","v":17.119705733845432},{"$f":"IF($Q$31=0,Z106)","v":11.099105820565814},5.1477165494763177,0,0,0,0,0]
[null,null,null,null,null,null,null,null,null,null,null,null,null,null,null,null,null,null,null,null,null,null,null,null,{"$f":"MAX(Y90,0)","v":7.8210748863917559},3.2153159527328476,0,0,0,0,0,0,null,null,null,null,null,null,null,null,null,null,null,null,null,null,null,null,null,null,null,null,{"$f":"MAX(BA89,BA90)","v":17.119705733845432},{"$f":"MAX(BB89,BB90)","v":11.099105820565814},5.1477165494763177,0,0,0,0,0]
[null,null,null,null,null,null,null,null,null,null,null,null,null,null,null,null,null,null,null,null,null,null,null,null,{"$f":"SQRT(Y89^2+Y91^2)","v":7.8210748863917559},3.2153159527328476,0,0,0,0,0,0,null,null,null,null,null,null,null,null,null,null,null,null,null,null,null,null,null,null,null,null,{"$f":"SQRT(BA86^2+BA91^2)","v":19.320317635605353},{"$f":"SQRT(BB86^2+BB91^2)","v":11.480431382842307},5.1477165494763177,0,0,0,0,0]
[null,null,null,null,null,null,null,null,null,null,null,null,null,null,null,null,null,null,null,null,null,null,"c",null,{"$f":"-40*LOG10($R$24/Y$47)-23.3","v":-10.129943761178055},-16.15054367445768,-22.101932945547173,-28.122532858826794,-34.143132772106419,-40.163732685386037,-46.184332598665662,-52.204932511945287,null,null,null,null,null,null,null,null,null,null,null,null,null,null,null,null,null,"小梁による端部拘束　　　　加振点5(dB)","s","x",{"$f":"-3*$BI93*LOG10($R$32/Y$47)-1.2*$BI93","v":0.2122457820883541},0.66379077558432575,1.1101449709160378,1.5616899644120097,2.0132349579079811,2.464779951403953,2.9163249448999249,3.3678699383958968,{"$f":"(R34-$R$7/1000)/($R$7/1000)","v":-1}]
[null,null,null,null,null,null,null,null,null,null,null,null,null,null,null,null,null,null,null,null,null,null,null,null,{"$f":"MAX(Y93,0)","v":0},0,0,0,0,0,0,0,null,null,null,null,null,null,null,null,null,null,null,null,null,null,null,null,null,null,null,null,{"$f":"MAX(BA93,0)","v":0.2122457820883541},{"$f":"MAX(BB93,0)","v":0.66379077558432575},1.1101449709160378,1.5616899644120097,2.0132349579079811,2.464779951403953,2.9163249448999249,3.3678699383958968]
[null,null,null,null,null,null,null,null,null,null,null,null,null,null,null,null,null,null,null,null,null,null,null,null,{"$f":"-40*LOG10($R$25/Y$47)-23.3","v":17.119705733845432},11.099105820565814,5.1477165494763177,-0.87288336380330733,-6.8934832770829289,-12.914083190362556,-18.934683103642179,-24.955283016921804,null,null,null,null,null,null,null,null,null,null,null,null,null,null,null,null,null,null,null,null,{"$f":"IF($Q$34=1,BA94)","v":false},{"$f":"IF($Q$34=1,BB94)","v":false},false,false,false,false,false,false]
[null,null,null,null,null,null,null,null,null,null,null,null,null,null,null,null,null,null,null,null,null,null,null,null,{"$f":"MAX(Y95,0)","v":17.119705733845432},11.099105820565814,5.1477165494763177,0,0,0,0,0,null,null,null,null,null,null,null,null,null,null,null,null,null,null,null,null,null,null,null,null,{"$f":"IF($Q$34=0,Y109)","v":0},{"$f":"IF($Q$34=0,Z109)","v":0},0,0,0,0,0,0]
[null,null,null,null,null,null,null,null,null,null,null,null,null,null,null,null,null,null,null,null,null,null,null,null,{"$f":"SQRT(Y94^2+Y96^2)","v":17.119705733845432},11.099105820565814,5.1477165494763177,0,0,0,0,0,null,null,null,null,null,null,null,null,null,null,null,null,null,null,null,null,null,null,null,null,{"$f":"MAX(BA95,BA96)","v":0},{"$f":"MAX(BB95,BB96)","v":0},0,0,0,0,0,0]
[null,null,null,null,null,null,null,null,null,null,null,null,null,null,null,null,null,null,null,null,null,null,"s",4,{"$f":"-30.6*LOG10($R$28/Y$47)-23.1","v":1.5750034171204597},-3.0307555165384521,-7.5835683089219152,-12.189327242580829,-16.795086176239739,-21.400845109898654,-26.006604043557566,-30.612362977216478,null,null,null,null,null,null,null,null,null,null,null,null,null,null,null,null,null,null,null,"y",{"$f":"-3*$BI98*LOG10($R$33/Y$47)-1.2*$BI98","v":-1.8314779300384079},-1.379932936542436,-0.93357874121072393,-0.48203374771475205,-3.0488754218780389E-2,0.42105623927719149,0.87260123277316337,1.3241462262691353,{"$f":"(R35-$R$7/1000)/($R$7/1000)","v":-1}]
[null,null,null,null,null,null,null,null,null,null,null,null,null,null,null,null,null,null,null,null,null,null,null,null,{"$f":"MAX(Y98,0)","v":1.5750034171204597},0,0,0,0,0,0,0,null,null,null,null,null,null,null,null,null,null,null,null,null,null,null,null,null,null,null,null,{"$f":"MAX(BA98,0)","v":0},{"$f":"MAX(BB98,0)","v":0},0,0,0,0.42105623927719149,0.87260123277316337,1.3241462262691353]
[null,null,null,null,null,null,null,null,null,null,null,null,null,null,null,null,null,null,null,null,null,null,null,null,{"$f":"-30.6*LOG10($R$29/Y$47)-23.1","v":7.8210748863917559},3.2153159527328476,-1.3374968396506155,-5.9432557733095308,-10.549014706968443,-15.154773640627354,-19.760532574286266,-24.366291507945181,null,null,null,null,null,null,null,null,null,null,null,null,null,null,null,null,null,null,null,null,{"$f":"IF($Q$35=1,BA99)","v":false},{"$f":"IF($Q$35=1,BB99)","v":false},false,false,false,false,false,false]
[null,null,null,null,null,null,null,null,null,null,null,null,null,null,null,null,null,null,null,null,null,null,null,null,{"$f":"MAX(Y100,0)","v":7.8210748863917559},3.2153159527328476,0,0,0,0,0,0,null,null,null,null,null,null,null,null,null,null,null,null,null,null,null,null,null,null,null,null,{"$f":"IF($Q$35=0,Y111)","v":7.8210748863917559},{"$f":"IF($Q$35=0,Z111)","v":3.2153159527328476},0,0,0,0,0,0]
[null,null,null,null,null,null,null,null,null,null,null,null,null,null,null,null,null,null,null,null,null,null,null,null,{"$f":"SQRT(Y99^2+Y101^2)","v":7.9780854935560166},3.2153159527328476,0,0,0,0,0,0,null,null,null,null,null,null,null,null,null,null,null,null,null,null,null,null,null,null,null,null,{"$f":"MAX(BA100,BA101)","v":7.8210748863917559},{"$f":"MAX(BB100,BB101)","v":3.2153159527328476},0,0,0,0,0,0]
[null,null,null,null,null,null,null,null,null,null,null,null,null,null,null,null,null,null,null,null,null,null,"c",null,{"$f":"-40*LOG10($R$28/Y$47)-23.3","v":8.9549064276084458},2.9343065143288207,-3.0170827567606757,-9.037682670040299,-15.058282583319921,-21.078882496599547,-27.099482409879169,-33.120082323158798,null,null,null,null,null,null,null,null,null,null,null,null,null,null,null,null,null,null,null,null,{"$f":"SQRT(BA97^2+BA102^2)","v":7.8210748863917559},{"$f":"SQRT(BB97^2+BB102^2)","v":3.2153159527328476},0,0,0,0,0,0]
[null,null,null,null,null,null,null,null,null,null,null,null,null,null,null,null,null,null,null,null,null,null,null,null,{"$f":"MAX(Y103,0)","v":8.9549064276084458},2.9343065143288207,0,0,0,0,0,0,null,null,null,null,null,null,null,null,null,null,null,null,null,null,null,null,null,null,"c","x",{"$f":"-3*$BI104*LOG10($R$32/Y$47)-1.2*$BI104","v":0.2122457820883541},0.66379077558432575,1.1101449709160378,1.5616899644120097,2.0132349579079811,2.464779951403953,2.9163249448999249,3.3678699383958968,{"$f":"(R34-$R$7/1000)/($R$7/1000)","v":-1}]
[null,null,null,null,null,null,null,null,null,null,null,null,null,null,null,null,null,null,null,null,null,null,null,null,{"$f":"-40*LOG10($R$29/Y$47)-23.3","v":17.119705733845432},11.099105820565814,5.1477165494763177,-0.87288336380330733,-6.8934832770829289,-12.914083190362556,-18.934683103642179,-24.955283016921804,null,null,null,null,null,null,null,null,null,null,null,null,null,null,null,null,null,null,null,null,{"$f":"MAX(BA104,0)","v":0.2122457820883541},{"$f":"MAX(BB104,0)","v":0.66379077558432575},1.1101449709160378,1.5616899644120097,2.0132349579079811,2.464779951403953,2.9163249448999249,3.3678699383958968]
[null,null,null,null,null,null,null,null,null,null,null,null,null,null,null,null,null,null,null,null,null,null,null,null,{"$f":"MAX(Y105,0)","v":17.119705733845432},11.099105820565814,5.1477165494763177,0,0,0,0,0,null,null,null,null,null,null,null,null,null,null,null,null,null,null,null,null,null,null,null,null,{"$f":"IF($Q$34=1,BA105)","v":false},{"$f":"IF($Q$34=1,BB105)","v":false},false,false,false,false,false,false]
[null,null,null,null,null,null,null,null,null,null,null,null,null,null,null,null,null,null,null,null,null,null,null,null,{"$f":"SQRT(Y104^2+Y106^2)","v":19.320317635605353},11.480431382842307,5.1477165494763177,0,0,0,0,0,null,null,null,null,null,null,null,null,null,null,null,null,null,null,null,null,null,null,null,null,{"$f":"IF($Q$34=0,Y114)","v":0},{"$f":"IF($Q$34=0,Z114)","v":0},0,0,0,0,0,0]
[null,null,null,null,null,null,null,null,null,null,null,null,null,null,null,null,null,null,null,null,null,null,"s",5,{"$f":"-30.6*LOG10($R$32/Y$47)-23.1","v":-13.024906977301212},-17.630665910960126,-22.183478703343585,-26.7892376370025,-31.394996570661412,-36.000755504320324,-40.606514437979236,-45.212273371638148,null,null,null,null,null,null,null,null,null,null,null,null,null,null,null,null,null,null,null,null,{"$f":"MAX(BA106,BA107)","v":0},{"$f":"MAX(BB106,BB107)","v":0},0,0,0,0,0,0]
[null,null,null,null,null,null,null,null,null,null,null,null,null,null,null,null,null,null,null,null,null,null,null,null,{"$f":"MAX(Y108,0)","v":0},0,0,0,0,0,0,0,null,null,null,null,null,null,null,null,null,null,null,null,null,null,null,null,null,null,null,"y",{"$f":"-3*$BI109*LOG10($R$33/Y$47)-1.2*$BI109","v":-1.8314779300384079},-1.379932936542436,-0.93357874121072393,-0.48203374771475205,-3.0488754218780389E-2,0.42105623927719149,0.87260123277316337,1.3241462262691353,{"$f":"(R35-$R$7/1000)/($R$7/1000)","v":-1}]
[null,null,null,null,null,null,null,null,null,null,null,null,null,null,null,null,null,null,null,null,null,null,null,null,{"$f":"-30.6*LOG10($R$33/Y$47)-23.1","v":7.8210748863917559},3.2153159527328476,-1.3374968396506155,-5.9432557733095308,-10.549014706968443,-15.154773640627354,-19.760532574286266,-24.366291507945181,null,null,null,null,null,null,null,null,null,null,null,null,null,null,null,null,null,null,null,null,{"$f":"MAX(BA109,0)","v":0},{"$f":"MAX(BB109,0)","v":0},0,0,0,0.42105623927719149,0.87260123277316337,1.3241462262691353]
[null,null,null,null,null,null,null,null,null,null,null,null,null,null,null,null,null,null,null,null,null,null,null,null,{"$f":"MAX(Y110,0)","v":7.8210748863917559},3.2153159527328476,0,0,0,0,0,0,null,null,null,null,null,null,null,null,null,null,null,null,null,null,null,null,null,null,null,null,{"$f":"IF($Q$35=1,BA110)","v":false},{"$f":"IF($Q$35=1,BB110)","v":false},false,false,false,false,false,false]
[null,null,null,null,null,null,null,null,null,null,null,null,null,null,null,null,null,null,null,null,null,null,null,null,{"$f":"SQRT(Y109^2+Y111^2)","v":7.8210748863917559},3.2153159527328476,0,0,0,0,0,0,null,null,null,null,null,null,null,null,null,null,null,null,null,null,null,null,null,null,null,null,{"$f":"IF($Q$35=0,Y116)","v":17.119705733845432},{"$f":"IF($Q$35=0,Z116)","v":11.099105820565814},5.1477165494763177,0,0,0,0,0]
[null,null,null,null,null,null,null,null,null,null,null,null,null,null,null,null,null,null,null,null,null,null,"c",null,{"$f":"-40*LOG10($R$32/Y$47)-23.3","v":-10.129943761178055},-16.15054367445768,-22.101932945547173,-28.122532858826794,-34.143132772106419,-40.163732685386037,-46.184332598665662,-52.204932511945287,null,null,null,null,null,null,null,null,null,null,null,null,null,null,null,null,null,null,null,null,{"$f":"MAX(BA111,BA112)","v":17.119705733845432},{"$f":"MAX(BB111,BB112)","v":11.099105820565814},5.1477165494763177,0,0,0,0,0]
[null,null,null,null,null,null,null,null,null,null,null,null,null,null,null,null,null,null,null,null,null,null,null,null,{"$f":"MAX(Y113,0)","v":0},0,0,0,0,0,0,0,null,null,null,null,null,null,null,null,null,null,null,null,null,null,null,null,null,null,null,null,{"$f":"SQRT(BA108^2+BA113^2)","v":17.119705733845432},{"$f":"SQRT(BB108^2+BB113^2)","v":11.099105820565814},5.1477165494763177,0,0,0,0,0]
[null,null,null,null,null,null,null,null,null,null,null,null,null,null,null,null,null,null,null,null,null,null,null,null,{"$f":"-40*LOG10($R$33/Y$47)-23.3","v":17.119705733845432},11.099105820565814,5.1477165494763177,-0.87288336380330733,-6.8934832770829289,-12.914083190362556,-18.934683103642179,-24.955283016921804]
[null,null,null,null,null,null,null,null,null,null,null,null,null,null,null,null,null,null,null,null,null,null,null,null,{"$f":"MAX(Y115,0)","v":17.119705733845432},11.099105820565814,5.1477165494763177,0,0,0,0,0]
[null,null,null,null,null,null,null,null,null,null,null,null,null,null,null,null,null,null,null,null,null,null,null,null,{"$f":"SQRT(Y114^2+Y116^2)","v":17.119705733845432},11.099105820565814,5.1477165494763177,0,0,0,0,0]

{"sheet":"計算表s-1","index":8,"n_rows":409,"n_cols":48,"rows_kept":409,"cut":false,"hidden":true,"merged":[[7,42,7,47],[7,12,7,17],[7,18,7,23],[7,24,7,29],[7,30,7,35],[7,36,7,41],[8,34,8,35],[8,12,8,13],[8,14,8,15],[8,16,8,17],[8,18,8,19],[8,20,8,21],[8,22,8,23],[8,24,8,25],[8,26,8,27],[8,28,8,29],[8,30,8,31],[8,32,8,33],[8,44,8,45],[8,46,8,47],[8,36,8,37],[8,38,8,39],[8,40,8,41],[8,42,8,43]]}
[null,"ヤング率","辺長ｘ","辺長ｙ","板厚","ポアソン比","密度","曲げ剛性","面密度","加振点ｘ","加振点ｙ","縮退重み","周波数重み"]
[null,{"$f":"床衝撃音計算シート!D7","v":29000000000},{"$f":"床衝撃音計算シート!D9","v":8},{"$f":"床衝撃音計算シート!F9","v":6.5},{"$f":"(床衝撃音計算シート!L9)/1000","v":0.24399999999999999},{"$f":"床衝撃音計算シート!L7","v":0.16},{"$f":"床衝撃音計算シート!G7","v":1684},{"$f":"B2*E2^3/12/(1-F2^2)","v":36028730.158730157},{"$f":"G2*E2","v":410.89600000000002},{"$f":"床衝撃音計算シート!D19","v":1.2},{"$f":"床衝撃音計算シート!F19","v":0.75},1,0]
[]
[null,"周波数","31.5Hz","63Hz","125Hz","250Hz","500Hz","1000Hz","(2000Hz)","(4000Hz)"]
[null,"モード数１",{"$f":"M8","v":0.36221618370852904},{"$f":"S8","v":1.4003528814613768},{"$f":"Y8","v":4.4054911006006314},{"$f":"AE8","v":9.9448368070550774},{"$f":"AK8","v":15.922932082498457},{"$f":"AQ8","v":28.746129453813325},{"$f":"H6*I7/H7","v":48.608633779563782},{"$f":"H6*J7/H7","v":98.469648850140629}]
[null,"モード数２",{"$f":"C5*($D$7^2+$C$7^2)/2/$D$7^2","v":0.30066773061743135},{"$f":"D5*($D$7^2+$C$7^2)/2/$D$7^2","v":1.1624022941818068},3.6569017924907583,8.2549914902312658,13.217277607542664,23.861533238028638,40.348963586551967,81.737501486933141]
[null,null,{"$f":"MIN(C2,D2)","v":6.5},{"$f":"MAX(C2,D2)","v":8},null,null,null,{"$f":"0.354*SQRT(I2/H2)*C2*D2*1000-0.139*SQRT(SQRT(I2/H2*1000^2))*(C2+D2)","v":58.461455975913239},{"$f":"0.354*SQRT(I2/H2)*C2*D2*2000-0.139*SQRT(SQRT(I2/H2*2000^2))*(C2+D2)","v":119.09257780737779},{"$f":"0.354*SQRT(I2/H2)*C2*D2*4000-0.139*SQRT(SQRT(I2/H2*4000^2))*(C2+D2)","v":241.25352649349409}]
[null,null,null,null,null,null,null,null,null,null,null,null,{"$f":"M9+O9+Q9","v":0.36221618370852904},null,null,null,null,null,{"$f":"S9+U9+W9","v":1.4003528814613768},null,null,null,null,null,{"$f":"Y9+AA9+AC9","v":4.4054911006006314},null,null,null,null,null,{"$f":"AE9+AG9+AI9","v":9.9448368070550774},null,null,null,null,null,{"$f":"AK9+AM9+AO9","v":15.922932082498457},null,null,null,null,null,{"$f":"AQ9+AS9+AU9","v":28.746129453813325}]
[null,"m","n","fi",null,"No.","m","n","fi","縮退ﾁｪｯｸ","周波数重み","重み",{"$f":"SUM(N10:N409)","v":1.618090044031268E-2},null,{"$f":"SUM(P10:P409)","v":0.2868824804824886},null,{"$f":"SUM(R10:R409)","v":5.9152802785727744E-2},null,{"$f":"SUM(T10:T409)","v":8.3959098409322808E-2},null,{"$f":"SUM(V10:V409)","v":1.187772078368952},null,{"$f":"SUM(X10:X409)","v":0.12862170468310188},null,{"$f":"SUM(Z10:Z409)","v":0.11321211324170721},null,{"$f":"SUM(AB10:AB409)","v":3.6157744252940027},null,{"$f":"SUM(AD10:AD409)","v":0.67650456206492149},null,{"$f":"SUM(AF10:AF409)","v":0.60892439170796198},null,{"$f":"SUM(AH10:AH409)","v":7.8660627093159512},null,{"$f":"SUM(AJ10:AJ409)","v":1.4698497060311637},null,{"$f":"SUM(AL10:AL409)","v":1.0008710108382091},null,{"$f":"SUM(AN10:AN409)","v":12.485220113055846},null,{"$f":"SUM(AP10:AP409)","v":2.4368409586044026},null,{"$f":"SUM(AR10:AR409)","v":1.6408691719144857},null,{"$f":"SUM(AT10:AT409)","v":22.978281991460381},null,{"$f":"SUM(AV10:AV409)","v":4.1269782904384593}]
[null,1,1,{"$f":"3.1416/2*SQRT($H$2/$I$2)*(B10^2/$C$2^2+C10^2/$D$2^2)","v":18.276863363243493},null,1,1,1,18.276863363243493,{"$f":"1","v":1},{"$f":"ABS(SIN(G10*3.1416*$J$2/$C$2)*SIN(H10*3.1416*$K$2/$D$2))*(1/F10^$M$2)+(1-1/F10^$M$2)","v":0.1609879578727671},{"$f":"$J10*$K10","v":0.1609879578727671},{"$f":"10^(LOG10($I10/22.27)/LOG10(2)*70/20)*$L10","v":1.618090044031268E-2},{"$f":"IF($I10<22.27,M10,0)","v":1.618090044031268E-2},{"$f":"AND($I10>22.27,$I10<44.45)","v":false},{"$f":"IF($O10=TRUE,$L10,0)","v":0},{"$f":"10^(LOG10(44.45/$I10)/LOG10(2)*70/20)*$L10","v":4947.3269290744338},{"$f":"IF($I10>44.45,Q10,0)","v":0},{"$f":"10^(LOG10($I10/44.548)/LOG10(2)*70/20)*$L10","v":5.10617646093794E-6},{"$f":"IF($I10<44.528,S10,0)","v":5.10617646093794E-6},{"$f":"AND($I10>44.548,$I10<89.095)","v":false},{"$f":"IF($U10=TRUE,$L10,0)","v":0},{"$f":"10^(LOG10(89.095/$I10)/LOG10(2)*70/20)*$L10","v":16048494.184677463},{"$f":"IF($I10>89.095,W10,0)","v":0},{"$f":"10^(LOG10($I10/89.09)/LOG10(2)*70/20)*$L10","v":1.6159796040812625E-9},{"$f":"IF($I10<89.09,Y10,0)","v":1.6159796040812625E-9},{"$f":"AND($I10>89.09,$I10<176.78)","v":false},{"$f":"IF($AA10=TRUE,$L10,0)","v":0},{"$f":"10^(LOG10(176.78/$I10)/LOG10(2)*70/20)*$L10","v":46272152459.396042},{"$f":"IF($I10>176.78,AC10,0)","v":0},{"$f":"10^(LOG10($I10/176.78)/LOG10(2)*70/20)*$L10","v":5.6010194474497783E-13},{"$f":"IF($I10<176.78,AE10,0)","v":5.6010194474497783E-13},{"$f":"AND($I10>176.78,$I10<353.55)","v":false},{"$f":"IF($AG10=TRUE,$L10,0)","v":0},{"$f":"10^(LOG10(353.55/$I10)/LOG10(2)*70/20)*$L10","v":146277282434262.81},{"$f":"IF($I10>353.55,AI10,0)","v":0},{"$f":"10^(LOG10($I10/353.55)/LOG10(2)*70/20)*$L10","v":1.7717804261021204E-16},{"$f":"IF($I10<353.55,AK10,0)","v":1.7717804261021204E-16},{"$f":"AND($I10>353.55,$I10<707.1)","v":false},{"$f":"IF($AM10=TRUE,$L10,0)","v":0},{"$f":"10^(LOG10(707.1/$I10)/LOG10(2)*70/20)*$L10","v":4.6256938243201069E+17},{"$f":"IF($I10>707.1,AO10,0)","v":0},{"$f":"10^(LOG10($I10/707.1)/LOG10(2)*70/20)*$L10","v":5.6028616601863353E-20},{"$f":"IF($I10<707.1,AQ10,0)","v":5.6028616601863353E-20},{"$f":"AND($I10>707.1,$I10<1414.2)","v":false},{"$f":"IF($AS10=TRUE,$L10,0)","v":0},{"$f":"10^(LOG10(1414.2/$I10)/LOG10(2)*70/20)*$L10","v":1.4627728243426342E+21},{"$f":"IF($I10>1414.2,AU10,0)","v":0}]
[null,1,2,51.30423057023409,null,2,2,1,40.080086245983381,{"$f":"IF(ABS(I11-I10)>0.0001,1,$L$2)","v":1},0.2868824804824886,{"$f":"$J11*$K11","v":0.2868824804824886},{"$f":"10^(LOG10($I11/22.27)/LOG10(2)*70/20)*$L11","v":266.04078419122874},{"$f":"IF($I11<22.27,M11,0)","v":0},{"$f":"AND($I11>22.27,$I11<44.45)","v":true},{"$f":"IF($O11=TRUE,$L11,0)","v":0.2868824804824886},{"$f":"10^(LOG10(44.45/$I11)/LOG10(2)*70/20)*$L11","v":0.95553444820234168},{"$f":"IF($I11>44.45,Q11,0)","v":0},{"$f":"10^(LOG10($I11/44.548)/LOG10(2)*70/20)*$L11","v":8.3953992232861874E-2},{"$f":"IF($I11<44.528,S11,0)","v":8.3953992232861874E-2},false,{"$f":"IF($U11=TRUE,$L11,0)","v":0},{"$f":"10^(LOG10(89.095/$I11)/LOG10(2)*70/20)*$L11","v":3099.631226130251},0,{"$f":"10^(LOG10($I11/89.09)/LOG10(2)*70/20)*$L11","v":2.6569379293362962E-5},{"$f":"IF($I11<89.09,Y11,0)","v":2.6569379293362962E-5},{"$f":"AND($I11>89.09,$I11<176.78)","v":false},{"$f":"IF($AA11=TRUE,$L11,0)","v":0},{"$f":"10^(LOG10(176.78/$I11)/LOG10(2)*70/20)*$L11","v":8937075.7787569929},{"$f":"IF($I11>176.78,AC11,0)","v":0},{"$f":"10^(LOG10($I11/176.78)/LOG10(2)*70/20)*$L11","v":9.2090029944036459E-9},{"$f":"IF($I11<176.78,AE11,0)","v":9.2090029944036459E-9},{"$f":"AND($I11>176.78,$I11<353.55)","v":false},{"$f":"IF($AG11=TRUE,$L11,0)","v":0},{"$f":"10^(LOG10(353.55/$I11)/LOG10(2)*70/20)*$L11","v":28252222737.483467},{"$f":"IF($I11>353.55,AI11,0)","v":0},{"$f":"10^(LOG10($I11/353.55)/LOG10(2)*70/20)*$L11","v":2.9131002672788768E-12},{"$f":"IF($I11<353.55,AK11,0)","v":2.9131002672788768E-12},{"$f":"AND($I11>353.55,$I11<707.1)","v":false},{"$f":"IF($AM11=TRUE,$L11,0)","v":0},{"$f":"10^(LOG10(707.1/$I11)/LOG10(2)*70/20)*$L11","v":89341372812844.344},{"$f":"IF($I11>707.1,AO11,0)","v":0},{"$f":"10^(LOG10($I11/707.1)/LOG10(2)*70/20)*$L11","v":9.2120318970466061E-16},{"$f":"IF($I11<707.1,AQ11,0)","v":9.2120318970466061E-16},{"$f":"AND($I11>707.1,$I11<1414.2)","v":false},{"$f":"IF($AS11=TRUE,$L11,0)","v":0},{"$f":"10^(LOG10(1414.2/$I11)/LOG10(2)*70/20)*$L11","v":2.8252222737483286E+17},{"$f":"IF($I11>1414.2,AU11,0)","v":0}]
[null,1,3,106.34984258188508,null,3,1,2,51.30423057023409,1,0.30105261419423623,0.30105261419423623,4926.7353677430629,0,false,0,5.6821420073762959E-2,5.6821420073762959E-2,1.5547206570386578,0,true,0.30105261419423623,184.32140076691874,0,4.9203095330489278E-4,4.9203095330489278E-4,false,0,531448.48729542841,0,1.705389678958698E-7,1.705389678958698E-7,false,0,1680035104.1285806,0,5.3946894496704001E-11,5.3946894496704001E-11,false,0,5312737478084.4785,0,1.7059505930238717E-14,1.7059505930238717E-14,false,0,1.6800351041285756E+16,0]
[null,1,4,183.41369939819648,null,4,2,2,73.107453452973971,1,0.53647938552048702,0.53647938552048702,539215.45686341042,0,false,0,1.6486567976571561E-3,1.6486567976571561E-3,170.159212298857,0,true,0.53647938552048702,5.348031251833949,0,5.385121697713089E-2,5.385121697713089E-2,false,0,15419.821610350575,0,1.8664945572084143E-5,1.8664945572084143E-5,false,0,48745724.607526429,0,5.9043153713628657E-9,5.9043153713628657E-9,false,0,154147515955.10175,0,1.8671084597449449E-12,1.8671084597449449E-12,false,0,487457246075266.31,0]
[null,1,5,282.49580101916825,null,5,3,1,76.418791050549856,1,0.35024007865422874,0.35024007865422874,589191.41281368944,0,false,0,6.430752395515714E-4,6.430752395515714E-4,185.93003116196721,0,true,0.35024007865422874,2.0860536184909502,0,5.884229431599846E-2,5.884229431599846E-2,false,0,6014.6571985206801,0,2.0394863522045923E-5,2.0394863522045923E-5,false,0,19013762.338921167,0,6.4515433878448527E-9,6.4515433878448527E-9,false,0,60126795880.121407,0,2.0401571528988755E-12,2.0401571528988755E-12,false,0,190137623389211.81,0]
[null,1,6,403.59614744480047,null,6,1,3,106.34984258188508,1,0.40199002949205798,0.40199002949205798,31547925.208138656,0,false,0,1.5821449655366459E-5,1.5821449655366459E-5,9955.5196995029,0,false,0,5.1322753969448666E-2,5.1322753969448666E-2,3.1506777929626786,0,true,0.40199002949205798,147.97739083694177,0,1.0920315792639582E-3,1.0920315792639582E-3,false,0,467791.73742424842,0,3.454442883083058E-7,3.454442883083058E-7,false,0,1479287360.8680511,0,1.0923907557501237E-10,1.0923907557501237E-10,false,0,4677917374242.5215,0]
[null,1,7,546.71473867509303,null,7,3,2,109.44615825754045,1,0.65496011420793954,0.65496011420793954,71759983.835369408,0,false,0,1.8464344195260308E-5,1.8464344195260308E-5,22645.163762615121,0,false,0,5.9895964970512902E-2,5.9895964970512902E-2,7.1666388835971331,0,true,0.65496011420793954,172.69627859941897,0,2.4839721775262395E-3,2.4839721775262395E-3,false,0,545934.02245984518,0,7.8575932906769468E-7,7.8575932906769468E-7,false,0,1726394963.1506405,0,2.4847891725796601E-10,2.4847891725796601E-10,false,0,5459340224598.4746,0]
[null,1,8,711.85157471004607,null,8,4,1,127.29297777694293,1,0.33724955930720291,0.33724955930720291,213982958.8203482,0,false,0,1.6417616493229417E-6,1.6417616493229417E-6,67526.201733998983,0,false,0,5.3256642747712786E-3,5.3256642747712786E-3,21.370386546174238,0,true,0.33724955930720291,15.355331561577783,0,7.4070211246689641E-3,7.4070211246689641E-3,false,0,48541.856220664376,0,2.3430761431097552E-6,2.3430761431097552E-6,false,0,153502827.50971276,0,7.4094573434294525E-10,7.4094573434294525E-10,false,0,485418562206.6441,0]
[null,1,9,899.0066555496594,null,9,2,3,128.15306546462497,1,0.71635107565656408,0.71635107565656408,491537613.75747007,0,false,0,3.2246426305025093E-6,3.2246426305025093E-6,155113.6046039162,0,false,0,1.0460327212085851E-2,1.0460327212085851E-2,49.089651184795045,0,true,0.71635107565656408,30.159954570375355,0,1.7014576809023685E-2,1.7014576809023685E-2,false,0,95342.791688081154,0,5.3822512904084243E-6,5.3822512904084243E-6,false,0,301500380.21330661,0,1.7020173017071048E-9,1.7020173017071048E-9,false,0,953427916880.81055,0]
[null,1,10,1108.1799811939331,null,10,4,2,160.32034498393352,1,0.63066742883669102,0.63066742883669102,5848501346.2444906,0,false,0,2.1005969155005246E-7,2.1005969155005246E-7,1845600.6213075987,0,false,0,6.8140670438911883E-4,6.8140670438911883E-4,584.08732720626529,0,true,0.63066742883669102,1.9646799599710625,0,0.2024459015713384,0.2024459015713384,false,0,6210.8207663303983,0,6.4040071475204434E-5,6.4040071475204434E-5,false,0,19640339.760676552,0,2.0251248738162446E-8,2.0251248738162446E-8,false,0,62108207663.304146,0]
[null,1,11,1339.3715516428674,null,11,3,3,164.49177026919145,1,0.87455621779354731,0.87455621779354731,10932878738.567753,0,false,0,2.1608640572142954E-7,2.1608640572142954E-7,3450068.0769335958,0,false,0,7.0095659238290768E-4,7.0095659238290768E-4,1091.8619220598723,0,true,0.87455621779354731,2.0210475784779947,0,0.37844164888851561,0.37844164888851561,false,0,6389.0122187319312,0,1.1971311869445076E-4,1.1971311869445076E-4,false,0,20203830.609838948,0,3.7856612087654571E-8,3.7856612087654571E-8,false,0,63890122187.319687,0]
[null,1,12,1592.581366896462,null,12,1,4,183.41369939819648,1,0.4506815580861992,0.4506815580861992,19981015859.831177,0,false,0,3.1398472661538237E-8,3.1398472661538237E-8,6305371.769973428,0,false,0,1.0185261923062787E-4,1.0185261923062787E-4,1995.4955051739819,0,false,0,0.2936686689227313,0.2936686689227313,0.69164295784119367,0,true,0.4506815580861992,928.35652855784701,0,2.1878864482649874E-4,2.1878864482649874E-4,false,0,2935721.1109299464,0,6.9187044383335133E-8,6.9187044383335133E-8,false,0,9283565285.5785179,0]
[null,1,13,1867.8094269547169,null,13,5,1,192.70264642516258,1,0.25074269915168207,0.25074269915168207,19744153616.435684,0,false,0,9.8356844019680842E-9,9.8356844019680842E-9,6230625.595236565,0,false,0,3.1905699014889673E-5,3.1905699014889673E-5,1971.8401742660294,0,false,0,9.1992765935020843E-2,9.1992765935020843E-2,0.68344397017348624,0,true,0.25074269915168207,290.81101892534917,0,2.1619504450073843E-4,2.1619504450073843E-4,false,0,919625.18847843667,0,6.8366875946379287E-8,6.8366875946379287E-8,false,0,2908110189.2534962,0]
[null,1,14,2165.055731817632,null,14,2,4,205.21692228093636,1,0.80311996623787774,0.80311996623787774,131430831544.01399,0,false,0,1.5158286232912714E-8,1.5158286232912714E-8,41475381.468855664,0,false,0,4.9171536861439392E-5,4.9171536861439392E-5,13125.940914476294,0,false,0,0.14177484966082901,0.14177484966082901,4.5494788512418172,0,true,0.80311996623787774,448.18402913307909,0,1.4391447223533467E-3,1.4391447223533467E-3,false,0,1417282.3429717903,0,4.5509752052472161E-7,4.5509752052472161E-7,false,0,4481840291.330801,0]
[null,1,15,2484.3202814852079,null,15,4,3,215.3659569955845,1,0.84211864094351241,0.84211864094351241,241563843434.05951,0,false,0,9.0677835352438243E-9,9.0677835352438243E-9,76229849.859508514,0,false,0,2.9414727067673198E-5,2.9414727067673198E-5,24124.877692243954,0,false,0,8.4810619598592207E-2,8.4810619598592207E-2,8.361733575123182,0,true,0.84211864094351241,268.10654566662441,0,2.6450820275994019E-3,2.6450820275994019E-3,false,0,847827.33990648075,0,8.3644838051904824E-7,8.3644838051904824E-7,false,0,2681065456.6662478,0]
[null,1,16,2825.6030759574442,null,16,5,2,225.73001363215317,1,0.46889684214388194,0.46889684214388194,232307954808.68469,0,false,0,2.9233246438128044E-9,2.9233246438128044E-9,73308986.41323179,0,false,0,9.4828902998999699E-6,9.4828902998999699E-6,23200.496055299336,0,false,0,2.7341739397060957E-2,2.7341739397060957E-2,8.0413409468798545,0,true,0.46889684214388194,86.433743049611607,0,2.5437316586683716E-3,2.5437316586683716E-3,false,0,273327.49473052152,0,8.0439857976700317E-7,8.0439857976700317E-7,false,0,864337430.49612033,0]
[null,1,17,3188.9041152343411,null,17,3,4,241.55562708550281,1,0.98048789759089372,0.98048789759089372,1068019616878.1646,0,false,0,2.7803006320739119E-9,2.7803006320739119E-9,337032951.14136976,0,false,0,9.0189387451377974E-6,9.0189387451377974E-6,106662.66219239277,0,false,0,2.6004041490410888E-2,2.6004041490410888E-2,36.969504054849153,0,true,0.98048789759089372,82.204961717805645,0,1.1694628854914743E-2,1.1694628854914743E-2,false,0,259954.91399521375,0,3.698166357185736E-6,3.698166357185736E-6,false,0,822049617.17805696,0]
[null,1,18,3574.223399315898,null,18,6,1,272.64779699520886,1,0.10957695148287729,0.10957695148287729,487805662306.23236,0,false,0,7.6028794385527037E-11,7.6028794385527037E-11,153935919.67074829,0,false,0,2.4662766015999617E-7,2.4662766015999617E-7,48716.942790051166,0,false,0,7.1109429709132572E-4,7.1109429709132572E-4,16.885395292009736,0,true,0.10957695148287729,2.2479382480487908,0,5.3413870717769945E-3,5.3413870717769945E-3,false,0,7108.6049032427418,0,1.6890949011392578E-6,1.6890949011392578E-6,false,0,22479382.480487894,0]
[null,1,19,3981.5609282021151,null,19,5,3,280.77562564380418,1,0.62610934605782498,0.62610934605782498,3921976741063.5288,0,false,0,3.0873216093450521E-10,3.0873216093450521E-10,1237650858.1482668,0,false,0,1.0014875427501288E-6,1.0014875427501288E-6,391686.13913783681,0,false,0,2.8875596508340681E-3,2.8875596508340681E-3,135.75924331389129,0,true,0.62610934605782498,9.128263029507437,0,4.2944962470270791E-2,4.2944962470270791E-2,false,0,28866.102254352369,0,1.3580389543650644E-5,1.3580389543650644E-5,false,0,91282630.295074299,0]
[null,1,20,4410.9167018929929,null,20,1,5,282.49580101916825,1,0.44079885374983196,0.44079885374983196,2964396678407.6196,0,false,0,2.0245621267908098E-10,2.0245621267908098E-10,935469110.38747013,0,false,0,6.5674199389121691E-7,6.5674199389121691E-7,296053.02797477558,0,false,0,1.8935649237943038E-3,1.8935649237943038E-3,102.61260494719249,0,true,0.44079885374983196,5.9860092181475242,0,3.2459627505768557E-2,3.2459627505768557E-2,false,0,18929.423224109887,0,1.0264635491887881E-5,1.0264635491887881E-5,false,0,59860092.181475312,0]
[null,2,1,40.080086245983381,null,21,4,4,292.42981381189588,1,0.94412128000640616,0.94412128000640616,9489363451294.8066,0,false,0,2.9013826217855478E-10,2.9013826217855478E-10,2994540660.0221286,0,false,0,9.411713193969329E-7,9.411713193969329E-7,947698.66791852773,0,false,0,2.7136516535692027E-3,2.7136516535692027E-3,328.47436043920493,0,true,0.94412128000640616,8.5784984760686793,0,0.10390687762521192,0.10390687762521192,false,0,27127.59408866048,0,3.2858239785205705E-5,3.2858239785205705E-5,false,0,85784984.760686845,0]
[null,2,2,73.107453452973971,null,22,2,5,304.29902390190819,1,0.78550886804547249,0.78550886804547249,12538856799660.52,0,false,0,1.5199550880344093E-10,1.5199550880344093E-10,3956863567.2453861,0,false,0,4.9305394086528734E-7,4.9305394086528734E-7,1252250.2639139553,0,false,0,1.4216079627088786E-3,1.4216079627088786E-3,434.03258701670387,0,true,0.78550886804547249,4.4940409818721747,0,0.13729829885107822,0.13729829885107822,false,0,14211.405400855534,0,4.3417534323588739E-5,4.3417534323588739E-5,false,0,44940409.818721876,0]
[null,2,3,128.15306546462497,null,23,6,2,305.67516420219943,1,0.20491239304635941,0.20491239304635941,3447138968958.7915,0,false,0,3.7623931205047956E-11,3.7623931205047956E-11,1087807191.312222,0,false,0,1.2204720848352724E-7,1.2204720848352724E-7,344264.29399398039,0,false,0,3.5189513565611608E-4,3.5189513565611608E-4,119.322731602118,0,true,0.20491239304635941,1.1124242424378634,0,3.7745571538397249E-2,3.7745571538397249E-2,false,0,3517.7943304909872,0,1.1936197764616092E-5,1.1936197764616092E-5,false,0,11124242.424378632,0]
[null,2,4,205.21692228093636,null,24,3,5,340.63772870647466,1,0.95898741277313282,0.95898741277313282,56825021583022.734,0,false,0,4.9988800707505607E-11,4.9988800707505607E-11,17932165683.229038,0,false,0,1.6215725965849808E-7,1.6215725965849808E-7,5675090.5932814693,0,false,0,4.6754326947881693E-4,4.6754326947881693E-4,1966.9983890100091,0,true,0.95898741277313282,1.4780155070548096,0,0.62222409268890277,0.62222409268890277,false,0,4673.8954193418722,0,1.9676453479286553E-4,1.9676453479286553E-4,false,0,14780155.0705481,0]
[null,2,5,304.29902390190819,null,25,5,4,357.83948246011556,1,0.70194759797953332,0.70194759797953332,73755020840882.516,0,false,0,2.063499213499332E-11,2.063499213499332E-11,23274733855.690464,0,false,0,6.6937268554689708E-8,6.6937268554689708E-8,7365882.3757741312,0,false,0,1.92998262649175E-4,1.92998262649175E-4,2553.0303928429835,0,false,0,0.6101134240432925,0.6101134240432925,0.80760463692776063,0,true,0.70194759797953332,1929.3480510209404,0,2.5538701016050513E-4,2.5538701016050513E-4,false,0,6101134.2404329348,0]
[null,2,6,425.39937032754034,null,26,6,3,360.7207762138504,1,0.27361575698142948,0.27361575698142948,31558968576756.578,0,false,0,7.3273328489866622E-12,7.3273328489866622E-12,9959004634.6641159,0,false,0,2.3768928211533753E-8,2.3768928211533753E-8,3151780.689461696,0,false,0,6.8532253390515439E-5,6.8532253390515439E-5,1092.4138455205366,0,false,0,0.21664675733115302,0.21664675733115302,0.34556521127194012,0,true,0.27361575698142948,685.09720085622507,0,1.0927731477366233E-4,1.0927731477366233E-4,false,0,2166467.5733115324,0]
[null,2,7,568.5179615578329,null,27,7,1,367.12842948708169,1,5.5475251446297856E-2,5.5475251446297856E-2,7852159067659.457,0,false,0,1.2105869365970993E-12,1.2105869365970993E-12,2477891137.5619507,0,false,0,3.9269887942618141E-9,3.9269887942618141E-9,784191.76659208105,0,false,0,1.1322571582317822E-5,1.1322571582317822E-5,271.80252300952793,0,false,0,3.5793342500810052E-2,3.5793342500810052E-2,8.5979774673469705E-2,0,true,5.5475251446297856E-2,113.1884873730671,0,2.7189192067622383E-5,2.7189192067622383E-5,false,0,357933.42500810185,0]
[null,2,8,733.65479759278594,null,28,4,5,391.51191543286774,1,0.92341825521968668,0.92341825521968668,276050215012199.53,0,false,0,9.5410316254831853E-12,9.5410316254831853E-12,87112649579.155319,0,false,0,3.0949883189958615E-8,3.0949883189958615E-8,27569016.866983842,0,false,0,8.9236890208278794E-5,8.9236890208278794E-5,9555.4794892870723,0,false,0,0.28209904010854103,0.28209904010854103,3.0227017920546042,0,true,0.92341825521968668,892.07549249018382,0,9.5586223503651892E-4,9.5586223503651892E-4,false,0,2820990.4010854191,0]
[null,2,9,920.80987843239927,null,29,7,2,400.15579669407231,1,0.10374048898855999,0.10374048898855999,39976751335785.695,0,false,0,8.3152554574696843E-13,8.3152554574696843E-13,12615388581.6514,0,false,0,2.697362247662808E-9,2.697362247662808E-9,3992461.05211251,0,false,0,7.7772254347226694E-6,7.7772254347226694E-6,1383.7954352636411,0,false,0,2.458565986244398E-2,2.458565986244398E-2,0.4377384668867581,0,true,0.10374048898855999,77.746682943504979,0,1.3842505748323507E-4,1.3842505748323507E-4,false,0,245856.59862444006,0]
[null,2,10,1129.983204076673,null,30,1,6,403.59614744480047,1,0.37362635294456764,0.37362635294456764,159046380619538.97,0,false,0,2.7110512286997379E-12,2.7110512286997379E-12,50189968593.686882,0,false,0,8.7943025601282051E-9,8.7943025601282051E-9,15883893.985516287,0,false,0,2.5356354568444899E-5,2.5356354568444899E-5,5505.3912122045149,0,false,0,8.0157469267642806E-2,8.0157469267642806E-2,1.7415301766645168,0,true,0.37362635294456764,253.4801743607004,0,5.5072019721752875E-4,5.5072019721752875E-4,false,0,801574.69267642952,0]
[null,2,11,1361.1747745256073,null,31,2,6,425.39937032754034,1,0.66580666232859376,0.66580666232859376,522520889703755.88,0,false,0,2.6204696175051655E-12,2.6204696175051655E-12,164890938992.89182,0,false,0,8.5004674282811431E-9,8.5004674282811431E-9,52183937.697557941,0,false,0,2.450914835318927E-5,2.450914835318927E-5,18087.063051436366,0,false,0,7.747924886417755E-2,7.747924886417755E-2,5.7215127676089326,0,true,0.66580666232859376,245.01089780981502,0,1.8093012007377892E-3,1.8093012007377892E-3,false,0,774792.48864177661,0]
[null,2,12,1614.3845897792019,null,32,6,4,437.78463303016179,1,0.30675779652828866,0.30675779652828866,336095802518667.31,0,false,0,8.6479793453188354E-13,8.6479793453188354E-13,106061123221.87381,0,false,0,2.8052936105139253E-9,2.8052936105139253E-9,33565744.001141571,0,false,0,8.088420766791009E-6,8.088420766791009E-6,11633.957782864441,0,false,0,2.55694223429365E-2,2.55694223429365E-2,3.6801905208815109,0,true,0.30675779652828866,80.857613058478393,0,1.1637784269347038E-3,1.1637784269347038E-3,false,0,255694.22342936508,0]
[null,2,13,1889.6126498374567,null,33,7,3,455.20140870572328,1,0.13852277064475382,0.13852277064475382,238881009836641.06,0,false,0,2.4811168938462082E-13,2.4811168938462082E-13,75383233083.496872,0,false,0,8.0484250612977018E-10,8.0484250612977018E-10,23856944.24870272,0,false,0,2.3205787858275375E-6,2.3205787858275375E-6,8268.8672775470004,0,false,0,7.3359016260010675E-3,7.3359016260010675E-3,2.6157054668083224,0,true,0.13852277064475382,23.198157829096093,0,8.2715869632682577E-4,8.2715869632682577E-4,false,0,73359.016260010845,0]
[null,2,14,2186.8589547003721,null,34,5,5,456.92158408108736,1,0.68655504320113681,0.68655504320113681,1237033099287468.5,0,false,0,1.1769443175334341E-12,1.1769443175334341E-12,390368219388.21155,0,false,0,3.8178564518593783E-9,3.8178564518593783E-9,123541966.36929305,0,false,0,1.1007913501142961E-5,1.1007913501142961E-5,42819.906542322795,0,false,0,3.4798633446576431E-2,3.4798633446576431E-2,13.545297060832947,0,true,0.68655504320113681,110.04294115249691,0,4.2833990295816403E-3,4.2833990295816403E-3,false,0,347986.3344657647,0]
[null,2,15,2506.1235043679476,null,35,3,6,461.73807513210681,1,0.81284914084082716,0.81284914084082716,1654490541643924.5,0,false,0,1.2335084433523971E-12,1.2335084433523971E-12,522104482982.86273,0,false,0,4.0013432230554112E-9,4.0013432230554112E-9,165233262.53098616,0,false,0,1.1536955525482651E-5,1.1536955525482651E-5,57270.197870337142,0,false,0,3.6471061148785448E-2,3.6471061148785448E-2,18.116383372291185,0,true,0.81284914084082716,115.33162191343906,0,5.7289034421242257E-3,5.7289034421242257E-3,false,0,364710.61148785567,0]
[null,2,16,2847.4062988401843,null,36,8,1,476.14454390078106,1,0.20843451791577561,0.20843451791577561,606402697627423,0,false,0,2.2129146960474061E-13,2.2129146960474061E-13,191361364090.72406,0,false,0,7.1784115219868828E-10,7.1784115219868828E-10,60561177.966610134,0,false,0,2.0697303344434522E-6,2.0697303344434522E-6,20990.632226716625,0,false,0,6.5429099923504496E-3,6.5429099923504496E-3,6.6400039599466947,0,true,0.20843451791577561,20.690498101302314,0,2.0997536185968979E-3,2.0997536185968979E-3,false,0,65429.09992350472,0]
[null,2,17,3210.7073381170808,null,37,8,2,509.17191110777173,1,0.38977919427024693,0.38977919427024693,2473127183557983.5,0,false,0,1.8974807088597928E-13,1.8974807088597928E-13,780440115565.36951,0,false,0,6.1551841142164069E-10,6.1551841142164069E-10,246990153.71059093,0,false,0,1.7747061778581333E-6,1.7747061778581333E-6,85607.309075422469,0,false,0,5.6102684448099752E-3,5.6102684448099752E-3,27.080312070719302,0,true,0.38977919427024693,17.741226570570184,0,8.5635465891623647E-3,8.5635465891623647E-3,false,0,56102.684448099826,0]
[null,2,18,3596.0266221986376,null,38,4,6,512.61226185849989,1,0.78270029970625576,0.78270029970625576,5370643678481988,0,false,0,3.5233125755085949E-13,3.5233125755085949E-13,1694803971652.1431,0,false,0,1.14291742165964E-9,1.14291742165964E-9,536363886.37511158,0,false,0,3.2953402714896131E-6,3.2953402714896131E-6,185904.85615718717,0,false,0,1.041735458562627E-2,1.041735458562627E-2,58.807613211663913,0,true,0.78270029970625576,32.942567684178606,0,1.8596600150706775E-2,1.8596600150706775E-2,false,0,104173.54585626276,0]
[null,2,19,4003.3641510848552,null,39,7,4,532.26526552203461,1,0.15530150880478064,0.15530150880478064,1650355600745512,0,false,0,4.5139872910928088E-14,4.5139872910928088E-14,520799627424.25537,0,false,0,1.4642795964236672E-10,1.4642795964236672E-10,164820307.75257036,0,false,0,4.2219144020122092E-7,4.2219144020122092E-7,57127.066871716408,0,false,0,1.3346475851503566E-3,1.3346475851503566E-3,18.071106489376557,0,true,0.15530150880478064,4.2205262427186554,0,5.7145856345879242E-3,5.7145856345879242E-3,false,0,13346.475851503596,0]
[null,2,20,4432.7199247757326,null,40,6,5,536.86673465113358,1,0.30003110325324511,0.30003110325324511,3523978186035326,0,false,0,7.8901609022295346E-14,7.8901609022295346E-14,1112055199200.3042,0,false,0,2.5594670247371238E-10,2.5594670247371238E-10,351938193.72825396,0,false,0,7.3796361839672114E-7,7.3796361839672114E-7,121982.52146214394,0,false,0,2.3328785651186559E-3,2.3328785651186559E-3,38.586947587124278,0,true,0.30003110325324511,7.3772097703603983,0,1.2202264232885122E-2,1.2202264232885122E-2,false,0,23328.785651186572,0]
[null,3,1,76.418791050549856,null,41,1,7,546.71473867509303,1,0.25789433903367548,0.25789433903367548,3741912516740542.5,0,false,0,5.4900525541001091E-14,5.4900525541001091E-14,1180828327962.9617,0,false,0,1.7809026521021355E-10,1.7809026521021355E-10,373703202.09400129,0,false,0,5.1348243695094363E-7,5.1348243695094363E-7,129526.31934316856,0,false,0,1.62324014472456E-3,1.62324014472456E-3,40.973290564411279,0,true,0.25789433903367548,5.1331360467509644,0,1.2956892141542553E-2,1.2956892141542553E-2,false,0,16232.401447245597,0]
[null,3,2,109.44615825754045,null,42,8,3,564.21752311942271,1,0.52046500316716726,0.52046500316716726,1.0893427973299826E+16,0,false,0,7.680774440721369E-14,7.680774440721369E-14,3437618672790.7397,0,false,0,2.4915447414912779E-10,2.4915447414912779E-10,1087921991.0113134,0,false,0,7.1837978573569165E-7,7.1837978573569165E-7,377076.0604634604,0,false,0,2.270969410928855E-3,2.270969410928855E-3,119.28113968342879,0,true,0.52046500316716726,7.1814358351060763,0,3.7720008330033104E-2,3.7720008330033104E-2,false,0,22709.694109288601,0]
[null,3,3,164.49177026919145,null,43,2,7,568.5179615578329,1,0.45957081922143039,0.45957081922143039,1.0506693860572098E+16,0,false,0,6.2090524028326831E-14,6.2090524028326831E-14,3315577712812.2778,0,false,0,2.0141369836227818E-10,2.0141369836227818E-10,1049299020.6348714,0,false,0,5.807302075062232E-7,5.807302075062232E-7,363689.25733485864,0,false,0,1.8358263462249281E-3,1.8358263462249281E-3,115.04646848225343,0,true,0.45957081922143039,5.8053926426156357,0,3.6380887716269565E-2,3.6380887716269565E-2,false,0,18358.263462249324,0]
[null,3,4,241.55562708550281,null,44,5,6,578.02193050671951,1,0.58193222306454018,0.58193222306454018,1.613244121517323E+16,0,false,0,6.483824239550707E-14,6.483824239550707E-14,5090884273977.4229,0,false,0,2.1032694441797664E-10,2.1032694441797664E-10,1611140001.9995439,0,false,0,6.0642950836594007E-7,6.0642950836594007E-7,558424.52843915345,0,false,0,1.9170679503089046E-3,1.9170679503089046E-3,176.64742253203414,0,true,0.58193222306454018,6.0623011522866461,0,5.5860819799937511E-2,5.5860819799937511E-2,false,0,19170.679503089112,0]
[null,3,5,340.63772870647466,null,45,9,1,599.69614023630709,1,0.31595757066023433,0.31595757066023433,1.3437935443477064E+16,0,false,0,2.294623805143609E-14,2.294623805143609E-14,4240584131779.0059,0,false,0,7.443465394707407E-11,7.443465394707407E-11,1342040863.4069815,0,false,0,2.146152539962182E-7,2.146152539962182E-7,465154.19849549042,0,false,0,6.7844987654407606E-4,6.7844987654407606E-4,147.14305346480739,0,true,0.31595757066023433,2.1454468881393272,0,4.6530719082072181E-2,4.6530719082072181E-2,false,0,6784.498765440766,0]
[null,3,6,461.73807513210681,null,46,3,7,604.85666636239932,1,0.56106639764336252,0.56106639764336252,2.6362324887797156E+16,0,false,0,3.6883431916124557E-14,3.6883431916124557E-14,8319109513973.7988,0,false,0,1.1964512374111744E-10,1.1964512374111744E-10,2632794107.5954547,0,false,0,3.4496927518957419E-7,3.4496927518957419E-7,912531.99981797591,0,false,0,1.0905299497862785E-3,1.0905299497862785E-3,288.66286765090058,0,true,0.56106639764336252,3.4485584979536936,0,9.1283213769258353E-2,9.1283213769258353E-2,false,0,10905.299497862792,0]
[null,3,7,604.85666636239932,null,47,7,5,631.34736714300641,1,0.15189600248447135,0.15189600248447135,1.1747844851535958E+16,0,false,0,6.066259715496084E-15,6.066259715496084E-15,3707245407568,0,false,0,1.9678168668165146E-11,1.9678168668165146E-11,1173252239.084069,0,false,0,5.6737486411928312E-8,5.6737486411928312E-8,406651.70471689873,0,false,0,1.7936069284372552E-4,1.7936069284372552E-4,128.63685573998751,0,true,0.15189600248447135,0.56718831209203591,0,4.0678545518086487E-2,4.0678545518086487E-2,false,0,1793.6069284372566,0]
[null,3,8,769.99350239735236,null,48,9,2,632.72350744329776,1,0.59085073118884657,0.59085073118884657,4.6868801209055328E+16,0,false,0,2.3006906229842889E-14,2.3006906229842889E-14,14790299858085.779,0,false,0,7.4631453738621038E-11,7.4631453738621038E-11,4680767124.2372961,0,false,0,2.1518268106156485E-7,2.1518268106156485E-7,1622363.7739996093,0,false,0,6.8024364849301165E-4,6.8024364849301165E-4,513.20521304357476,0,true,0.59085073118884657,2.1511192931008845,0,0.16228973802896493,0.16228973802896493,false,0,6802.4364849301273,0]
[null,3,9,957.14858323696581,null,49,8,4,641.28137993573409,1,0.5835069562623364,0.5835069562623364,5.4111581844937872E+16,0,false,0,1.9435170685105459E-14,1.9435170685105459E-14,17075890584702.088,0,false,0,6.3045201618903249E-11,6.3045201618903249E-11,5404100527.5664063,0,false,0,1.8177638023687753E-7,1.8177638023687753E-7,1873072.6597308589,0,false,0,5.746383839636658E-4,5.746383839636658E-4,592.51239998625795,0,true,0.5835069562623364,1.8171661242835597,0,0.18736887258492935,0.18736887258492935,false,0,5746.3838396366573,0]
[null,3,10,1166.3219088812396,null,50,4,7,655.7308530887924,1,0.54025626100349566,0.54025626100349566,6.4916621283793424E+16,0,false,0,1.3887696676723322E-14,1.3887696676723322E-14,20485616653143.691,0,false,0,4.5049907263083695E-11,4.5049907263083695E-11,6483195193.4592943,0,false,0,1.2989107595834852E-7,1.2989107595834852E-7,2247089.1506593712,0,false,0,4.1061659321602311E-4,4.1061659321602311E-4,710.82570060660498,0,true,0.54025626100349566,1.2984836796214774,0,0.22478282333018026,0.22478282333018026,false,0,4106.1659321602347,0]
[null,3,11,1397.5134793301738,null,51,6,6,657.96708107676579,1,0.2543099328068244,0.2543099328068244,3.1791434339177824E+16,0,false,0,6.2835205103369918E-15,6.2835205103369918E-15,10032363420130.365,0,false,0,2.0382934828265E-11,2.0382934828265E-11,3174996945.6957784,0,false,0,5.8769518005241031E-8,5.8769518005241031E-8,1100460.6489786762,0,false,0,1.8578442814653394E-4,1.8578442814653394E-4,348.11067089649401,0,true,0.2543099328068244,0.58750194673494238,0,0.110082259784221,0.110082259784221,false,0,1857.8442814653392,0]
[null,3,12,1650.7232945837684,null,52,9,3,687.76911945494874,1,0.7889521354654816,0.7889521354654816,1.6507402008691206E+17,0,false,0,1.1646866497741586E-14,1.1646866497741586E-14,52092099496528.422,0,false,0,3.778094149393311E-11,3.778094149393311E-11,16485871760.236591,0,false,0,1.0893268020970552E-7,1.0893268020970552E-7,5714037.9806801621,0,false,0,3.4436211808687347E-4,3.4436211808687347E-4,1807.5317793768425,0,true,0.7889521354654816,1.0889686330343853,0,0.57159173659677864,0.57159173659677864,false,0,3443.6211808687308,0]
[null,3,13,1925.9513546420233,null,53,1,8,711.85157471004607,1,0.10864428380295493,0.10864428380295493,3.39169957639194E+16,0,false,0,1.0749367201608098E-15,1.0749367201608098E-15,10703122859836.973,0,false,0,3.4869568859530125E-12,3.4869568859530125E-12,3387275855.777122,0,false,0,1.0053840490543351E-8,1.0053840490543351E-8,1174036.967680109,0,false,0,3.17825816785751E-5,3.17825816785751E-5,371.3851984218735,0,false,0,0.10050534802463479,0.10050534802463479,0.11744231162866917,0,true,0.10864428380295493,317.82581678575099,0]
[null,3,14,2223.1976595049387,null,54,5,7,721.14052173701214,1,0.40167676837263372,0.40167676837263372,1.4579782038600445E+17,0,false,0,3.4181326319110515E-15,3.4181326319110515E-15,46009145242394.578,0,false,0,1.1087983966311955E-11,1.1087983966311955E-11,14560765943.303371,0,false,0,3.1969658875932545E-8,3.1969658875932545E-8,5046792.2374907127,0,false,0,1.0106369754087838E-4,1.0106369754087838E-4,1596.460748776992,0,false,0,0.31959147298753415,0.31959147298753415,0.50484521611931632,0,true,0.40167676837263372,1010.6369754087862,0]
[null,3,15,2542.4622091725141,null,55,2,8,733.65479759278594,1,0.19360542266315439,0.19360542266315439,8.583517455670872E+16,0,false,0,1.3488270069067048E-15,1.3488270069067048E-15,27086845349472.527,0,false,0,4.3754218564504568E-12,4.3754218564504568E-12,8572322158.9586868,0,false,0,1.2615525474604986E-8,1.2615525474604986E-8,2971184.970458182,0,false,0,3.9880677358260936E-5,3.9880677358260936E-5,939.88021687435958,0,false,0,0.12611377508241148,0.12611377508241148,0.29721622130559988,0,true,0.19360542266315439,398.80677358260999,0]
[null,3,16,2883.7450036447503,null,56,10,1,737.78321849365966,1,0.35460567959928591,0.35460567959928591,1.6781391726816698E+17,0,false,0,2.3144612424969249E-15,2.3144612424969249E-15,52956723720867.367,0,false,0,7.507815497817131E-12,7.507815497817131E-12,16759504119.481432,0,false,0,2.1647064164044665E-8,2.1647064164044665E-8,5808879.5344789354,0,false,0,6.8431519829883887E-5,6.8431519829883887E-5,1837.5331764757734,0,false,0,0.2163994664094113,0.2163994664094113,0.58107901137875784,0,true,0.35460567959928591,684.31519829883803,0]
[null,3,17,3247.0460429216473,null,57,8,5,740.36348155670589,1,0.57071160969558976,0.57071160969558976,2.8127275171424093E+17,0,false,0,3.5767803079643717E-15,3.5767803079643717E-15,88760715709510.453,0,false,0,1.1602616684758603E-11,1.1602616684758603E-11,28090589372.988037,0,false,0,3.3453484294973702E-8,3.3453484294973702E-8,9736257.6217589546,0,false,0,1.057544227042404E-4,1.057544227042404E-4,3079.8876596606979,0,false,0,0.33442484838162351,0.33442484838162351,0.97394599419732775,0,true,0.57071160969558976,1057.5442270424057,0]
[null,3,18,3632.3653270032041,null,58,7,6,752.44771356863862,1,0.12874885892362339,0.12874885892362339,7.6595973245826304E+16,0,false,0,6.6844757454326826E-16,6.6844757454326826E-16,24171247887791.516,0,false,0,2.1683582198248488E-12,2.1683582198248488E-12,7649607076.9729309,0,false,0,6.2519636409325126E-9,6.2519636409325126E-9,2651369.9736844031,0,false,0,1.9763944460459703E-5,1.9763944460459703E-5,838.71257113163949,0,false,0,6.2499080044120262E-2,6.2499080044120262E-2,0.26522420269919644,0,true,0.12874885892362339,197.63944460459712,0]
[null,3,19,4039.7028558894217,null,59,9,4,764.83297627126012,1,0.88451491723886699,0.88451491723886699,6.3621599902292275E+17,0,false,0,3.7983261226319518E-15,3.7983261226319518E-15,200769491800927.56,0,false,0,1.232128289972772E-11,1.232128289972772E-11,63538619621.552292,0,false,0,3.5525593508697564E-8,3.5525593508697564E-8,22022619.794558436,0,false,0,1.1230485289995056E-4,1.1230485289995056E-4,6966.4544195170993,0,false,0,0.35513912745401049,0.35513912745401049,2.2029863181420177,0,true,0.88451491723886699,1123.0485289995092,0]
[null,3,20,4469.0586295802996,null,60,3,8,769.99350239735236,1,0.23636291190520242,0.23636291190520242,1.8383752358439136E+17,0,false,0,9.3866584478900957E-16,9.3866584478900957E-16,58013263169524.93,0,false,0,3.0449116396417147E-12,3.0449116396417147E-12,18359774826.687267,0,false,0,8.7793044003724495E-9,8.7793044003724495E-9,6363536.7423797706,0,false,0,2.7753469875354344E-5,2.7753469875354344E-5,2012.9888758132513,0,false,0,8.7764177778989108E-2,8.7764177778989108E-2,0.63656297521517036,0,true,0.23636291190520242,277.53469875354364,0]
[null,4,1,127.29297777694293,null,61,10,2,770.81058570065034,1,0.66312392716888768,0.66312392716888768,5.2216159150605715E+17,0,false,0,2.6011834797556116E-15,2.6011834797556116E-15,164777555933257.81,0,false,0,8.4379056703953528E-12,8.4379056703953528E-12,52148054740.277168,0,false,0,2.4328765872085029E-8,2.4328765872085029E-8,18074625.942635294,0,false,0,7.6909016926991674E-5,7.6909016926991674E-5,5717.5785149005233,0,false,0,0.24320766609373773,0.24320766609373773,1.8080570807928606,0,true,0.66312392716888768,769.09016926991785,0]
[null,4,2,160.32034498393352,null,62,6,7,801.0856723070583,1,0.17553657956414226,0.17553657956414226,2.163258412157352E+17,0,false,0,4.3996018426811218E-16,4.3996018426811218E-16,68265540745583.281,0,false,0,1.4271744236715126E-12,1.4271744236715126E-12,21604369208.614697,0,false,0,4.114930145990304E-9,4.114930145990304E-9,7488120.009790089,0,false,0,1.3008273165819817E-5,1.3008273165819817E-5,2368.7302974265704,0,false,0,4.1135771629639786E-2,4.1135771629639786E-2,0.74905829025160564,0,true,0.17553657956414226,130.08273165819813,0]
[null,4,3,215.3659569955845,null,63,4,8,820.86768912374544,1,0.22759613400867507,0.22759613400867507,3.724617791422608E+17,0,false,0,4.2957061084769507E-16,4.2957061084769507E-16,117537066387049.81,0,false,0,1.3934719797034504E-12,1.3934719797034504E-12,37197598527.59346,0,false,0,4.0177568780438566E-9,4.0177568780438566E-9,12892766.23450518,0,false,0,1.2701085347554027E-5,1.2701085347554027E-5,4078.3916333315888,0,false,0,4.0164358454462104E-2,4.0164358454462104E-2,1.2897006751502089,0,true,0.22759613400867507,127.0108534755406,0]
[null,4,4,292.42981381189588,null,64,10,3,825.85619771230131,1,0.88545720738210421,0.88545720738210421,1.5548107523940559E+18,0,false,0,1.5575576584274157E-15,1.5575576584274157E-15,490648718492099.69,0,false,0,5.0525173254011556E-12,5.0525173254011556E-12,155278284625.9498,0,false,0,1.4567774975917519E-8,1.4567774975917519E-8,53819781.497245014,0,false,0,4.6052202487467324E-5,4.6052202487467324E-5,17024.907034973709,0,false,0,0.14562985112766882,0.14562985112766882,5.38374831831407,0,true,0.88545720738210421,460.52202487467429,0]
[null,4,5,{"$f":"3.1416/2*SQRT($H$2/$I$2)*(B74^2/$C$2^2+C74^2/$D$2^2)","v":391.51191543286774},null,65,8,6,861.46382798233799,1,{"$f":"ABS(SIN(G74*3.1416*$J$2/$C$2)*SIN(H74*3.1416*$K$2/$D$2))*(1/F74^$M$2)+(1-1/F74^$M$2)","v":0.48374195055122243},0.48374195055122243,1.3876259130722611E+18,0,false,0,5.2088471638634232E-16,5.2088471638634232E-16,437890511721124.31,0,{"$f":"AND($I74>44.548,$I74<89.095)","v":false},0,1.6896832292782039E-12,{"$f":"IF($I74>89.095,W74,0)","v":1.6896832292782039E-12},138581606251.82675,0,false,0,4.8718140838343737E-9,4.8718140838343737E-9,48032677.498835534,0,false,0,1.5400963362004795E-5,1.5400963362004795E-5,15194.262152483914,0,false,0,4.8702122384739567E-2,4.8702122384739567E-2,4.8048475767541765,0,true,0.48374195055122243,154.00963362004822,0]
[null,4,6,512.61226185849989,null,66,9,5,863.91507789223192,{"$f":"IF(ABS(I75-I74)>0.0001,1,$L$2)","v":1},0.86511896182125891,{"$f":"$J75*$K75","v":0.86511896182125891},{"$f":"10^(LOG10($I75/22.27)/LOG10(2)*70/20)*$L75","v":2.5649681257259561E+18},{"$f":"IF($I75<22.27,M75,0)","v":0},{"$f":"AND($I75>22.27,$I75<44.45)","v":false},{"$f":"IF($O75=TRUE,$L75,0)","v":0},{"$f":"10^(LOG10(44.45/$I75)/LOG10(2)*70/20)*$L75","v":9.0127267198739036E-16},{"$f":"IF($I75>44.45,Q75,0)","v":9.0127267198739036E-16},{"$f":"10^(LOG10($I75/44.548)/LOG10(2)*70/20)*$L75","v":809422189757004.25},{"$f":"IF($I75<44.528,S75,0)","v":0},false,{"$f":"IF($U75=TRUE,$L75,0)","v":0},{"$f":"10^(LOG10(89.095/$I75)/LOG10(2)*70/20)*$L75","v":2.9236129818298106E-12},2.9236129818298106E-12,{"$f":"10^(LOG10($I75/89.09)/LOG10(2)*70/20)*$L75","v":256162269311.35971},{"$f":"IF($I75<89.09,Y75,0)","v":0},{"$f":"AND($I75>89.09,$I75<176.78)","v":false},{"$f":"IF($AA75=TRUE,$L75,0)","v":0},{"$f":"10^(LOG10(176.78/$I75)/LOG10(2)*70/20)*$L75","v":8.4295675389072519E-9},{"$f":"IF($I75>176.78,AC75,0)","v":8.4295675389072519E-9},{"$f":"10^(LOG10($I75/176.78)/LOG10(2)*70/20)*$L75","v":88786383.719954625},{"$f":"IF($I75<176.78,AE75,0)","v":0},{"$f":"AND($I75>176.78,$I75<353.55)","v":false},{"$f":"IF($AG75=TRUE,$L75,0)","v":0},{"$f":"10^(LOG10(353.55/$I75)/LOG10(2)*70/20)*$L75","v":2.6647868451104288E-5},{"$f":"IF($I75>353.55,AI75,0)","v":2.6647868451104288E-5},{"$f":"10^(LOG10($I75/353.55)/LOG10(2)*70/20)*$L75","v":28085.954397289908},{"$f":"IF($I75<353.55,AK75,0)","v":0},{"$f":"AND($I75>353.55,$I75<707.1)","v":false},{"$f":"IF($AM75=TRUE,$L75,0)","v":0},{"$f":"10^(LOG10(707.1/$I75)/LOG10(2)*70/20)*$L75","v":8.4267959094032924E-2},{"$f":"IF($I75>707.1,AO75,0)","v":8.4267959094032924E-2},{"$f":"10^(LOG10($I75/707.1)/LOG10(2)*70/20)*$L75","v":8.8815586155057389},{"$f":"IF($I75<707.1,AQ75,0)","v":0},{"$f":"AND($I75>707.1,$I75<1414.2)","v":true},{"$f":"IF($AS75=TRUE,$L75,0)","v":0.86511896182125891},{"$f":"10^(LOG10(1414.2/$I75)/LOG10(2)*70/20)*$L75","v":266.4786845110433},{"$f":"IF($I75>1414.2,AU75,0)","v":0}]
[null,4,7,655.7308530887924,null,67,5,8,886.27735777196506,1,0.16921614093449247,0.16921614093449247,6.7528726971126886E+17,0,false,0,1.3097292409005181E-16,1.3097292409005181E-16,213099139549742.19,0,false,0,4.2485937168551557E-13,4.2485937168551557E-13,67440650708.8078,0,false,0,1.2249845620535122E-9,1.2249845620535122E-9,23375072.012957472,0,false,0,3.8724676341423887E-6,3.8724676341423887E-6,7394.2780309649852,0,false,0,1.2245817889173555E-2,1.2245817889173555E-2,2.3382760230394428,0,true,0.16921614093449247,38.724676341423852,0]
[null,4,8,820.86768912374544,null,68,11,1,890.40577867283889,1,0.31595402260950384,0.31595402260950384,1.3308745267314721E+18,0,false,0,2.3168460602950313E-16,2.3168460602950313E-16,419981582973440.13,0,false,0,7.5155515409598989E-13,7.5155515409598989E-13,132913869578.68182,0,false,0,2.1669369270281755E-9,2.1669369270281755E-9,46068227.994080819,0,false,0,6.8502031577259957E-6,6.8502031577259957E-6,14572.844352876913,0,false,0,2.1662244413291818E-2,2.1662244413291818E-2,4.6083380142213528,0,true,0.31595402260950384,68.502031577260055,0]
[null,4,9,1008.0227699633589,null,69,7,7,895.56630479893124,1,8.886846875700434E-2,8.886846875700434E-2,4.0035148694885574E+17,0,false,0,6.0931302464838631E-17,6.0931302464838631E-17,126338169269412.39,0,false,0,1.9765333225203548E-13,1.9765333225203548E-13,39982931713.808289,0,false,0,5.6988805422043759E-10,5.6988805422043759E-10,13858168.601231631,0,false,0,1.801551720254756E-6,1.801551720254756E-6,4383.779078014958,0,false,0,5.6970067585995305E-3,5.6970067585995305E-3,1.386272664552024,0,true,8.886846875700434E-2,18.015517202547557,0]
[null,4,10,1217.1960956076327,null,70,1,9,899.0066555496594,1,5.4726064286133413E-2,5.4726064286133413E-2,2.5777950313345971E+17,0,false,0,3.5886124833808785E-17,3.5886124833808785E-17,81346995234766.578,0,false,0,1.1640998744623773E-13,1.1640998744623773E-13,25744328688.658855,0,false,0,3.3564150162147739E-10,3.3564150162147739E-10,8923038.7117847819,0,false,0,1.0610426383866038E-6,1.0610426383866038E-6,2822.6406780448006,0,false,0,3.3553114318560775E-3,3.3553114318560775E-3,0.89259735588635869,0,true,5.4726064286133413E-2,10.610426383866054,0]
[null,4,11,1448.3876660565668,null,71,10,4,902.9200545286127,1,0.99270928272987347,0.99270928272987347,4.9182302473218396E+18,0,false,0,6.1890190965616946E-16,6.1890190965616946E-16,1552036712109108.5,0,false,0,2.0076384359464514E-12,2.0076384359464514E-12,491181550567.28625,0,false,0,5.7885650031984593E-9,5.7885650031984593E-9,170244563.11253989,0,false,0,1.8299031120390684E-5,1.8299031120390684E-5,53853.764908894263,0,false,0,5.7866617314737356E-2,5.7866617314737356E-2,17.030055768735622,0,true,0.99270928272987347,182.9903112039068,0]
[null,4,12,1701.5974813101614,null,72,2,9,920.80987843239927,1,9.7522505887416469E-2,9.7522505887416469E-2,6.0695894822595917E+17,0,false,0,4.8399056898039063E-17,4.8399056898039063E-17,191536899050787.69,0,false,0,1.5700033458621038E-13,1.5700033458621038E-13,60616730475.89753,0,false,0,4.526744587093683E-10,4.526744587093683E-10,21009886.843797725,0,false,0,1.4310116588051998E-6,1.4310116588051998E-6,6646.0948071533785,0,false,0,4.5252562000801756E-3,4.5252562000801756E-3,2.1016797136022216,0,true,9.7522505887416469E-2,14.310116588051992,0]
[null,4,13,1976.8255413684165,null,73,11,2,923.43314587982957,1,0.59084409622085377,0.59084409622085377,3.8009494244872003E+18,0,false,0,2.836875150189323E-16,2.836875150189323E-16,1199458494422139.8,0,false,0,9.2024592276109058E-13,9.2024592276109058E-13,379599192812.10522,0,false,0,2.6533180713486617E-9,2.6533180713486617E-9,131569882.18212159,0,false,0,8.3877696688343826E-6,8.3877696688343826E-6,41619.734425486458,0,false,0,2.6524456642392915E-2,2.6524456642392915E-2,13.161315639585663,0,true,0.59084409622085377,83.877696688343875,0]
[null,4,14,2274.0718462313316,null,74,3,9,957.14858323696581,1,0.11906021613840287,0.11906021613840287,1.1621433267725985E+18,0,false,0,3.7675597950055384E-17,3.7675597950055384E-17,366735394071037.81,0,false,0,1.222148087793395E-13,1.222148087793395E-13,116062756829.33267,0,false,0,3.5237837267204929E-10,3.5237837267204929E-10,40227596.714954391,0,false,0,1.1139518696111318E-6,1.1139518696111318E-6,12725.267090643385,0,false,0,3.5226251117740862E-3,3.5226251117740862E-3,4.024082784041731,0,true,0.11906021613840287,11.139518696111345,0]
[null,4,15,2593.3363958989075,null,75,6,8,966.22250834201122,1,7.3949067821439771E-2,7.3949067821439771E-2,8.0550769955659891E+17,0,false,0,2.0969217520215745E-17,2.0969217520215745E-17,254192556820444.72,0,false,0,6.8021452848149836E-14,6.8021452848149836E-14,80445709323.499084,0,false,0,1.96124259415213E-10,1.96124259415213E-10,27882652.803713992,0,false,0,6.199954435200276E-7,6.199954435200276E-7,8820.1690654574177,0,false,0,1.9605977404495716E-3,1.9605977404495716E-3,2.7891823594604181,0,true,7.3949067821439771E-2,6.1999544352002909,0]
[null,4,16,2934.6191903711438,null,76,11,3,978.47875789148065,1,0.78894327591451496,0.78894327591451496,9.9501703751347569E+18,0,false,0,1.9321798746468608E-16,1.9321798746468608E-16,3139956638337297,0,false,0,6.2677437587134255E-13,6.2677437587134255E-13,993719258249.1748,0,false,0,1.8071601699336836E-9,1.8071601699336836E-9,344425194.27238572,0,false,0,5.7128632348215197E-6,5.7128632348215197E-6,108952.63321145695,0,false,0,1.8065659783073392E-2,1.8065659783073392E-2,34.4538478021109,0,true,0.78894327591451496,57.128632348215383,0]
[null,4,17,3297.9202296480403,null,77,9,6,985.01542431786402,1,0.73328512499243503,0.73328512499243503,9.9925851883575009E+18,0,false,0,1.662089493973615E-16,1.662089493973615E-16,3153341401544575.5,0,false,0,5.3916051962709912E-13,5.3916051962709912E-13,997955207498.84656,0,false,0,1.5545457085993714E-9,1.5545457085993714E-9,345893383.23132432,0,false,0,4.9142888235705101E-6,4.9142888235705101E-6,109417.0680315237,0,false,0,1.5540345762392207E-2,1.5540345762392207E-2,34.600714987721055,0,true,0.73328512499243503,49.142888235705257,0]
[null,4,18,3683.2395137295971,null,78,10,5,1002.0021561495845,1,0.97094080306354968,0.97094080306354968,1.6141117857120037E+19,0,false,0,1.8040077934665121E-16,1.8040077934665121E-16,5093622345633726,0,false,0,5.8519699622875682E-13,5.8519699622875682E-13,1612006534518.5386,0,false,0,1.687281330988117E-9,1.687281330988117E-9,558724870.44090343,0,false,0,5.333897704793082E-6,5.333897704793082E-6,176742.43025068697,0,false,0,1.6867265553490562E-2,1.6867265553490562E-2,55.890863878561476,0,true,0.97094080306354968,53.338977047930854,0]
[null,4,19,4090.5770426158147,null,79,8,7,1004.5824192126305,1,0.33390126156004146,0.33390126156004146,5.7193283957601843E+18,0,false,0,6.0211243887399078E-17,6.0211243887399078E-17,1804837755137960,0,false,0,1.9531755455665864E-13,1.9531755455665864E-13,571186879907.2019,0,false,0,5.6315337491732496E-10,5.6315337491732496E-10,197974579.2835829,0,false,0,1.7802617967442712E-6,1.7802617967442712E-6,62625.650157341544,0,false,0,5.6296821090956418E-3,5.6296821090956418E-3,19.803969444608146,0,true,0.33390126156004146,17.802617967442757,0]
[null,4,20,4519.9328163066921,null,80,4,9,1008.0227699633589,1,0.11464423368673742,0.11464423368673742,2.0433474680738714E+18,0,false,0,1.9867751560494448E-17,1.9867751560494448E-17,644815335307398.38,0,false,0,6.4448438510786587E-14,6.4448438510786587E-14,204068237403.64389,0,false,0,1.858222919997302E-10,1.858222919997302E-10,70730482.205215409,0,false,0,5.8742847360036703E-7,5.8742847360036703E-7,22374.299013909804,0,false,0,1.8576119390132555E-3,1.8576119390132555E-3,7.0753745933614214,0,true,0.11464423368673742,5.8742847360036858,0]
[null,5,1,192.70264642516258,null,81,11,4,1055.5426147077919,1,0.88450498456407245,0.88450498456407245,2.6933226432657482E+19,0,false,0,8.9721949264593136E-17,8.9721949264593136E-17,8499267845744831,0,false,0,2.9104649877668667E-13,2.9104649877668667E-13,2689809800624.1704,0,false,0,8.3916583133553226E-10,8.3916583133553226E-10,932293759.47490823,0,false,0,2.6528028370230768E-6,2.6528028370230768E-6,294914.14016905485,0,false,0,8.3888991483493762E-3,8.3888991483493762E-3,93.260039712436708,0,true,0.88450498456407245,26.5280283702308,0]
[null,5,2,225.73001363215317,null,82,12,1,1057.5638207738448,1,0.20842819524662767,0.20842819524662767,6.4893952667413719E+18,0,false,0,2.0677366314158274E-17,2.0677366314158274E-17,2047846316030883.5,0,false,0,6.7074724958451996E-14,6.7074724958451996E-14,648093128844.00269,0,false,0,1.9339458666551123E-10,1.9339458666551123E-10,224630447.63968861,0,false,0,6.1136629854753884E-7,6.1136629854753884E-7,71057.748320401312,0,false,0,1.9333099880767179E-3,1.9333099880767179E-3,22.470433009547218,0,true,0.20842819524662767,6.1136629854753997,0]
[null,5,3,280.77562564380418,null,83,7,8,1060.7031408338842,1,3.7438011151959681E-2,3.7438011151959681E-2,1.2064998969017362E+18,0,false,0,3.5882670966076161E-18,3.5882670966076161E-18,380732913870190,0,false,0,1.1639878354218642E-14,1.1639878354218642E-14,120492628510.46068,0,false,0,3.3560919773362005E-11,3.3560919773362005E-11,41762999.59832269,0,false,0,1.0609405181117444E-7,1.0609405181117444E-7,13210.963810759391,0,false,0,3.3549884991922305E-4,3.3549884991922305E-4,4.177673572805741,0,true,3.7438011151959681E-2,1.0609405181117444,0]
[null,5,4,357.83948246011556,null,84,5,9,1073.4324386115786,1,8.5237189503941269E-2,8.5237189503941269E-2,3.1555873195801226E+18,0,false,0,7.1115546844985942E-18,7.1115546844985942E-18,995802783109076.38,0,false,0,2.3068971514187583E-14,2.3068971514187583E-14,315147155509.00348,0,false,0,6.6514088780062653E-11,6.6514088780062653E-11,109230669.88942336,0,false,0,2.1026685886022893E-7,2.1026685886022893E-7,34553.13173894096,0,false,0,6.6492219044748024E-4,6.6492219044748024E-4,10.926659658690788,0,true,8.5237189503941269E-2,2.102668588602294,0]
[null,5,5,456.92158408108736,null,85,12,2,1090.5911879808355,1,0.38976737067734707,0.38976737067734707,1.7351343309485517E+19,0,false,0,2.7043591633452314E-17,2.7043591633452314E-17,5475530926067246,0,false,0,8.7725943582113021E-14,8.7725943582113021E-14,1732871232659.1912,0,false,0,2.5293763946723059E-10,2.5293763946723059E-10,600616830.15909886,0,false,0,7.9959605421577192E-7,7.9959605421577192E-7,189994.18824512741,0,false,0,2.5285447394053228E-3,2.5285447394053228E-3,60.081437704939141,0,true,0.38976737067734707,7.995960542157734,0]
[null,5,6,578.02193050671951,null,86,1,10,1108.1799811939331,1,0.21098376891477474,0.21098376891477474,1.1312614667381264E+19,0,false,0,1.2154066580250306E-17,1.2154066580250306E-17,3569900633115024,0,false,0,3.9426233525630711E-14,3.9426233525630711E-14,1129785986802.9324,0,false,0,1.1367650245588369E-10,1.1367650245588369E-10,391586209.84805906,0,false,0,3.5935846879977853E-7,3.5935846879977853E-7,123871.16100020077,0,false,0,1.1363912578778578E-3,1.1363912578778578E-3,39.171500517005533,0,true,0.21098376891477474,3.5935846879977924,0]
[null,5,7,721.14052173701214,null,87,10,6,1123.1025025752167,1,0.82298097666920722,0.82298097666920722,5.1551893757169385E+19,0,false,0,4.058088206714073E-17,4.058088206714073E-17,1.6268134606639148E+16,0,false,0,1.3163917792379083E-13,1.3163917792379083E-13,5148465573386.8662,0,false,0,3.7955137973847423E-10,3.7955137973847423E-10,1784469044.5496123,0,false,0,1.1998522096208463E-6,1.1998522096208463E-6,564484.26108531188,0,false,0,3.7942658379876613E-3,3.7942658379876613E-3,178.5055968346739,0,true,0.82298097666920722,11.998522096208466,0]
[null,5,8,886.27735777196506,null,88,9,7,1128.1340155481566,1,0.50614760212379106,0.50614760212379106,3.3396658022989296E+19,0,false,0,2.3693972016698976E-17,2.3693972016698976E-17,1.0538920853015678E+16,0,false,0,7.6860207051860493E-14,7.6860207051860493E-14,3335309948213.5308,0,false,0,2.2160878010349683E-10,2.2160878010349683E-10,1156025474.3337269,0,false,0,7.0055807638421677E-7,7.0055807638421677E-7,365687.59075323283,0,false,0,2.2153591546003387E-3,2.2153591546003387E-3,115.64056988397455,0,true,0.50614760212379106,7.0055807638421665,0]
[null,5,9,1073.4324386115786,null,89,2,10,1129.983204076673,1,0.37597561809965446,0.37597561809965446,2.5284568323523711E+19,0,false,0,1.7268329772774798E-17,1.7268329772774798E-17,7979003892570803,0,false,0,5.6016247543462065E-14,5.6016247543462065E-14,2525159020632.6221,0,false,0,1.6151000316335468E-10,1.6151000316335468E-10,875225451.2833147,0,false,0,5.1057154450327303E-7,5.1057154450327303E-7,276861.62091728277,0,false,0,1.6145689891003689E-3,1.6145689891003689E-3,87.551331878473093,0,true,0.37597561809965446,5.1057154450327396,0]
[null,5,10,1282.6057642558524,null,90,12,3,1145.6367999924864,1,0.52044921534060662,0.52044921534060662,4.1071792827639603E+19,0,false,0,2.0370400550737738E-17,2.0370400550737738E-17,1.2960948775293254E+16,0,false,0,6.6078967382740756E-14,6.6078967382740756E-14,4101822377397.5972,0,false,0,1.9052354806053526E-10,1.9052354806053526E-10,1421700301.6477003,0,false,0,6.022902624744802E-7,6.022902624744802E-7,449728.98056795349,0,false,0,1.9046090419600006E-3,1.9046090419600006E-3,142.21679083803369,0,true,0.52044921534060662,6.0229026247448143,0]
[null,5,11,1513.7973347047864,null,91,6,9,1153.3775891816247,1,3.7249464931220645E-2,3.7249464931220645E-2,3.1789843010207964E+18,0,false,0,1.3481499733893773E-18,1.3481499733893773E-18,1003186124742645.9,0,false,0,4.3732256465331144E-15,4.3732256465331144E-15,317483802035.24213,0,false,0,1.2609193206981789E-11,1.2609193206981789E-11,110040556.51189138,0,false,0,3.9860659553807389E-8,3.9860659553807389E-8,34809.324612133874,0,false,0,1.2605047322658251E-4,1.2605047322658251E-4,11.007674958650005,0,true,3.7249464931220645E-2,0.39860659553807515,0]
[null,5,12,1767.007149958381,null,92,11,5,1154.6247163287637,1,0.86510924695366442,0.86510924695366442,7.4764634184090337E+19,0,false,0,3.0919481950350114E-17,3.0919481950350114E-17,2.359333564838746E+16,0,false,0,1.0029883478233413E-13,1.0029883478233413E-13,7466712028403.8096,0,false,0,2.8918868780717508E-10,2.8918868780717508E-10,2587978163.4604015,0,false,0,9.1419424242872609E-7,9.1419424242872609E-7,818659.72725493892,0,false,0,2.8909360298869143E-3,2.8909360298869143E-3,258.88293667778333,0,true,0.86510924695366442,9.1419424242872633,0]
[null,5,13,2042.2352100166361,null,93,3,10,1166.3219088812396,1,0.45900931222369701,0.45900931222369701,4.460092032642886E+19,0,false,0,1.4591021110477433E-17,1.4591021110477433E-17,1.4074628933479596E+16,0,false,0,4.7331401542086937E-14,4.7331401542086937E-14,4454274830787.458,0,false,0,1.364692414795777E-10,1.364692414795777E-10,1543861066.5949993,0,false,0,4.3141173942610144E-7,4.3141173942610144E-7,488372.31223319867,0,false,0,1.3642437059215393E-3,1.3642437059215393E-3,154.43688528198246,0,true,0.45900931222369701,4.3141173942610056,0]
[null,5,14,2339.4815148795515,null,94,8,8,1169.7192552475835,1,0.14066405474048385,0.14066405474048385,1.4138144836182784E+19,0,false,0,4.3227523049915935E-18,4.3227523049915935E-18,4461547899027346.5,0,false,0,1.4022454190517284E-14,1.4022454190517284E-14,1411970475876.4829,0,false,0,4.0430530783256209E-11,4.0430530783256209E-11,489391949.91296315,0,false,0,1.2781052654810362E-7,1.2781052654810362E-7,154810.22440344072,0,false,0,4.04172372837425E-4,4.04172372837425E-4,48.9552914196655,0,true,0.14066405474048385,1.2781052654810345,0]
[null,5,15,2658.7460645471269,null,95,4,10,1217.1960956076327,1,0.44198450634248987,0.44198450634248987,7.0552741772182872E+19,0,false,0,8.5523744743866942E-18,8.5523744743866942E-18,2.2264196644719196E+16,0,false,0,2.7742806162813138E-14,2.7742806162813138E-14,7046072135257.1953,0,false,0,7.9990019103649729E-11,7.9990019103649729E-11,2442183487.8384457,0,false,0,2.528674806432233E-7,2.528674806432233E-7,772540.23866532207,0,false,0,7.9963718502112685E-4,7.9963718502112685E-4,244.29867383124909,0,true,0.44198450634248987,2.528674806432238,0]
[null,5,16,3000.0288590193632,null,96,12,4,1222.7006568087977,1,0.58348925611618563,0.58348925611618563,9.8157486856924447E+19,0,false,0,1.0713436754424632E-17,1.0713436754424632E-17,3.0975374374404512E+16,0,false,0,3.4753015096065591E-14,3.4753015096065591E-14,9802946216360.2168,0,false,0,1.0020234885863543E-10,1.0020234885863543E-10,3397721868.6094589,0,false,0,3.167634636714382E-7,3.167634636714382E-7,1074807.3911584751,0,false,0,1.0016940247257473E-3,1.0016940247257473E-3,339.88394020442922,0,true,0.58348925611618563,3.1676346367143866,0]
[null,5,17,3363.3298982962601,null,97,13,1,1239.2573447966772,1,5.5467532424432135E-2,5.5467532424432135E-2,1.0910518485256249E+19,0,false,0,8.710013249344975E-19,8.710013249344975E-19,3443011893654954,0,false,0,2.8254166135474664E-15,2.8254166135474664E-15,1089628813128.3333,0,false,0,8.1464408310782801E-12,8.1464408310782801E-12,377667648.61510676,0,false,0,2.5752837569579573E-8,2.5752837569579573E-8,119468.27781377017,0,false,0,8.1437622932226391E-5,8.1437622932226391E-5,37.779186602927524,0,true,5.5467532424432135E-2,0.25752837569579579,0]
[null,5,18,3748.6491823778169,null,98,7,9,1247.8582216734976,1,1.8858194221824311E-2,1.8858194221824311E-2,4.0200403686740106E+18,0,false,0,2.7324756942427879E-19,2.7324756942427879E-19,1268596613535969,0,false,0,8.8638007791881079E-16,8.8638007791881079E-16,401479711671.40845,0,false,0,2.5556736744553774E-12,2.5556736744553774E-12,139153716.24424392,0,false,0,8.0790924998823555E-9,8.0790924998823555E-9,44018.742119022201,0,false,0,2.5548333726811888E-5,2.5548333726811888E-5,13.919948483169676,0,true,1.8858194221824311E-2,8.0790924998823663E-2,0]
[null,5,19,4155.9867112640341,null,99,10,7,1266.2210938055091,1,0.56805986339749115,0.56805986339749115,1.4351192393566985E+20,0,false,0,6.9452316650827953E-18,6.9452316650827953E-18,4.5287789178812336E+16,0,false,0,2.2529440966047432E-14,2.2529440966047432E-14,14332474442814.35,0,false,0,6.4958476179106859E-11,6.4958476179106859E-11,4967665921.1252623,0,false,0,2.0534919733609835E-7,2.0534919733609835E-7,1571430.5806368508,0,false,0,6.49371179269451E-4,6.49371179269451E-4,496.92998196533324,0,true,0.56805986339749115,2.053491973360984,0]
[null,5,20,4585.3424849549119,null,100,13,2,1272.2847120036677,1,0.10372605417155627,0.10372605417155627,2.7701577693514093E+19,0,false,0,1.1996587433146919E-18,1.1996587433146919E-18,8741735014762354,0,false,0,3.8915391365261992E-15,3.8915391365261992E-15,2766544712311.8525,0,false,0,1.1220360624174432E-11,1.1220360624174432E-11,958890241.97849739,0,false,0,3.5470229345325303E-8,3.5470229345325303E-8,303327.45269995241,0,false,0,1.1216671385977133E-4,1.1216671385977133E-4,95.920562738883817,0,true,0.10372605417155627,0.35470229345325399,0]
[null,6,1,272.64779699520886,null,101,11,6,1275.7250627543958,1,0.73327689055507705,0.73327689055507705,2.0207856640438849E+20,0,false,0,8.2186835270920923E-18,8.2186835270920923E-18,6.3769554904586296E+16,0,false,0,2.6660355517462757E-14,2.6660355517462757E-14,20181499968809.207,0,false,0,7.6869020914346325E-11,7.6869020914346325E-11,6994950525.2742281,0,false,0,2.4300126285674483E-7,2.4300126285674483E-7,2212725.1187953977,0,false,0,7.684374649245874E-4,7.684374649245874E-4,699.72512112601009,0,true,0.73327689055507705,2.430012628567451,0]
[null,6,2,305.67516420219943,null,102,5,10,1282.6057642558524,1,0.3286124030264157,0.3286124030264157,9.6404531436364857E+19,0,false,0,3.459847586551919E-18,3.459847586551919E-18,3.0422197513910492E+16,0,false,0,1.1223301930247943E-14,1.1223301930247943E-14,9627879308499.4453,0,false,0,3.2359817191453353E-11,3.2359817191453353E-11,3337043308.492979,0,false,0,1.0229708079798142E-7,1.0229708079798142E-7,1055612.8345055012,0,false,0,3.2349177330789702E-4,3.2349177330789702E-4,333.81408843437663,0,true,0.3286124030264157,1.0229708079798163,0]
[null,6,3,360.7207762138504,null,103,9,8,1293.2708515831096,1,0.2132270290901645,0.2132270290901645,6.8876179693912449E+19,0,false,0,2.0389283975454299E-18,2.0389283975454299E-18,2.1735127088241992E+16,0,false,0,6.6140222791186078E-15,6.6140222791186078E-15,6878634597806.582,0,false,0,1.9070016398262421E-11,1.9070016398262421E-11,2384149283.624135,0,false,0,6.0284858742252035E-8,6.0284858742252035E-8,754182.17580979236,0,false,0,1.9063746204703077E-4,1.9063746204703077E-4,238.49334462604907,0,true,0.2132270290901645,0.60284858742252256,0]
[null,6,4,437.78463303016179,null,104,12,5,1321.7827584297695,1,0.57069429768449353,0.57069429768449353,2.3754316118968733E+20,0,false,0,4.2349769201286814E-18,4.2349769201286814E-18,7.4961050690460592E+16,0,false,0,1.3737722097060445E-14,1.3737722097060445E-14,23723333876721.273,0,false,0,3.9609571091530447E-11,3.9609571091530447E-11,8222557640.3486366,0,false,0,1.2521527764977123E-7,1.2521527764977123E-7,2601056.257053249,0,false,0,3.9596547522365196E-4,3.9596547522365196E-4,822.52620945206684,0,true,0.57069429768449353,1.2521527764977116,0]
[null,6,5,536.86673465113358,null,105,13,3,1327.3303240153189,1,0.13850349609857998,0.13850349609857998,6.0526842667269743E+19,0,false,0,9.7894877060315359E-19,9.7894877060315359E-19,1.9100342432892216E+16,0,false,0,3.175584285686381E-15,3.175584285686381E-15,6044789881165.2119,0,false,0,9.1560690070995712E-12,9.1560690070995712E-12,2095136943.2291069,0,false,0,2.8944512432490767E-8,2.8944512432490767E-8,662758.38904772012,0,false,0,9.153058504973175E-5,9.153058504973175E-5,209.58260477747902,0,true,0.13850349609857998,0.28944512432490871,0]
[null,6,6,657.96708107676579,null,106,1,11,1339.3715516428674,1,0.33982031063306894,0.33982031063306894,1.6494431443375722E+20,0,false,0,2.1624587317550905E-18,2.1624587317550905E-18,5.2051168526374456E+16,0,false,0,7.0147388435615511E-15,7.0147388435615511E-15,16472918112149.736,0,false,0,2.0225390712483906E-11,2.0225390712483906E-11,5709548218.8869658,0,false,0,6.3937271822170706E-8,6.3937271822170706E-8,1806111.5250574814,0,false,0,2.0218740633536333E-4,2.0218740633536333E-4,571.14261274619241,0,true,0.33982031063306894,0.63937271822170672,0]
[null,6,7,801.0856723070583,null,107,8,9,1356.874336087197,1,7.0854994234556656E-2,7.0854994234556656E-2,3.9996001876234019E+19,0,false,0,3.8771345004201701E-19,3.8771345004201701E-19,1.2621463438663276E+16,0,false,0,1.2576927172032743E-15,1.2576927172032743E-15,3994383595350.8516,0,false,0,3.626268513906159E-12,3.626268513906159E-12,1384461792.811677,0,false,0,1.1463497490344524E-8,1.1463497490344524E-8,437949.25695300801,0,false,0,3.6250762021112816E-5,3.6250762021112816E-5,138.49171515498369,0,true,7.0854994234556656E-2,0.11463497490344554,0]
[null,6,8,966.22250834201122,null,108,2,11,1361.1747745256073,1,0.60556388764054181,0.60556388764054181,3.5463720929104095E+20,0,false,0,3.1939061405211722E-18,3.1939061405211722E-18,1.1191220024709821E+17,0,false,0,1.0360621979786772E-14,1.0360621979786772E-14,35417466362678.523,0,false,0,2.9872477399193129E-11,2.9872477399193129E-11,12275768665.381323,0,false,0,9.4434007956887571E-8,9.4434007956887571E-8,3883215.6968466649,0,false,0,2.9862655372222841E-4,2.9862655372222841E-4,1227.9806247753345,0,true,0.60556388764054181,0.94434007956887589,0]
[null,6,9,1153.3775891816247,null,109,6,10,1362.5509148258986,1,0.14360675491219269,0.14360675491219269,8.5094515722112696E+19,0,false,0,7.4857389741938836E-19,7.4857389741938836E-19,2.6853117027569528E+16,0,false,0,2.4282777370008791E-15,2.4282777370008791E-15,8498352878033.6357,0,false,0,7.0013819594078318E-12,7.0013819594078318E-12,2945547061.4196911,0,false,0,2.2133034057690208E-8,2.2133034057690208E-8,931770.13158957625,0,false,0,6.999079915237985E-5,6.999079915237985E-5,294.65158715378624,0,true,0.14360675491219269,0.22133034057690265,0]
[null,6,10,1362.5509148258986,null,110,3,11,1397.5134793301738,1,0.73930183286438134,0.73930183286438134,5.8813995982188354E+20,0,false,0,2.8704460683259678E-18,2.8704460683259678E-18,1.8559822610968675E+17,0,false,0,9.3113589814000389E-15,9.3113589814000389E-15,58737286155564.625,0,false,0,2.6847168178736418E-11,2.6847168178736418E-11,20358467471.795689,0,false,0,8.4870285766093013E-8,8.4870285766093013E-8,6440030.1606500968,0,false,0,2.6838340869022285E-4,2.6838340869022285E-4,2036.5163507834393,0,true,0.73930183286438134,0.84870285766093179,0]
[null,6,11,1593.7424852748327,null,111,13,4,1404.3941808316301,1,0.15527989960588581,0.15527989960588581,1.3078989301378769E+20,0,false,0,5.694332359765019E-19,5.694332359765019E-19,4.1273121696723568E+16,0,false,0,1.8471684016727301E-15,1.8471684016727301E-15,13061930657683.871,0,false,0,5.3258864611725108E-12,5.3258864611725108E-12,4527292761.0074654,0,false,0,1.6836394174171493E-8,1.6836394174171493E-8,1432126.5570393729,0,false,0,5.3241353174771479E-5,5.3241353174771479E-5,452.87818178594682,0,true,0.15527989960588581,0.16836394174171465,0]
[null,6,12,1846.9523005284273,null,112,11,7,1418.8436539846884,1,0.50614191833097766,0.50614191833097766,4.8019562747944003E+20,0,false,0,1.6478319743980025E-18,1.6478319743980025E-18,1.51534435226612E+17,0,false,0,5.3453556309445629E-15,5.3453556309445629E-15,47956931867802.859,0,false,0,1.5412107071136389E-11,1.5412107071136389E-11,16621973900.734917,0,false,0,4.8721337113720739E-8,4.8721337113720739E-8,5258058.5153854005,0,false,0,1.5407039592825196E-4,1.5407039592825196E-4,1662.744097906133,0,false,0,0.48721337113720897,0.48721337113720897]
[null,6,13,2122.1803605866821,null,113,10,8,1431.3579298404622,1,0.23930908001809995,0.23930908001809995,2.5144677800666946E+20,0,false,0,7.0349139995916358E-19,7.0349139995916358E-19,7.9348589021509456E+16,0,false,0,2.2820358959636167E-15,2.2820358959636167E-15,25111882139661.293,0,false,0,6.5797271495203991E-12,6.5797271495203991E-12,8703831401.7753353,0,false,0,2.0800082888630438E-8,2.0800082888630438E-8,2753298.440479435,0,false,0,6.577563744836662E-5,6.577563744836662E-5,870.66941501045835,0,false,0,0.20800082888630431,0.20800082888630431]
[null,6,14,2419.4266654495973,null,114,14,1,1435.4863507413361,1,0.10958438420369095,0.10958438420369095,1.1906346769103892E+20,0,false,0,3.1153391235873773E-19,3.1153391235873773E-19,3.7572635609757128E+16,0,false,0,1.0105760651144938E-15,1.0105760651144938E-15,11890817577775.666,0,false,0,2.913764320732387E-12,2.913764320732387E-12,4121382493.3801451,0,false,0,9.211102225353683E-9,9.211102225353683E-9,1303724.2414103211,0,false,0,2.9128062792763258E-5,2.9128062792763258E-5,412.27380436318168,0,false,0,9.2111022253537039E-2,9.2111022253537039E-2]
[null,6,15,2738.6912151171732,null,115,12,6,1442.8831048554016,1,0.48372727668464366,0.48372727668464366,5.5793328911414487E+20,0,false,0,1.2954044765202558E-18,1.2954044765202558E-18,1.760659635820176E+17,0,false,0,4.202126018005027E-15,4.202126018005027E-15,55720558875709.469,0,false,0,1.2115866667688226E-11,1.2115866667688226E-11,19312863423.363239,0,false,0,3.8301136996825017E-8,3.8301136996825017E-8,6109272.3755991543,0,false,0,1.2111882988410861E-4,1.2111882988410861E-4,1931.9215553240899,0,false,0,0.38301136996825158,0.38301136996825158]
[null,6,16,3079.9740095894094,null,116,4,11,1448.3876660565668,1,0.71188088549588269,0.71188088549588269,8.5825398884906867E+20,0,false,0,1.8238341641317036E-18,1.8238341641317036E-18,2.7083760459022483E+17,0,false,0,5.9162841664800127E-15,5.9162841664800127E-15,85713458667982.922,0,false,0,1.7058248568008929E-11,1.7058248568008929E-11,29708465855.32843,0,false,0,5.3925182015383574E-8,5.3925182015383574E-8,9397731.7497014906,0,false,0,1.7052639840776091E-4,1.7052639840776091E-4,2971.8237168336159,0,false,0,0.53925182015383577,0.53925182015383577]
[null,6,17,3443.2750488663064,null,117,7,10,1457.0315473177714,1,7.2703435625197502E-2,7.2703435625197502E-2,9.3930913530531496E+19,0,false,0,1.7381523314332448E-19,1.7381523314332448E-19,2.9641602542035748E+16,0,false,0,5.6383432877982066E-16,5.6383432877982066E-16,9380840146565.2324,0,false,0,1.6256869786606248E-12,1.6256869786606248E-12,3251419013.0637002,0,false,0,5.1391833033035495E-9,5.1391833033035495E-9,1028527.1491113085,0,false,0,1.6251524551547158E-5,1.6251524551547158E-5,325.24884265113673,0,false,0,5.1391833033035517E-2,5.1391833033035517E-2]
[null,6,18,3828.5943329478632,null,118,14,2,1468.5137179483268,1,0.20492629247126729,0.20492629247126729,2.9005976605401874E+20,0,false,0,4.4719237166710753E-19,4.4719237166710753E-19,9.1533617375224544E+16,0,false,0,1.4506347122433534E-15,1.4506347122433534E-15,28968144735634.844,0,false,0,4.1825725077624049E-12,4.1825725077624049E-12,10040420164.40398,0,false,0,1.322210676403295E-8,1.322210676403295E-8,3176103.9367988333,0,false,0,4.1811972840262629E-5,4.1811972840262629E-5,1004.3722525711753,0,false,0,0.13222106764032962,0.13222106764032962]
[null,6,19,4235.9318618340803,null,119,9,9,1480.425932422723,1,0.10740625915205493,0.10740625915205493,1.6699900948191294E+20,0,false,0,2.1336923477438084E-19,2.1336923477438084E-19,5.2699564796284984E+16,0,false,0,6.9214243824115917E-16,6.9214243824115917E-16,16678119627521.105,0,false,0,1.9956339864266717E-12,1.9956339864266717E-12,5780671497.6300354,0,false,0,6.3086738081636273E-9,6.3086738081636273E-9,1828610.0780976014,0,false,0,1.9949778248845222E-5,1.9949778248845222E-5,578.25727991267991,0,false,0,6.3086738081636382E-2,6.3086738081636382E-2]
[null,6,20,4665.2876355249582,null,120,13,5,1503.4762824526019,1,0.15187486713971987,0.15187486713971987,2.8260803450132539E+20,0,false,0,2.5210057177978265E-19,2.5210057177978265E-19,8.9182088398951744E+16,0,false,0,8.1778192914342899E-16,8.1778192914342899E-16,28223943493642.328,0,false,0,2.3578866445920077E-12,2.3578866445920077E-12,9782478441.7058945,0,false,0,7.4538406433894933E-9,7.4538406433894933E-9,3094508.7736969194,0,false,0,2.3571113749045744E-5,2.3571113749045744E-5,978.56959642568302,0,false,0,7.4538406433895046E-2,7.4538406433895046E-2]
[null,7,1,367.12842948708169,null,121,5,11,1513.7973347047864,1,0.52927848169886338,0.52927848169886338,1.0664185739412068E+21,0,false,0,8.1138558544953211E-19,8.1138558544953211E-19,3.3652771301893779E+17,0,false,0,2.632030798913489E-15,2.632030798913489E-15,106502766719273.45,0,false,0,7.5888571852075106E-12,7.5888571852075106E-12,36914083946.06572,0,false,0,2.399018301143393E-8,2.399018301143393E-8,11677097.713508017,0,false,0,7.5863619800408522E-5,7.5863619800408522E-5,3692.6225235029656,0,false,0,0.2399018301143398,0.2399018301143398]
[null,7,2,400.15579669407231,null,122,14,3,1523.5593299599777,1,0.27363431662836557,0.27363431662836557,5.9411656256232843E+20,0,false,0,3.892745190001439E-19,3.892745190001439E-19,1.8748425144815347E+17,0,false,0,1.2627566247346584E-15,1.2627566247346584E-15,59334166914201.5,0,false,0,3.6408691299288138E-12,3.6408691299288138E-12,20565347603.729057,0,false,0,1.1509653511193912E-8,1.1509653511193912E-8,6505472.9200884225,0,false,0,3.6396720174727066E-5,3.6396720174727066E-5,2057.2111684026036,0,false,0,0.11509653511193917,0.11509653511193917]
[null,7,3,455.20140870572328,null,123,8,10,1566.047661731471,1,0.27316515311387496,0.27316515311387496,8.1661044520921465E+20,0,false,0,2.8224234794008777E-19,2.8224234794008777E-19,2.5769622948145155E+17,0,false,0,9.1555798606452993E-16,9.1555798606452993E-16,81554535781589.344,0,false,0,2.6398014810039917E-12,2.6398014810039917E-12,28266974396.630363,0,false,0,8.3450405110513904E-9,8.3450405110513904E-9,8941742.1972856894,0,false,0,2.6389335181297838E-5,2.6389335181297838E-5,2827.6271593461547,0,false,0,8.3450405110513895E-2,8.3450405110513895E-2]
[null,7,4,532.26526552203461,null,124,11,8,1583.9804900196414,1,0.21322463465373831,0.21322463465373831,7.2764503428282148E+20,0,false,0,1.9299306405034861E-19,1.9299306405034861E-19,2.2962158130067082E+17,0,false,0,6.2604475315613412E-16,6.2604475315613412E-16,72669598255641.516,0,false,0,1.805056470164269E-12,1.805056470164269E-12,25187436279.532387,0,false,0,5.7062129393636088E-9,5.7062129393636088E-9,7967586.4371599639,0,false,0,1.8044629702313292E-5,1.8044629702313292E-5,2519.5720595691514,0,false,0,5.7062129393636127E-2,5.7062129393636127E-2]
[null,7,5,631.34736714300641,null,125,12,7,1586.0016960856942,1,0.33389113297277079,0.33389113297277079,1.1564482283698738E+21,0,false,0,2.9776256006435502E-19,2.9776256006435502E-19,3.6493820252944301E+17,0,false,0,9.6590356410941856E-16,9.6590356410941856E-16,115493989788463.7,0,false,0,2.7849614091655747E-12,2.7849614091655747E-12,40030460856.993683,0,false,0,8.803925578662231E-9,8.803925578662231E-9,12662906.754691187,0,false,0,2.7840457179188557E-5,2.7840457179188557E-5,4004.3627143155345,0,false,0,8.8039255786622403E-2,8.8039255786622403E-2]
[null,7,6,752.44771356863862,null,126,1,12,1592.581366896462,1,0.42449104686763406,0.42449104686763406,1.5427463848873571E+21,0,false,0,3.6076886109775247E-19,3.6076886109775247E-19,4.8684158862278298E+17,0,false,0,1.170287925650226E-15,1.170287925650226E-15,154073421404715.69,0,false,0,3.3742568426625085E-12,3.3742568426625085E-12,53402173359.333107,0,false,0,1.0666828641978594E-8,1.0666828641978594E-8,16892804.31126865,0,false,0,3.3731473919373247E-5,3.3731473919373247E-5,5341.9737691120727,0,false,0,0.10666828641978626,0.10666828641978626]
[null,7,7,895.56630479893124,null,127,6,11,1593.7424852748327,1,0.23129974554099894,0.23129974554099894,8.4777626570307115E+20,0,false,0,1.9491962595791845E-19,1.9491962595791845E-19,2.6753116911157709E+17,0,false,0,6.3229427295001161E-16,6.3229427295001161E-16,84667052940217.078,0,false,0,1.8230755272404278E-12,1.8230755272404278E-12,29345779419.414761,0,false,0,5.76317546565724E-9,5.76317546565724E-9,9283002.5054997541,0,false,0,1.8224761026678358E-5,1.8224761026678358E-5,2935.5431442429003,0,false,0,5.7631754656572352E-2,5.7631754656572352E-2]
[null,7,8,1060.7031408338842,null,128,14,4,1600.6231867762892,1,0.30677860423491082,0.30677860423491082,1.1821818169751445E+21,0,false,0,2.4589651427039141E-19,2.4589651427039141E-19,3.7305890291174835E+17,0,false,0,7.9765676210104101E-16,7.9765676210104101E-16,118063992272523.94,0,false,0,2.2998603408815386E-12,2.2998603408815386E-12,40921229147.438751,0,false,0,7.2704056924452521E-9,7.2704056924452521E-9,12944685.069515981,0,false,0,2.2991041501580724E-5,2.2991041501580724E-5,4093.468841324539,0,false,0,7.2704056924452795E-2,7.2704056924452795E-2]
[null,7,9,{"$f":"3.1416/2*SQRT($H$2/$I$2)*(B138^2/$C$2^2+C138^2/$D$2^2)","v":1247.8582216734976},null,129,2,12,1614.3845897792019,1,{"$f":"ABS(SIN(G138*3.1416*$J$2/$C$2)*SIN(H138*3.1416*$K$2/$D$2))*(1/F138^$M$2)+(1-1/F138^$M$2)","v":0.75644815970794699},0.75644815970794699,3.2200710945490825E+21,0,false,0,5.4888251234466205E-19,5.4888251234466205E-19,1.0161518072609533E+18,0,{"$f":"AND($I138>44.548,$I138<89.095)","v":false},0,1.7805044893369159E-15,{"$f":"IF($I138>89.095,W138,0)","v":1.7805044893369159E-15},321587122526193.06,0,false,0,5.1336763584896401E-12,5.1336763584896401E-12,111462776062.86201,0,false,0,1.6228772311291099E-8,1.6228772311291099E-8,35259217.847761922,0,false,0,5.1319884131954925E-5,5.1319884131954925E-5,11149.943691498791,0,false,0,0.1622877231129109,0.1622877231129109]
[null,7,10,1457.0315473177714,null,130,10,9,1618.5130106800757,{"$f":"IF(ABS(I139-I138)>0.0001,1,$L$2)","v":1},0.12054425358520134,{"$f":"$J139*$K139","v":0.12054425358520134},{"$f":"10^(LOG10($I139/22.27)/LOG10(2)*70/20)*$L139","v":5.2860235442337841E+20},{"$f":"IF($I139<22.27,M139,0)","v":0},{"$f":"AND($I139>22.27,$I139<44.45)","v":false},{"$f":"IF($O139=TRUE,$L139,0)","v":0},{"$f":"10^(LOG10(44.45/$I139)/LOG10(2)*70/20)*$L139","v":8.4908358389830622E-20},{"$f":"IF($I139>44.45,Q139,0)","v":8.4908358389830622E-20},{"$f":"10^(LOG10($I139/44.548)/LOG10(2)*70/20)*$L139","v":1.6681005542982301E+17},{"$f":"IF($I139<44.528,S139,0)","v":0},false,{"$f":"IF($U139=TRUE,$L139,0)","v":0},{"$f":"10^(LOG10(89.095/$I139)/LOG10(2)*70/20)*$L139","v":2.7543182720382813E-16},2.7543182720382813E-16,{"$f":"10^(LOG10($I139/89.09)/LOG10(2)*70/20)*$L139","v":52791290977191.422},{"$f":"IF($I139<89.09,Y139,0)","v":0},{"$f":"AND($I139>89.09,$I139<176.78)","v":false},{"$f":"IF($AA139=TRUE,$L139,0)","v":0},{"$f":"10^(LOG10(176.78/$I139)/LOG10(2)*70/20)*$L139","v":7.9414450688550671E-13},{"$f":"IF($I139>176.78,AC139,0)","v":7.9414450688550671E-13},{"$f":"10^(LOG10($I139/176.78)/LOG10(2)*70/20)*$L139","v":18297572981.271374},{"$f":"IF($I139<176.78,AE139,0)","v":0},{"$f":"AND($I139>176.78,$I139<353.55)","v":false},{"$f":"IF($AG139=TRUE,$L139,0)","v":0},{"$f":"10^(LOG10(353.55/$I139)/LOG10(2)*70/20)*$L139","v":2.5104797195082951E-9},{"$f":"IF($I139>353.55,AI139,0)","v":2.5104797195082951E-9},{"$f":"10^(LOG10($I139/353.55)/LOG10(2)*70/20)*$L139","v":5788103.7474620044},{"$f":"IF($I139<353.55,AK139,0)","v":0},{"$f":"AND($I139>353.55,$I139<707.1)","v":false},{"$f":"IF($AM139=TRUE,$L139,0)","v":0},{"$f":"10^(LOG10(707.1/$I139)/LOG10(2)*70/20)*$L139","v":7.9388339333068896E-6},{"$f":"IF($I139>707.1,AO139,0)","v":7.9388339333068896E-6},{"$f":"10^(LOG10($I139/707.1)/LOG10(2)*70/20)*$L139","v":1830.3591175335907},{"$f":"IF($I139<707.1,AQ139,0)","v":0},{"$f":"AND($I139>707.1,$I139<1414.2)","v":false},{"$f":"IF($AS139=TRUE,$L139,0)","v":0},{"$f":"10^(LOG10(1414.2/$I139)/LOG10(2)*70/20)*$L139","v":2.5104797195083014E-2},{"$f":"IF($I139>1414.2,AU139,0)","v":2.5104797195083014E-2}]
[null,7,11,1688.2231177667056,null,131,13,6,1624.576628878234,1,0.12873094435394938,0.12873094435394938,5.8958638860226252E+20,0,false,0,8.6817040065503122E-20,8.6817040065503122E-20,1.860546729321649E+17,0,false,0,2.8162334581813974E-16,2.8162334581813974E-16,58881740379015.531,0,false,0,8.1199633086225361E-13,8.1199633086225361E-13,20408535610.822624,0,false,0,2.5669135821885313E-9,2.5669135821885313E-9,6455868.3039616104,0,false,0,8.1172934765375972E-6,8.1172934765375972E-6,2041.5248114606991,0,false,0,2.5669135821885399E-2,2.5669135821885399E-2]
[null,7,12,1941.4329330203,null,132,15,1,1646.2508386078218,1,0.25074822532785485,0.25074822532785485,1.3397497745831585E+21,0,false,0,1.4495678779013218E-19,1.4495678779013218E-19,4.2278232832333517E+17,0,false,0,4.7022123244130574E-16,4.7022123244130574E-16,133800236784414.73,0,false,0,1.3557750843654254E-12,1.3557750843654254E-12,46375444740.155663,0,false,0,4.2859275912674447E-9,4.2859275912674447E-9,14670026.771608436,0,false,0,1.3553293074964268E-5,1.3553293074964268E-5,4639.0697933929641,0,false,0,4.2859275912674313E-2,4.2859275912674313E-2]
[null,7,13,2216.6609930785553,null,133,3,12,1650.7232945837684,1,0.92350868727980728,0.92350868727980728,5.0924440670646137E+21,0,false,0,5.1729968730055107E-19,5.1729968730055107E-19,1.6070130410731144E+18,0,false,0,1.6780538546158902E-15,1.6780538546158902E-15,508580210208750.19,0,false,0,4.8382834490477098E-12,4.8382834490477098E-12,176274975301.23782,0,false,0,1.5294965048241591E-8,1.5294965048241591E-8,55761375.903197907,0,false,0,4.8366926285110745E-5,4.8366926285110745E-5,17633.295331893347,0,false,0,0.15294965048241654,0.15294965048241654]
[null,7,14,2513.9072979414705,null,134,15,2,1679.2782058148123,1,0.46890717626952277,0.46890717626952277,3.1562580582486681E+21,0,false,0,2.1517299638853412E-19,2.1517299638853412E-19,9.9601444685507136E+17,0,false,0,6.9799360962932606E-16,6.9799360962932606E-16,315214141892859.94,0,false,0,2.0125044972312043E-12,2.0125044972312043E-12,109253887511.58521,0,false,0,6.3620055064444114E-9,6.3620055064444114E-9,34560476.210580982,0,false,0,2.0118427886897385E-5,2.0118427886897385E-5,10928.982184550094,0,false,0,6.3620055064444209E-2,6.3620055064444209E-2]
[null,7,15,2833.1718476090459,null,135,7,11,1688.2231177667056,1,0.11709954848813883,0.11709954848813883,8.3842839701072432E+20,0,false,0,5.0516235028247871E-20,5.0516235028247871E-20,2.6458127968775859E+17,0,false,0,1.6386818896448092E-16,1.6386818896448092E-16,83733485293338.891,0,false,0,4.7247634175230705E-13,4.7247634175230705E-13,29022202900.721264,0,false,0,1.4936101221281092E-9,1.4936101221281092E-9,9180644.9708499312,0,false,0,4.7232099222071022E-6,4.7232099222071022E-6,2903.1748497255762,0,false,0,1.4936101221281179E-2,1.4936101221281179E-2]
[null,7,16,3174.4546420812821,null,136,9,10,1689.599258066997,1,0.41408015826709921,0.41408015826709921,2.9930192043933088E+21,0,false,0,1.7694807855956534E-19,1.7694807855956534E-19,9.4450146733076147E+17,0,false,0,5.7399687759957715E-16,5.7399687759957715E-16,298911547399006.75,0,false,0,1.6549883575284927E-12,1.6549883575284927E-12,103603373818.63062,0,false,0,5.2318119329340362E-9,5.2318119329340362E-9,32773039.181924235,0,false,0,1.6544441997719654E-5,1.6544441997719654E-5,10363.744966082179,0,false,0,5.2318119329340433E-2,5.2318119329340433E-2]
[null,7,17,3537.7556813581791,null,137,14,5,1699.7052883972608,1,0.30005145468112948,0.30005145468112948,2.3245190800980249E+21,0,false,0,1.1963131351256532E-19,1.1963131351256532E-19,7.3354413455425421E+17,0,false,0,3.8806864125531131E-16,3.8806864125531131E-16,232148725999058.16,0,false,0,1.118906928353494E-12,1.118906928353494E-12,80463238876.127792,0,false,0,3.5371309973107263E-9,3.5371309973107263E-9,25453079.211573504,0,false,0,1.1185390333884854E-5,1.1185390333884854E-5,8048.9703773254769,0,false,0,3.5371309973107327E-2,3.5371309973107327E-2]
[null,7,18,3923.0749654397359,null,138,4,12,1701.5974813101614,1,0.88925544728696637,0.88925544728696637,6.9788209367748266E+21,0,false,0,3.4999152361536353E-19,3.4999152361536353E-19,2.2022934585074189E+18,0,false,0,1.1353276247863359E-15,1.1353276247863359E-15,696971861112664,0,false,0,3.2734568328307705E-12,3.2734568328307705E-12,241571919506.78879,0,false,0,1.0348175829782991E-8,1.0348175829782991E-8,76416874.194736764,0,false,0,3.272380525001715E-5,3.272380525001715E-5,24165.13741259135,0,false,0,0.10348175829782989,0.10348175829782989]
[null,7,19,4330.412494325953,null,139,15,3,1734.3238178264633,1,0.6261231450260959,0.6261231450260959,6.1320754218942417E+21,0,false,0,1.9746882477142502E-19,1.9746882477142502E-19,1.9350875615032773E+18,0,false,0,6.4056354702885248E-16,6.4056354702885248E-16,612407748816079.38,0,false,0,1.8469180825918326E-12,1.8469180825918326E-12,212261819531.93204,0,false,0,5.8385474554549797E-9,5.8385474554549797E-9,67145158.23128131,0,false,0,1.8463108186218287E-5,1.8463108186218287E-5,21233.163386325181,0,false,0,5.8385474554549989E-2,5.8385474554549989E-2]
[null,7,20,4759.7682680168309,null,140,12,8,1751.1385321206471,1,0.14065978782592467,0.14065978782592467,1.5411234793864652E+21,0,false,0,3.9654181689995354E-20,3.9654181689995354E-20,4.8632945137198246E+17,0,false,0,1.2863308072690613E-16,1.2863308072690613E-16,153911342526692.25,0,false,0,3.7088398788218295E-13,3.7088398788218295E-13,53345996477.796761,0,false,0,1.1724525219221993E-9,1.1724525219221993E-9,16875033.778593291,0,false,0,3.707620417682663E-6,3.707620417682663E-6,5336.3542332632524,0,false,0,1.1724525219222048E-2,1.1724525219222048E-2]
[null,8,1,476.14454390078106,null,141,5,12,1767.007149958381,1,0.66115523337114712,0.66115523337114712,8.0449291224154395E+21,0,false,0,1.6783060916650496E-19,1.6783060916650496E-19,2.5387232228714127E+18,0,false,0,5.4442097598013877E-16,5.4442097598013877E-16,803443629485167,0,false,0,1.5697130280732604E-12,1.5697130280732604E-12,278475259360.37195,0,false,0,4.9622363288524313E-9,4.9622363288524313E-9,88090573.210394844,0,false,0,1.5691969087205999E-5,1.5691969087205999E-5,27856.685173465859,0,false,0,4.9622363288524415E-2,4.9622363288524415E-2]
[null,8,2,509.17191110777173,null,142,13,7,1767.6952201085267,1,8.8856103285273727E-2,8.8856103285273727E-2,1.0861052308970003E+21,0,false,0,2.245376304735222E-20,2.245376304735222E-20,3.4274019450061286E+17,0,false,0,7.2837128181656832E-17,7.2837128181656832E-17,108468864726640.72,0,false,0,2.1000915482426268E-13,2.1000915482426268E-13,37595537669.061142,0,false,0,6.63888901234193E-10,6.63888901234193E-10,11892663.179585306,0,false,0,2.0994010412066172E-6,2.0994010412066172E-6,3760.7903092709648,0,false,0,6.6388890123419341E-3,6.6388890123419341E-3]
[null,8,3,564.21752311942271,null,143,11,9,1771.1355708592548,1,0.10740505303170324,0.10740505303170324,1.3428490261507888E+21,0,false,0,2.6534368273312427E-20,2.6534368273312427E-20,4.2376035333866016E+17,0,false,0,8.6074088297214686E-17,8.6074088297214686E-17,134109757712478.44,0,false,0,2.4817489358564979E-13,2.4817489358564979E-13,46482725347.726395,0,false,0,7.8453988138927935E-10,7.8453988138927935E-10,14703963.036671983,0,false,0,2.4809329404284774E-6,2.4809329404284774E-6,4649.8013826809238,0,false,0,7.8453988138928246E-3,7.8453988138928246E-3]
[null,8,4,641.28137993573409,null,144,8,11,1797.239232180405,1,0.43997255174062039,0.43997255174062039,6.5208679315554016E+21,0,false,0,9.1692175171437298E-20,9.1692175171437298E-20,2.0577780859487214E+18,0,false,0,2.9743765898537937E-16,2.9743765898537937E-16,651236290413603,0,false,0,8.575932760643628E-13,8.575932760643628E-13,225719874080.05859,0,false,0,2.7110563738453949E-9,2.7110563738453949E-9,71402368.520497635,0,false,0,8.5731130064683449E-6,8.5731130064683449E-6,22579.411485548073,0,false,0,2.7110563738453879E-2,2.7110563738453879E-2]
[null,8,5,740.36348155670589,null,145,15,4,1811.3876746427748,1,0.70196306836452815,0.70196306836452815,1.1396964243194222E+22,0,false,0,1.3354445339573326E-19,1.3354445339573326E-19,3.5965186708499543E+18,0,false,0,4.3320108301763122E-16,4.3320108301763122E-16,1138209942850952.3,0,false,0,1.2490359736121357E-12,1.2490359736121357E-12,394505970811.02008,0,false,0,3.9484998680997645E-9,3.9484998680997645E-9,124794774.16948292,0,false,0,1.2486252924069614E-5,1.2486252924069614E-5,39463.572646191576,0,false,0,3.9484998680997516E-2,3.9484998680997516E-2]
[null,8,6,861.46382798233799,null,146,14,6,1820.8056348228931,1,0.25432718291923501,0.25432718291923501,4.3858445800554113E+21,0,false,0,4.555319440754517E-20,4.555319440754517E-20,1.3840327637278505E+18,0,false,0,1.4776872157905663E-16,1.4776872157905663E-16,438012421755127.94,0,false,0,4.2605721975862575E-13,4.2605721975862575E-13,151816030739.43619,0,false,0,1.3468682340307697E-9,1.3468682340307697E-9,48024234.544502839,0,false,0,4.2591713276659336E-6,4.2591713276659336E-6,15186.596404676811,0,false,0,1.3468682340307681E-2,1.3468682340307681E-2]
[null,8,7,1004.5824192126305,null,147,10,10,1827.6863363243494,1,0.46473067767945364,0.46473067767945364,8.373505318136081E+21,0,false,0,7.9667629812756868E-20,7.9667629812756868E-20,2.6424113978528507E+18,0,false,0,2.5843157569460436E-16,2.5843157569460436E-16,836258393572581,0,false,0,7.4512818045446403E-13,7.4512818045446403E-13,289848925918.59607,0,false,0,2.3555274502890037E-9,2.3555274502890037E-9,91688425.346054003,0,false,0,7.448831833962328E-6,7.448831833962328E-6,28994.425916784166,0,false,0,2.3555274502890126E-2,2.3555274502890126E-2]
[null,8,8,1169.7192552475835,null,148,6,12,1846.9523005284273,1,0.28893114405670067,0.28893114405670067,5.8809663566068423E+21,0,false,0,4.3845652020095689E-20,4.3845652020095689E-20,1.8558455438524224E+18,0,false,0,1.4222967302456783E-16,1.4222967302456783E-16,587329593901211.88,0,false,0,4.1008664356350904E-13,4.1008664356350904E-13,203569678057.52347,0,false,0,1.2963814431519411E-9,1.2963814431519411E-9,64395557.686280355,0,false,0,4.0995180767362286E-6,4.0995180767362286E-6,20363.663348540813,0,false,0,1.2963814431519409E-2,1.2963814431519409E-2]
[null,8,9,1356.874336087197,null,149,1,13,1867.8094269547169,1,0.45399148156662011,0.45399148156662011,1.0529417325826611E+22,0,false,0,6.0461314141923611E-20,6.0461314141923611E-20,3.3227485142038047E+18,0,false,0,1.9612875039696227E-16,1.9612875039696227E-16,1051568403387749.8,0,false,0,5.6549227208518086E-13,5.6549227208518086E-13,364475830191.37518,0,false,0,1.7876556071339704E-9,1.7876556071339704E-9,115295286.47047092,0,false,0,5.6530633905144977E-6,5.6530633905144977E-6,36459.570872828364,0,false,0,1.7876556071339717E-2,1.7876556071339717E-2]
[null,8,10,1566.047661731471,null,150,16,1,1871.5508083961338,1,0.33725197429890724,0.33725197429890724,8.0059977359239026E+21,0,false,0,4.3881357245467544E-20,4.3881357245467544E-20,2.5264377181167145E+18,0,false,0,1.4234549619735439E-16,1.4234549619735439E-16,799555568572791.38,0,false,0,4.1042059311963654E-13,4.1042059311963654E-13,277127649234.10016,0,false,0,1.2974371371480896E-9,1.2974371371480896E-9,87664281.306546748,0,false,0,4.1028564742762374E-6,4.1028564742762374E-6,27721.879837040866,0,false,0,1.297437137148094E-2,1.297437137148094E-2]
[null,8,11,1797.239232180405,null,151,2,13,1889.6126498374567,1,0.80901828975733525,0.80901828975733525,2.1474170564065192E+22,0,false,0,9.4142731486729654E-20,9.4142731486729654E-20,6.7765638047691377E+18,0,false,0,3.0538694944849016E-16,3.0538694944849016E-16,2144616226649320.3,0,false,0,8.8051323204404785E-13,8.8051323204404785E-13,743328514941.7738,0,false,0,2.7835118075355329E-9,2.7835118075355329E-9,235138428.86888078,0,false,0,8.8022372057845401E-6,8.8022372057845401E-6,74357.300065915158,0,false,0,2.7835118075355363E-2,2.7835118075355363E-2]
[null,8,12,2050.4490474339996,null,152,16,2,1904.5781756031242,1,0.63067194494817824,0.63067194494817824,1.8348264604092349E+22,0,false,0,6.6957394068700419E-20,6.6957394068700419E-20,5.7901275127472374E+18,0,false,0,2.1720120071663185E-16,2.1720120071663185E-16,1832433335825317.5,0,false,0,6.2624984987810294E-13,6.2624984987810294E-13,635125265454.5752,0,false,0,1.9797247652444657E-9,1.9797247652444657E-9,200910302.84990263,0,false,0,6.2604393984146762E-6,6.2604393984146762E-6,63533.416239990918,0,false,0,1.9797247652444682E-2,1.9797247652444682E-2]
[null,8,13,2325.6771074922544,null,153,15,5,1910.4697762637466,1,0.68657017434606704,0.68657017434606704,2.0704853604083662E+22,0,false,0,7.032086678940741E-20,7.032086678940741E-20,6.5337918918864671E+18,0,false,0,2.2811187493978815E-16,2.2811187493978815E-16,2067784871003195.8,0,false,0,6.5770827677342348E-13,6.5770827677342348E-13,716698604758.4375,0,false,0,2.0791723368685159E-9,2.0791723368685159E-9,226714542.1007005,0,false,0,6.5749202325193812E-6,6.5749202325193812E-6,71693.433172034973,0,false,0,2.0791723368685171E-2,2.0791723368685171E-2]
[null,8,14,2622.9234123551696,null,154,9,11,1920.7908285159308,1,0.66693683942178439,0.66693683942178439,2.1412993641424794E+22,0,false,0,6.416209551090379E-20,6.416209551090379E-20,6.7572583178160906E+18,0,false,0,2.0813361062356384E-16,2.0813361062356384E-16,2138506513559371.5,0,false,0,6.0010553338351357E-13,6.0010553338351357E-13,741210875477.22144,0,false,0,1.8970763608659214E-9,1.8970763608659214E-9,234468552.21731171,0,false,0,5.9990821955998634E-6,5.9990821955998634E-6,74145.466468882514,0,false,0,1.8970763608659309E-2,1.8970763608659309E-2]
[null,8,15,2942.1879620227455,null,155,3,13,1925.9513546420233,1,0.9876888576840599,0.9876888576840599,3.2716044498584184E+22,0,false,0,9.2101357606110237E-20,9.2101357606110237E-20,1.0324140917243066E+19,0,false,0,2.9876499433585932E-16,2.9876499433585932E-16,3267337366727263.5,0,false,0,8.6142034313963711E-13,8.6142034313963711E-13,1132466033989.5281,0,false,0,2.7231546433597856E-9,2.7231546433597856E-9,358234991.16071141,0,false,0,8.6113710938804741E-6,8.6113710938804741E-6,113283.85096381301,0,false,0,2.7231546433597983E-2,2.7231546433597983E-2]
[null,8,16,3283.4707564949817,null,156,13,8,1932.8320561434796,1,3.7432801895234263E-2,3.7432801895234263E-2,1.2924107201441901E+21,0,false,0,3.3488109669704685E-21,3.3488109669704685E-21,4.0784363153381018E+17,0,false,0,1.086311337404664E-17,1.086311337404664E-17,129072505671298.88,0,false,0,3.1321296094403167E-14,3.1321296094403167E-14,44736803148.39328,0,false,0,9.9014068537843185E-11,9.9014068537843185E-11,14151672.36757178,0,false,0,3.1310997697960244E-7,3.1310997697960244E-7,4475.1517381994381,0,false,0,9.9014068537843307E-4,9.9014068537843307E-4]
[null,8,17,3646.7717957718787,null,157,12,9,1938.2936129602606,1,7.0852844913558852E-2,7.0852844913558852E-2,2.5278625035739836E+21,0,false,0,6.13405479422831E-21,6.13405479422831E-21,7.9771283803706995E+17,0,false,0,1.989808721051755E-17,1.989808721051755E-17,252456546702442.53,0,false,0,5.7371571093224528E-14,5.7371571093224528E-14,87501972434.87532,0,false,0,1.8136518537505178E-10,1.8136518537505178E-10,27679654.295081504,0,false,0,5.7352707404382226E-7,5.7352707404382226E-7,8753.0752418520406,0,false,0,1.8136518537505181E-3,1.8136518537505181E-3]
[null,8,18,4032.0910798534355,null,158,7,12,1941.4329330203,1,0.14627645367298456,0.14627645367298456,5.3179246413388699E+21,0,false,0,1.2427769221165745E-20,1.2427769221165745E-20,1.6781675237921185E+18,0,false,0,4.0314089797114952E-17,4.0314089797114952E-17,531098858691122.69,0,false,0,1.1623643239593962E-13,1.1623643239593962E-13,184079986438.8494,0,false,0,3.6745101636782207E-10,3.6745101636782207E-10,58230348.933710359,0,false,0,1.1619821402661338E-6,1.1619821402661338E-6,18414.053157688119,0,false,0,3.6745101636782326E-3,3.6745101636782326E-3]
[null,8,19,4439.4286087396531,null,159,16,3,1959.6237876147754,1,0.8421246712242817,0.8421246712242817,3.4122126203636301E+22,0,false,0,6.4195296628537009E-20,6.4195296628537009E-20,1.0767855488689537E+19,0,false,0,2.0824131079193916E-16,2.0824131079193916E-16,3407762145027903.5,0,false,0,6.0041606211933882E-13,6.0041606211933882E-13,1181137558814.4226,0,false,0,1.8980580160770945E-9,1.8980580160770945E-9,373631341.02208579,0,false,0,6.0021864619441137E-6,6.0021864619441137E-6,118152.60428528949,0,false,0,1.8980580160770966E-2,1.8980580160770966E-2]
[null,8,20,4868.784382430531,null,160,14,7,1963.9242260531855,1,0.17554848639647175,0.17554848639647175,7.2966873126784614E+21,0,false,0,1.3045326588836203E-20,1.3045326588836203E-20,2.3026019556983014E+18,0,false,0,4.2317366711263959E-17,4.2317366711263959E-17,728717040077098.38,0,false,0,1.2201242195129624E-13,1.2201242195129624E-13,252574865601.74643,0,false,0,3.8571029350578645E-10,3.8571029350578645E-10,79897455.668058038,0,false,0,1.2197230444503377E-6,1.2197230444503377E-6,25265.793916339328,0,false,0,3.8571029350578773E-3,3.8571029350578773E-3]
[null,9,1,599.69614023630709,null,161,4,13,1976.8255413684165,1,0.95105515412880937,0.95105515412880937,4.2657594407620817E+22,0,false,0,6.549400666769907E-20,6.549400666769907E-20,1.3461377211231412E+19,0,false,0,2.1245415963129844E-16,2.1245415963129844E-16,4260195702715409,0,false,0,6.1256284558325023E-13,6.1256284558325023E-13,1476592830787.4275,0,false,0,1.9364568884221304E-9,1.9364568884221304E-9,467093231.76927817,0,false,0,6.1236143581364984E-6,6.1236143581364984E-6,147707.84920398338,0,false,0,1.9364568884221358E-2,1.9364568884221358E-2]
[null,9,2,632.72350744329776,null,162,11,10,1980.3088965035286,1,0.41407550834715917,0.41407550834715917,1.8956578457929696E+22,0,false,0,2.7937378258715055E-20,2.7937378258715055E-20,5.9820919768253153E+18,0,false,0,9.0625272788268886E-17,9.0625272788268886E-17,1893185380144923.5,0,false,0,2.6129719030816509E-13,2.6129719030816509E-13,656182052362.46851,0,false,0,8.2602258322706238E-10,8.2602258322706238E-10,207571233.6375998,0,false,0,2.6121127617335161E-6,2.6121127617335161E-6,65639.787502577281,0,false,0,8.2602258322706217E-3,8.2602258322706217E-3]
[null,9,3,687.76911945494874,null,163,15,6,2031.5701226893786,1,0.58194504840300931,0.58194504840300931,3.5859667286440226E+22,0,false,0,2.9170522752634618E-20,2.9170522752634618E-20,1.1316168075473766E+19,0,false,0,9.4625435406033073E-17,9.4625435406033073E-17,3581289629571932,0,false,0,2.7283074182904578E-13,2.7283074182904578E-13,1241282551557.1238,0,false,0,8.6248288350746749E-10,8.6248288350746749E-10,392657113.36038208,0,false,0,2.7274103547932578E-6,2.7274103547932578E-6,124169.08176857453,0,false,0,8.6248288350746338E-3,8.6248288350746338E-3]
[null,9,4,764.83297627126012,null,164,16,4,2036.6876444310869,1,0.94412804071222822,0.94412804071222822,5.9904396041873204E+22,0,false,0,4.596101511521371E-20,4.596101511521371E-20,1.8903918116550124E+19,0,false,0,1.4909163966173703E-16,1.4909163966173703E-16,5982626402996631,0,false,0,4.2987155065525917E-13,4.2987155065525917E-13,2073590950367.3167,0,false,0,1.3589262414544393E-9,1.3589262414544393E-9,655942706.87206829,0,false,0,4.2973020951679632E-6,4.2973020951679632E-6,207427.29682919133,0,false,0,1.358926241454444E-2,1.358926241454444E-2]
[null,9,5,863.91507789223192,null,165,5,13,2042.2352100166361,1,0.7071028851105261,0.7071028851105261,4.6306871687497837E+22,0,false,0,3.3350802536456619E-20,3.3350802536456619E-20,1.4612972810912604E+19,0,false,0,1.0818572700647912E-16,1.0818572700647912E-16,4624647463337233,0,false,0,3.1192873277506361E-13,3.1192873277506361E-13,1602912580971.4465,0,false,0,9.8608093460831126E-10,9.8608093460831126E-10,507052182.61849523,0,false,0,3.1182617106298089E-6,3.1182617106298089E-6,160343.97896340874,0,false,0,9.86080934608311E-3,9.86080934608311E-3]
[null,9,6,985.01542431786402,null,166,8,12,2050.4490474339996,1,0.54959754681368844,0.54959754681368844,3.7711657854378441E+22,0,false,0,2.4740043524757288E-20,2.4740043524757288E-20,1.1900597272029802E+19,0,false,0,8.0253528891007386E-17,8.0253528891007386E-17,3766247135229778,0,false,0,2.3139264541060648E-13,2.3139264541060648E-13,1305389213765.3,0,false,0,7.3148720227872569E-10,7.3148720227872569E-10,412936087.63441986,0,false,0,2.3131656384650959E-6,2.3131656384650959E-6,130581.85650036528,0,false,0,7.3148720227873007E-3,7.3148720227873007E-3]
[null,9,7,1128.1340155481566,null,167,10,11,2058.8779067732835,1,0.74851693124100516,0.74851693124100516,5.386998036674626E+22,0,false,0,3.2124986423852612E-20,3.2124986423852612E-20,1.6999648858512534E+19,0,false,0,1.042093367180189E-16,1.042093367180189E-16,5379971891307028,0,false,0,3.0046372331384058E-13,3.0046372331384058E-13,1864709623428.4297,0,false,0,9.4983731208518678E-10,9.4983731208518678E-10,589866905.86461484,0,false,0,3.0036493128013682E-6,3.0036493128013682E-6,186532.29388883154,0,false,0,9.4983731208518746E-3,9.4983731208518746E-3]
[null,9,8,1293.2708515831096,null,168,17,1,2111.3862601062729,1,0.35023885602236848,0.35023885602236848,3.3780991864191993E+22,0,false,0,1.1216123112835207E-20,1.1216123112835207E-20,1.0660204363802446E+19,0,false,0,3.6383665185562375E-17,3.6383665185562375E-17,3373693204499703.5,0,false,0,1.0490395442242532E-13,1.0490395442242532E-13,1169329192052.2188,0,false,0,3.3162635740763265E-10,3.3162635740763265E-10,369895979.39911538,0,false,0,1.0486946215531734E-6,1.0486946215531734E-6,116971.37922399232,0,false,0,3.3162635740763375E-3,3.3162635740763375E-3]
[null,9,9,1480.425932422723,null,169,13,9,2119.987136983093,1,1.8855570226263205E-2,1.8855570226263205E-2,1.9066684092266898E+21,0,false,0,5.7595782609741167E-22,5.7595782609741167E-22,6.0168378057328256E+17,0,false,0,1.8683333354064194E-18,1.8683333354064194E-18,190418158273820.22,0,false,0,5.386910693679841E-15,5.386910693679841E-15,65999335941.223183,0,false,0,1.7029306291273498E-11,1.7029306291273498E-11,20877687.116340883,0,false,0,5.3851394853058935E-8,5.3851394853058935E-8,6602.1043563990061,0,false,0,1.702930629127348E-4,1.702930629127348E-4]
[null,9,10,1689.599258066997,null,170,6,13,2122.1803605866821,1,0.30901070618326276,0.30901070618326276,3.1624975324469476E+22,0,false,0,9.3261709311343209E-21,9.3261709311343209E-21,9.979834260473856E+18,0,false,0,3.0252902648101332E-17,3.0252902648101332E-17,3158372755115237.5,0,false,0,8.7227306659632896E-14,8.7227306659632896E-14,1094698669402.6656,0,false,0,2.7574626841549271E-10,2.7574626841549271E-10,346287973.66714907,0,false,0,8.7198626448510785E-7,8.7198626448510785E-7,109505.87231125993,0,false,0,2.757462684154928E-3,2.757462684154928E-3]
[null,9,11,1920.7908285159308,null,171,14,8,2129.0610620881384,1,7.3954083865125128E-2,7.3954083865125128E-2,7.8589408077312887E+21,0,false,0,2.1495463711895877E-21,2.1495463711895877E-21,2.4800312385808481E+18,0,false,0,6.9728528015803995E-18,6.9728528015803995E-18,784869056071531.88,0,false,0,2.0104621916472872E-14,2.0104621916472872E-14,272037272973.96854,0,false,0,6.3555492926130394E-11,6.3555492926130394E-11,86054033.546506181,0,false,0,2.0098011546129164E-7,2.0098011546129164E-7,27212.674785149673,0,false,0,6.3555492926130439E-4,6.3555492926130439E-4]
[null,9,12,2174.0006437695256,null,172,16,5,2135.769746052059,1,0.92342486767436438,0.92342486767436438,1.0178626987668343E+23,0,false,0,2.5876196814158151E-20,2.5876196814158151E-20,3.2120502638785978E+19,0,false,0,8.3939064478053384E-17,8.3939064478053384E-17,1.0165351223992498E+16,0,false,0,2.420190420441987E-13,2.420190420441987E-13,3523332209883.2646,0,false,0,7.6507977014110959E-10,7.6507977014110959E-10,1114541933.4276016,0,false,0,2.4193946653639858E-6,2.4193946653639858E-6,352449.10573989834,0,false,0,7.6507977014110941E-3,7.6507977014110941E-3]
[null,9,13,2449.2287038277805,null,173,17,2,2144.4136273132631,1,0.6549578278473781,0.6549578278473781,7.5665128993749016E+22,0,false,0,1.7511260575218946E-20,1.7511260575218946E-20,2.3877503109724803E+19,0,false,0,5.6804283916678333E-17,5.6804283916678333E-17,7556644059773536,0,false,0,1.6378212531920442E-13,1.6378212531920442E-13,2619148795526.4463,0,false,0,5.177542631936988E-10,5.177542631936988E-10,828519988.63807034,0,false,0,1.6372827399543706E-6,1.6372827399543706E-6,262001.02510731333,0,false,0,5.1775426319369813E-3,5.1775426319369813E-3]
[null,9,14,2746.4750086906956,null,174,12,10,2147.4669386045343,1,0.27315686690052049,0.27315686690052049,3.2083301693914461E+22,0,false,0,7.1834273447804309E-21,7.1834273447804309E-21,1.0124467454882281E+19,0,false,0,2.3302117208237389E-17,2.3302117208237389E-17,3204145613539781.5,0,false,0,6.7186310919795682E-14,6.7186310919795682E-14,1110563638833.8196,0,false,0,2.1239191297087742E-10,2.1239191297087742E-10,351306567.6146512,0,false,0,6.7164220158822906E-7,6.7164220158822906E-7,111092.89106382453,0,false,0,2.1239191297087682E-3,2.1239191297087682E-3]
[null,9,15,3065.7395583582716,null,175,1,14,2165.055731817632,1,0.4244874988169034,0.4244874988169034,5.4817684198919745E+22,0,false,0,1.0153029269662829E-20,1.0153029269662829E-20,1.7298713982708634E+19,0,false,0,3.2935125074001558E-17,3.2935125074001558E-17,5474618667557287,0,false,0,9.4960879890434199E-14,9.4960879890434199E-14,1897514396030.5891,0,false,0,3.0019393327613552E-10,3.0019393327613552E-10,600244097.82485914,0,false,0,9.4929656891720381E-7,9.4929656891720381E-7,189813.85011994751,0,false,0,3.0019393327613618E-3,3.0019393327613618E-3]
[null,9,16,3407.0223528305078,null,176,9,12,2174.0006437695256,1,0.83311299619886303,0.83311299619886303,1.1286996922369824E+23,0,false,0,1.8993977765573763E-20,1.8993977765573763E-20,3.5618164892787622E+19,0,false,0,6.1614028360104493E-17,6.1614028360104493E-17,1.1272275535690212E+16,0,false,0,1.7764992036688178E-13,1.7764992036688178E-13,3906994514841.5581,0,false,0,5.6159366259725199E-10,5.6159366259725199E-10,1235906511.5255861,0,false,0,1.7759150933234353E-6,1.7759150933234353E-6,390827.95514539938,0,false,0,5.6159366259725388E-3,5.6159366259725388E-3]
[null,9,17,3770.3233921074047,null,177,15,7,2174.688713919671,1,0.40168562101956645,0.40168562101956645,5.4620877531291792E+22,0,false,0,9.1243179726975988E-21,9.1243179726975988E-21,1.7236608071031814E+19,0,false,0,2.9598117533618937E-17,2.9598117533618937E-17,5454963669863773,0,false,0,8.5339383948828931E-14,8.5339383948828931E-14,1890701932306.2373,0,false,0,2.6977809557493557E-10,2.6977809557493557E-10,598089099.07979035,0,false,0,8.5311324483938584E-7,8.5311324483938584E-7,189132.37968102592,0,false,0,2.6977809557493502E-3,2.6977809557493502E-3]
[null,9,18,4155.6426761889616,null,178,2,14,2186.8589547003721,1,0.75644183703879875,0.75644183703879875,1.0975577008815595E+23,0,false,0,1.6103127563884921E-20,1.6103127563884921E-20,3.463542290143574E+19,0,false,0,5.2236480986404623E-17,5.2236480986404623E-17,1.09612618004134E+16,0,false,0,1.5061191313843101E-13,1.5061191313843101E-13,3799196497137.0225,0,false,0,4.7612008919289774E-10,4.7612008919289774E-10,1201806573.1958785,0,false,0,1.5056239216120746E-6,1.5056239216120746E-6,380044.60782608466,0,false,0,4.7612008919289848E-3,4.7612008919289848E-3]
[null,9,19,4562.9802050751787,null,179,17,3,2199.4592393249141,1,0.87455316485825907,0.87455316485825907,1.3565895115533303E+23,0,false,0,1.7414479154322153E-20,1.7414479154322153E-20,4.2809641259464385E+19,0,false,0,5.6490337397130746E-17,5.6490337397130746E-17,1.354820141108541E+16,0,false,0,1.6287693252980979E-13,1.6287693252980979E-13,4695835231447.6172,0,false,0,5.1489273343391471E-10,5.1489273343391471E-10,1485441895.9512475,0,false,0,1.6282337883211101E-6,1.6282337883211101E-6,469737.97230447823,0,false,0,5.1489273343391729E-3,5.1489273343391729E-3]
[null,9,20,4992.3359787660565,null,180,11,11,2211.5004669524628,1,0.66692935004358922,0.66692935004358922,1.1023270252021024E+23,0,false,0,1.2463376615432858E-20,1.2463376615432858E-20,3.4785927576190566E+19,0,false,0,4.0429595618343466E-17,4.0429595618343466E-17,1.1008892838350388E+16,0,false,0,1.1656946694163071E-13,1.1656946694163071E-13,3815705515512.7749,0,false,0,3.6850381779829737E-10,3.6850381779829737E-10,1207028900.2895086,0,false,0,1.165311390710315E-6,1.165311390710315E-6,381696.05265631183,0,false,0,3.6850381779829793E-3,3.6850381779829793E-3]
[null,10,1,737.78321849365966,null,181,7,13,2216.6609930785553,1,0.15644208378796959,0.15644208378796959,2.6567660832978629E+22,0,false,0,2.8453806844703613E-21,2.8453806844703613E-21,8.383906993801302E+18,0,false,0,9.2300500901926671E-18,9.2300500901926671E-18,2653300920589101.5,0,false,0,2.6612732638120671E-14,2.6612732638120671E-14,919639704524.92395,0,false,0,8.4129179248142379E-11,8.4129179248142379E-11,290911260.50017297,0,false,0,2.6603982410470192E-7,2.6603982410470192E-7,91994.218017112071,0,false,0,8.4129179248142356E-4,8.4129179248142356E-4]
[null,10,2,770.81058570065034,null,182,3,14,2223.1976595049387,1,0.92350096825794137,0.92350096825794137,1.6229507420969153E+23,0,false,0,1.6231396419719128E-20,1.6231396419719128E-20,5.1215152748303278E+19,0,false,0,5.2652568707398543E-17,5.2652568707398543E-17,1.6208339624432392E+16,0,false,0,1.5181160665738512E-13,1.5181160665738512E-13,5617844756087.1445,0,false,0,4.7991260582286094E-10,4.7991260582286094E-10,1777102805.8557594,0,false,0,1.5176169122268297E-6,1.5176169122268297E-6,561969.25027801911,0,false,0,4.7991260582286163E-3,4.7991260582286163E-3]
[null,10,3,825.85619771230131,null,183,16,6,2256.8700924776908,1,0.78270590450151378,0.78270590450151378,1.638217813508818E+23,0,false,0,1.1550800667314091E-20,1.1550800667314091E-20,5.1696932862818402E+19,0,false,0,3.7469316258110601E-17,3.7469316258110601E-17,1.6360811213431372E+16,0,false,0,1.0803418030957561E-13,1.0803418030957561E-13,5670691730950.5654,0,false,0,3.4152174614234893E-10,3.4152174614234893E-10,1793819983.2410803,0,false,0,1.0799865882876446E-6,1.0799865882876446E-6,567255.68593668926,0,false,0,3.4152174614234857E-3,3.4152174614234857E-3]
[null,10,4,902.9200545286127,null,184,4,14,2274.0718462313316,1,0.88924801456615221,0.88924801456615221,2.0329960616290753E+23,0,false,0,1.2014225644069583E-20,1.2014225644069583E-20,6.4154876135369023E+19,0,false,0,3.8972607459827518E-17,3.8972607459827518E-17,2.0303444687078532E+16,0,false,0,1.1236857572862543E-13,1.1236857572862543E-13,7037216822250.7813,0,false,0,3.5522380124882855E-10,3.5522380124882855E-10,2226095291.5593843,0,false,0,1.1233162910492652E-6,1.1233162910492652E-6,703953.14099042409,0,false,0,3.5522380124882939E-3,3.5522380124882939E-3]
[null,10,5,1002.0021561495845,null,185,17,4,2276.5230961412258,1,0.98048447486512558,0.98048447486512558,2.2698348958490349E+23,0,false,0,1.3081986226549886E-20,1.3081986226549886E-20,7.1628754890082976E+19,0,false,0,4.243628587530908E-17,4.243628587530908E-17,2.2668743991438316E+16,0,false,0,1.2235529808819048E-13,1.2235529808819048E-13,7857034558149.0498,0,false,0,3.8679420654744842E-10,3.8679420654744842E-10,2485429691.4956799,0,false,0,1.2231506784475504E-6,1.2231506784475504E-6,785961.87893359875,0,false,0,3.867942065474487E-3,3.867942065474487E-3]
[null,10,6,1123.1025025752167,null,186,10,12,2312.0877220268781,1,0.93501984960437212,0.93501984960437212,2.5920806858446751E+23,0,false,0,1.0417887384547791E-20,1.0417887384547791E-20,8.1797804959834259E+19,0,false,0,3.3794290837136673E-17,3.3794290837136673E-17,2.5886998909048772E+16,0,false,0,9.7438087329472979E-14,9.7438087329472979E-14,8972488511581.6172,0,false,0,3.0802497533813057E-10,3.0802497533813057E-10,2838283221.00983,0,false,0,9.7406049828569361E-7,9.7406049828569361E-7,897543.96230301005,0,false,0,3.0802497533813215E-3,3.0802497533813215E-3]
[null,10,7,1266.2210938055091,null,187,14,9,2316.2161429277521,1,3.7251991601925979E-2,3.7251991601925979E-2,1.0543512444317022E+22,0,false,0,4.0653710580712637E-22,4.0653710580712637E-22,3.3271964843594189E+18,0,false,0,1.3187542428334845E-18,1.3187542428334845E-18,1052976076840882.4,0,false,0,3.8023254193609908E-15,3.8023254193609908E-15,364963732784.12836,0,false,0,1.2020055253814016E-11,1.2020055253814016E-11,115449625.56387892,0,false,0,3.8010752203125557E-8,3.8010752203125557E-8,36508.377179546042,0,false,0,1.2020055253814002E-4,1.2020055253814002E-4]
[null,10,8,1431.3579298404622,null,188,8,13,2325.6771074922544,1,0.58779238427879021,0.58779238427879021,1.7443876354999799E+23,0,false,0,6.1177457399172279E-21,6.1177457399172279E-21,5.5047314060163113E+19,0,false,0,1.9845182729568569E-17,1.9845182729568569E-17,1.742112468325048E+16,0,false,0,5.7219033155391865E-14,5.7219033155391865E-14,6038198619642.1816,0,false,0,1.8088297666358203E-10,1.8088297666358203E-10,1910074089.8284099,0,false,0,5.7200219620800399E-7,5.7200219620800399E-7,604018.46235308284,0,false,0,1.808829766635823E-3,1.808829766635823E-3]
[null,10,9,1618.5130106800757,null,189,13,10,2329.1604626273665,1,7.2693319413108817E-2,7.2693319413108817E-2,2.1951835109967545E+22,0,false,0,7.4354059153509426E-22,7.4354059153509426E-22,6.9272995113207112E+18,0,false,0,2.4119503381101598E-18,2.4119503381101598E-18,2192320380482911.3,0,false,0,6.9543056491918814E-15,6.9543056491918814E-15,759862875441.82397,0,false,0,2.1984214641272042E-11,2.1984214641272042E-11,240368772.48167661,0,false,0,6.9520190836441453E-8,6.9520190836441453E-8,76011.279942089881,0,false,0,2.1984214641272115E-4,2.1984214641272115E-4]
[null,10,10,1827.6863363243494,null,190,5,14,2339.4815148795515,1,0.66114970719497423,0.66114970719497423,2.1018509910724575E+23,0,false,0,6.4236846021141821E-21,6.4236846021141821E-21,6.6327718254014398E+19,0,false,0,2.0837609169385795E-17,2.0837609169385795E-17,2.0991095921516176E+16,0,false,0,6.0080467193969744E-14,6.0080467193969744E-14,7275558192860.9512,0,false,0,1.8992865041725967E-10,1.8992865041725967E-10,2301490240.485991,0,false,0,6.0060712824043235E-7,6.0060712824043235E-7,727795.11725843966,0,false,0,1.8992865041726028E-3,1.8992865041726028E-3]
[null,10,11,2058.8779067732835,null,191,15,8,2339.825549954624,1,0.16921987032804708,0.16921987032804708,5.3888484135282984E+22,0,false,0,1.6413200012560745E-21,1.6413200012560745E-21,1.7005488058110435E+19,0,false,0,5.3242316250728571E-18,5.3242316250728571E-18,5381819854754112,0,false,0,1.53512008447328E-14,1.53512008447328E-14,1865350131463.2493,0,false,0,4.8528798041987065E-11,4.8528798041987065E-11,590069518.90845895,0,false,0,1.5346153392299955E-7,1.5346153392299955E-7,186596.36575905155,0,false,0,4.8528798041987304E-4,4.8528798041987304E-4]
[null,10,12,2312.0877220268781,null,192,18,1,2365.7571937382381,1,0.28687788674607917,0.28687788674607917,1.038473280169857E+23,0,false,0,2.4478529941486105E-21,2.4478529941486105E-21,3.2770906897773482E+19,0,false,0,7.940521235957297E-18,7.940521235957297E-18,1.037118821865405E+16,0,false,0,2.2894671924303964E-14,2.2894671924303964E-14,3594675747090.8047,0,false,0,7.2375504775792084E-11,7.2375504775792084E-11,1137110161.2188449,0,false,0,2.2887144189589806E-7,2.2887144189589806E-7,359585.8059972804,0,false,0,7.23755047757924E-4,7.23755047757924E-4]
[null,10,13,{"$f":"3.1416/2*SQRT($H$2/$I$2)*(B202^2/$C$2^2+C202^2/$D$2^2)","v":2587.3157820851334},null,193,17,5,2375.6051977621973,1,{"$f":"ABS(SIN(G202*3.1416*$J$2/$C$2)*SIN(H202*3.1416*$K$2/$D$2))*(1/F202^$M$2)+(1-1/F202^$M$2)","v":0.95898406510210388},0.95898406510210388,3.643220287730939E+23,0,false,0,7.7969340927720956E-21,7.7969340927720956E-21,1.1496842060084858E+20,0,{"$f":"AND($I202>44.548,$I202<89.095)","v":false},0,2.5292254431541249E-17,{"$f":"IF($I202>89.095,W202,0)","v":2.5292254431541249E-17},3.6384685140764152E+16,0,false,0,7.292441519002469E-14,7.292441519002469E-14,12611008737243.256,0,false,0,2.3053142570934291E-10,2.3053142570934291E-10,3989262783.9783702,0,false,0,7.2900437748742566E-7,7.2900437748742566E-7,1261515.6582315846,0,false,0,2.3053142570934391E-3,2.3053142570934391E-3]
[null,10,14,2884.5620869480485,null,194,12,11,2378.6585090534686,{"$f":"IF(ABS(I203-I202)>0.0001,1,$L$2)","v":1},0.43995920557844609,{"$f":"$J203*$K203","v":0.43995920557844609},{"$f":"10^(LOG10($I203/22.27)/LOG10(2)*70/20)*$L203","v":1.6965716431029655E+23},{"$f":"IF($I203<22.27,M203,0)","v":0},{"$f":"AND($I203>22.27,$I203<44.45)","v":false},{"$f":"IF($O203=TRUE,$L203,0)","v":0},{"$f":"10^(LOG10(44.45/$I203)/LOG10(2)*70/20)*$L203","v":3.5240261935101118E-21},{"$f":"IF($I203>44.45,Q203,0)","v":3.5240261935101118E-21},{"$f":"10^(LOG10($I203/44.548)/LOG10(2)*70/20)*$L203","v":5.3538393739351671E+19},{"$f":"IF($I203<44.528,S203,0)","v":0},false,{"$f":"IF($U203=TRUE,$L203,0)","v":0},{"$f":"10^(LOG10(89.095/$I203)/LOG10(2)*70/20)*$L203","v":1.1431489101889244E-17},1.1431489101889244E-17,{"$f":"10^(LOG10($I203/89.09)/LOG10(2)*70/20)*$L203","v":1.694358841295756E+16},{"$f":"IF($I203<89.09,Y203,0)","v":0},{"$f":"AND($I203>89.09,$I203<176.78)","v":false},{"$f":"IF($AA203=TRUE,$L203,0)","v":0},{"$f":"10^(LOG10(176.78/$I203)/LOG10(2)*70/20)*$L203","v":3.2960077155748189E-14},{"$f":"IF($I203>176.78,AC203,0)","v":3.2960077155748189E-14},{"$f":"10^(LOG10($I203/176.78)/LOG10(2)*70/20)*$L203","v":5872683539500.1523},{"$f":"IF($I203<176.78,AE203,0)","v":0},{"$f":"AND($I203>176.78,$I203<353.55)","v":false},{"$f":"IF($AG203=TRUE,$L203,0)","v":0},{"$f":"10^(LOG10(353.55/$I203)/LOG10(2)*70/20)*$L203","v":1.0419464535169765E-10},{"$f":"IF($I203>353.55,AI203,0)","v":1.0419464535169765E-10},{"$f":"10^(LOG10($I203/353.55)/LOG10(2)*70/20)*$L203","v":1857716410.6645105},{"$f":"IF($I203<353.55,AK203,0)","v":0},{"$f":"AND($I203>353.55,$I203<707.1)","v":false},{"$f":"IF($AM203=TRUE,$L203,0)","v":0},{"$f":"10^(LOG10(707.1/$I203)/LOG10(2)*70/20)*$L203","v":3.2949239930484175E-7},{"$f":"IF($I203>707.1,AO203,0)","v":3.2949239930484175E-7},{"$f":"10^(LOG10($I203/707.1)/LOG10(2)*70/20)*$L203","v":587461.51043725468},{"$f":"IF($I203<707.1,AQ203,0)","v":0},{"$f":"AND($I203>707.1,$I203<1414.2)","v":false},{"$f":"IF($AS203=TRUE,$L203,0)","v":0},{"$f":"10^(LOG10(1414.2/$I203)/LOG10(2)*70/20)*$L203","v":1.0419464535169789E-3},{"$f":"IF($I203>1414.2,AU203,0)","v":1.0419464535169789E-3}]
[null,10,15,3203.826636615624,null,195,18,2,2398.7845609452283,1,0.53647079508693385,0.53647079508693385,2.2816544312024842E+23,0,false,0,3.896088498840098E-21,3.896088498840098E-21,7.2001741754588037E+19,0,false,0,1.2638411512521902E-17,1.2638411512521902E-17,2.2786785185322272E+16,0,false,0,3.6439961134194897E-14,3.6439961134194897E-14,7897947885326.8721,0,false,0,1.1519538649941855E-10,1.1519538649941855E-10,2498371876.9211268,0,false,0,3.6427979728157549E-7,3.6427979728157549E-7,790054.55731805775,0,false,0,1.1519538649941924E-3,1.1519538649941924E-3]
[null,10,16,3545.1094310878602,null,196,16,7,2399.9886837079835,1,0.54026012969465487,0.54026012969465487,2.3112170940843857E+23,0,false,0,3.900781365931399E-21,3.900781365931399E-21,7.2934645172954866E+19,0,false,0,1.2653634571621157E-17,1.2653634571621157E-17,2.3082026234704404E+16,0,false,0,3.6483853333888597E-14,3.6483853333888597E-14,8000279056778.4424,0,false,0,1.1533414018495094E-10,1.1533414018495094E-10,2530742478.0695553,0,false,0,3.647185749615993E-7,3.647185749615993E-7,800291.04020385316,0,false,0,1.1533414018495131E-3,1.1533414018495131E-3]
[null,10,17,3908.4104703647572,null,197,6,14,2419.4266654495973,1,0.28892872906499628,0.28892872906499628,1.357563571267614E+23,0,false,0,1.8993622059425234E-21,1.8993622059425234E-21,4.2840379479521247E+19,0,false,0,6.1612874494969681E-18,6.1612874494969681E-18,1.3557929303777262E+16,0,false,0,1.7764659346138823E-14,1.7764659346138823E-14,4699206939606.0557,0,false,0,5.6158314545749185E-11,5.6158314545749185E-11,1486508474.379292,0,false,0,1.7758818352073134E-7,1.7758818352073134E-7,470075.2540180622,0,false,0,5.6158314545749234E-4,5.6158314545749234E-4]
[null,10,18,4293.7297544463145,null,198,9,13,2449.2287038277805,1,0.89101102661104492,0.89101102661104492,4.8269247178295239E+23,0,false,0,5.0802156149394462E-21,5.0802156149394462E-21,1.5232235970932457E+20,0,false,0,1.6479568041911502E-17,1.6479568041911502E-17,4.820629064013676E+16,0,false,0,4.751505506531407E-14,4.751505506531407E-14,16708402178029.143,0,false,0,1.5020639326790493E-10,1.5020639326790493E-10,5285398525.7903366,0,false,0,4.7499432184556112E-7,4.7499432184556112E-7,1671389.7683193719,0,false,0,1.5020639326790476E-3,1.5020639326790476E-3]
[null,10,19,4701.0672833325316,null,199,18,3,2453.8301729568798,1,0.71633960500832983,0.71633960500832983,3.9662865888464228E+23,0,false,0,3.9961368088120013E-21,3.9961368088120013E-21,1.2516336338640775E+20,0,false,0,1.2962955401330818E-17,1.2962955401330818E-17,3.9611134467823424E+16,0,false,0,3.7375709007479579E-14,3.7375709007479579E-14,13729302890302.377,0,false,0,1.1815350814867221E-10,1.1815350814867221E-10,4343014758.8830318,0,false,0,3.7363419928907083E-7,3.7363419928907083E-7,1373381.8549797295,0,false,0,1.1815350814867291E-3,1.1815350814867291E-3]
[null,10,20,5130.4230570234095,null,200,11,12,2464.7102822060574,1,0.83310364074278531,0.83310364074278531,4.8562775347683762E+23,0,false,0,4.4144955101252223E-21,4.4144955101252223E-21,1.5324864105854802E+20,0,false,0,1.4320057384156728E-17,1.4320057384156728E-17,4.84994359670636E+16,0,false,0,4.1288601340532534E-14,4.1288601340532534E-14,16810006967650.213,0,false,0,1.3052309172140829E-10,1.3052309172140829E-10,5317539349.2846937,0,false,0,4.1275025708671867E-7,4.1275025708671867E-7,1681553.5891309252,0,false,0,1.3052309172140847E-3,1.3052309172140847E-3]
[null,11,1,890.40577867283889,null,201,1,15,2484.3202814852079,1,0.33981367566507592,0.33981367566507592,2.1720068564131054E+23,0,false,0,1.6421280787999074E-21,1.6421280787999074E-21,6.8541613763232563E+19,0,false,0,5.3268529250090176E-18,5.3268529250090176E-18,2.1691739547100264E+16,0,false,0,1.5358758761936085E-14,1.5358758761936085E-14,7518402753690.5693,0,false,0,4.8552690416354943E-11,4.8552690416354943E-11,2378309691.5698972,0,false,0,1.5353708824471092E-7,1.5353708824471092E-7,752087.56066133908,0,false,0,4.855269041635515E-4,4.855269041635515E-4]
[null,11,2,923.43314587982957,null,202,17,6,2496.7055441878297,1,0.81284630331503327,0.81284630331503327,5.5047745452651183E+23,0,false,0,3.707352203804307E-21,3.707352203804307E-21,1.7371313981868792E+20,0,false,0,1.2026175172222851E-17,1.2026175172222851E-17,5.4975947865372776E+16,0,false,0,3.4674718055716528E-14,3.4674718055716528E-14,19054779674091.332,0,false,0,1.0961503316309524E-10,1.0961503316309524E-10,6027632284.9790068,0,false,0,3.4663317059027289E-7,3.4663317059027289E-7,1906104.6918498685,0,false,0,1.0961503316309542E-3,1.0961503316309542E-3]
[null,11,3,978.47875789148065,null,203,2,15,2506.1235043679476,1,0.60555206404764128,0.60555206404764128,4.2844393389754842E+23,0,false,0,2.6435984741876826E-21,2.6435984741876826E-21,1.3520325016331721E+20,0,false,0,8.5754944736511189E-18,8.5754944736511189E-18,4.278851237140408E+16,0,false,0,2.4725471631995924E-14,2.4725471631995924E-14,14830588784314.24,0,false,0,7.8163098213499759E-11,7.8163098213499759E-11,4691386481.0060205,0,false,0,2.4717341933009824E-7,2.4717341933009824E-7,1483546.6664101307,0,false,0,7.8163098213499958E-4,7.8163098213499958E-4]
[null,11,4,1055.5426147077919,null,204,7,14,2513.9072979414705,1,0.14627523104112422,0.14627523104112422,1.072931707426111E+23,0,false,0,6.1596497631430759E-22,6.1596497631430759E-22,3.3858305036004061E+19,0,false,0,1.998111400775055E-18,1.998111400775055E-18,1.0715323057380988E+16,0,false,0,5.761095982188493E-15,5.761095982188493E-15,3713953609223.9009,0,false,0,1.8212195009881378E-11,1.8212195009881378E-11,1174841539.1184433,0,false,0,5.7592017422377842E-8,5.7592017422377842E-8,371517.51533920935,0,false,0,1.821219500988139E-4,1.821219500988139E-4]
[null,11,5,1154.6247163287637,null,205,14,10,2525.3894685720256,1,0.14361649591065789,0.14361649591065789,1.1107496474452307E+23,0,false,0,5.7356016575393262E-22,5.7356016575393262E-22,3.5051718689583288E+19,0,false,0,1.8605556326932857E-18,1.8605556326932857E-18,1.1093009206335952E+16,0,false,0,5.3644854716257182E-15,5.3644854716257182E-15,3844860426363.5664,0,false,0,1.6958414829223116E-11,1.6958414829223116E-11,1216251525.0018153,0,false,0,5.3627216366320247E-8,5.3627216366320247E-8,384612.5026658976,0,false,0,1.6958414829223095E-4,1.6958414829223095E-4]
[null,11,6,1275.7250627543958,null,206,15,9,2526.9806307942376,1,8.5239068066018109E-2,8.5239068066018109E-2,6.6409624567927194E+22,0,false,0,3.3793476641940004E-22,3.3793476641940004E-22,2.0956760904581652E+19,0,false,0,1.0962170504257844E-18,1.0962170504257844E-18,6632300792673942,0,false,0,3.1606904611848734E-15,3.1606904611848734E-15,2298769466352.4619,0,false,0,9.9916945010008433E-12,9.9916945010008433E-12,727173826.62524641,0,false,0,3.1596512307742387E-8,3.1596512307742387E-8,229952.55469961744,0,false,0,9.991694501000876E-5,9.991694501000876E-5]
[null,11,7,1418.8436539846884,null,207,18,4,2530.8940297731911,1,0.80310710619350056,0.80310710619350056,6.3705882590728519E+23,0,false,0,3.127187445048409E-21,3.127187445048409E-21,2.0103546110303338E+20,0,false,0,1.0144195086708124E-17,1.0144195086708124E-17,6.3622792381895336E+16,0,false,0,2.9248460087811554E-14,2.9248460087811554E-14,22051794251119.418,0,false,0,9.2461340776968831E-11,9.2461340776968831E-11,6975683227.1586657,0,false,0,2.9238843236822371E-7,2.9238843236822371E-7,2205904.7233654992,0,false,0,9.2461340776968815E-4,9.2461340776968815E-4]
[null,11,8,1583.9804900196414,null,208,3,15,2542.4622091725141,1,0.73928739804737731,0.73928739804737731,6.1836751961867559E+23,0,false,0,2.7300239056319875E-21,2.7300239056319875E-21,1.9513708056808633E+20,0,false,0,8.8558474913162217E-18,8.8558474913162217E-18,6.175609961980588E+16,0,false,0,2.5533805262962822E-14,2.5533805262962822E-14,21404794596144.055,0,false,0,8.0718433129934487E-11,8.0718433129934487E-11,6771016677.5892782,0,false,0,2.552540978505862E-7,2.552540978505862E-7,2141183.4776168163,0,false,0,8.0718433129934512E-4,8.0718433129934512E-4]
[null,11,9,1771.1355708592548,null,209,13,11,2560.3520330763008,1,0.11708325484454678,0.11708325484454678,1.0625115215600802E+23,0,false,0,3.985129505014245E-22,3.985129505014245E-22,3.352947718131184E+19,0,false,0,1.2927249119227422E-18,1.2927249119227422E-18,1.0611257106957722E+16,0,false,0,3.7272758131825205E-15,3.7272758131825205E-15,3677884130954.1143,0,false,0,1.1782805593790452E-11,1.1782805593790452E-11,1163431617.0180616,0,false,0,3.7260502903350433E-8,3.7260502903350433E-8,367909.38116298022,0,false,0,1.1782805593790448E-4,1.1782805593790448E-4]
[null,11,10,1980.3088965035286,null,210,16,8,2565.1255197429364,1,0.22759776378923488,0.22759776378923488,2.1106303688124385E+23,0,false,0,7.5807174864310915E-22,7.5807174864310915E-22,6.6604767433836552E+19,0,false,0,2.4590875485043302E-18,2.4590875485043302E-18,2.1078775191385564E+16,0,false,0,7.0902149850317859E-15,7.0902149850317859E-15,7305948013031.6709,0,false,0,2.2413856385765249E-11,2.2413856385765249E-11,2311103506.2559934,0,false,0,7.0878837326927838E-8,7.0878837326927838E-8,730835.0988170139,0,false,0,2.2413856385765238E-4,2.2413856385765238E-4]
[null,11,11,2211.5004669524628,null,211,10,13,2587.3157820851334,1,0.99999999987856802,0.99999999987856802,1.0250327019318164E+24,0,false,0,3.0133445483215365E-21,3.0133445483215365E-21,3.2346765086422971E+20,0,false,0,9.7749033272832321E-18,9.7749033272832321E-18,1.0236957738837262E+17,0,false,0,2.8183691991971953E-14,2.8183691991971953E-14,35481511792066.961,0,false,0,8.9095355509290807E-11,8.9095355509290807E-11,11223929620.583384,0,false,0,2.8174425235178866E-7,2.8174425235178866E-7,3549318.1898473161,0,false,0,8.9095355509290555E-4,8.9095355509290555E-4]
[null,11,12,2464.7102822060574,null,212,4,15,2593.3363958989075,1,0.71186698607097398,0.71186698607097398,7.4967463499585966E+23,0,false,0,2.0879082052939042E-21,2.0879082052939042E-21,2.3657342115777525E+20,0,false,0,6.7729064949965406E-18,6.7729064949965406E-18,7.4869685053631056E+16,0,false,0,1.9528122596631706E-14,1.9528122596631706E-14,25949991011689.953,0,false,0,6.1733041422376484E-11,6.1733041422376484E-11,8208806729.4557114,0,false,0,1.9521701778423004E-7,1.9521701778423004E-7,2595852.6137197693,0,false,0,6.1733041422376469E-4,6.1733041422376469E-4]
[null,11,13,2739.9383422643123,null,213,8,14,2622.9234123551696,1,0.54959295307727885,0.54959295307727885,6.6038508334711674E+23,0,false,0,1.4127703423232452E-21,1.4127703423232452E-21,2.0839648449603961E+20,0,false,0,4.5828458373785368E-18,4.5828458373785368E-18,6.5952375732423688E+16,0,false,0,1.321358495350634E-14,1.321358495350634E-14,22859232761965.313,0,false,0,4.1771285654136193E-11,4.1771285654136193E-11,7231101684.8554859,0,false,0,1.3209240346058684E-7,1.3209240346058684E-7,2286675.1316424427,0,false,0,4.1771285654136213E-4,4.1771285654136213E-4]
[null,11,14,3037.1846471272274,null,214,18,5,2629.9761313941631,1,0.78549629000068921,0.78549629000068921,9.7377657006792371E+23,0,false,0,1.957111048771873E-21,1.957111048771873E-21,3.0729284928457448E+20,0,false,0,6.3486172907638533E-18,6.3486172907638533E-18,9.7250649428726096E+16,0,false,0,1.8304781981667632E-14,1.8304781981667632E-14,33707280546841.863,0,false,0,5.7865770696091573E-11,5.7865770696091573E-11,10662683900.73514,0,false,0,1.8298763396067614E-7,1.8298763396067614E-7,3371836.7096731816,0,false,0,5.7865770696091516E-4,5.7865770696091516E-4]
[null,11,15,3356.4491967948034,null,215,12,12,2631.8683243070632,1,0.54958087527824517,0.54958087527824517,6.8703428598472628E+23,0,false,0,1.3579110590709697E-21,1.3579110590709697E-21,2.1680612348448162E+20,0,false,0,4.4048893568646062E-18,4.4048893568646062E-18,6.8613820198156088E+16,0,false,0,1.2700488254045185E-14,1.2700488254045185E-14,23781695036440.879,0,false,0,4.0149264917386849E-11,4.0149264917386849E-11,7522905813.9194593,0,false,0,1.2696312352043472E-7,1.2696312352043472E-7,2378951.699490828,0,false,0,4.0149264917386835E-4,4.0149264917386835E-4]
[null,11,16,3697.7319912670396,null,216,19,1,2634.6636092920298,1,0.16098099441100139,0.16098099441100139,2.0374244739756316E+23,0,false,0,3.9287483002674444E-22,3.9287483002674444E-22,6.4294622714779582E+19,0,false,0,1.2744355720534359E-18,1.2744355720534359E-18,2.0347671051716712E+16,0,false,0,3.6745426961015404E-15,3.6745426961015404E-15,7052545773668.3604,0,false,0,1.161610366507286E-11,1.161610366507286E-11,2230944325.9769936,0,false,0,3.6733345118259818E-8,3.6733345118259818E-8,705486.54031164735,0,false,0,1.161610366507285E-4,1.161610366507285E-4]
[null,11,17,4061.0330305439365,null,217,17,7,2639.8241354181218,1,0.56106443905068482,0.56106443905068482,7.264409651243988E+23,0,false,0,1.3384793442621996E-21,1.3384793442621996E-21,2.2924161545039036E+20,0,false,0,4.3418553656654043E-18,4.3418553656654043E-18,7.254934838394296E+16,0,false,0,1.2518744196482635E-14,1.2518744196482635E-14,25145757419958.02,0,false,0,3.9574728713086551E-11,3.9574728713086551E-11,7954402089.5123386,0,false,0,1.2514628051661753E-7,1.2514628051661753E-7,2515402.8027661582,0,false,0,3.9574728713086575E-4,3.9574728713086575E-4]
[null,11,18,4446.3523146254929,null,218,5,15,2658.7460645471269,1,0.52926814757322227,0.52926814757322227,7.4460842079918033E+23,0,false,0,1.1620105899678982E-21,1.1620105899678982E-21,2.3497468542779333E+20,0,false,0,3.7694133545207445E-18,3.7694133545207445E-18,7.4363724409355424E+16,0,false,0,1.0868238939787732E-14,1.0868238939787732E-14,25774623983475.035,0,false,0,3.435708892845241E-11,3.435708892845241E-11,8153332566.0663948,0,false,0,1.0864665478686384E-7,1.0864665478686384E-7,2578310.1429594988,0,false,0,3.4357088928452521E-4,3.4357088928452521E-4]
[null,11,19,4853.6898435117109,null,219,19,2,2667.6909764990201,1,0.30103959229870997,0.30103959229870997,4.403877924157763E+23,0,false,0,6.3562134908095739E-22,6.3562134908095739E-22,1.3897235123674117E+20,0,false,0,2.0618741535827801E-18,2.0618741535827801E-18,4.39813404115178E+16,0,false,0,5.944941256716875E-15,5.944941256716875E-15,15244025503024.326,0,false,0,1.8793373660906895E-11,1.8793373660906895E-11,4822169652.268878,0,false,0,5.9429865687082399E-8,5.9429865687082399E-8,1524903.9364911711,0,false,0,1.8793373660906787E-4,1.8793373660906787E-4]
[null,11,20,5283.0456172025888,null,220,19,3,2722.7365885106715,1,0.40197264159399682,0.40197264159399682,7.4565624688010768E+23,0,false,0,6.6933085293390476E-22,6.6933085293390476E-22,2.3530534594259406E+20,0,false,0,2.1712234616652863E-18,2.1712234616652863E-18,7.4468370351752048E+16,0,false,0,6.2602249086718853E-15,6.2602249086718853E-15,25810894488187.91,0,false,0,1.9790060293204627E-11,1.9790060293204627E-11,8164806079.2184,0,false,0,6.2581665558586425E-8,6.2581665558586425E-8,2581938.3863919266,0,false,0,1.9790060293204659E-4,1.9790060293204659E-4]
[null,12,1,1057.5638207738448,null,221,15,10,2736.1539564385112,1,0.32861964539095045,0.32861964539095045,6.4544265944540517E+23,0,false,0,5.1679213149795422E-22,5.1679213149795422E-22,2.0368113175793195E+20,0,false,0,1.6764074086738272E-18,1.6764074086738272E-18,6.4460082250378416E+16,0,false,0,4.8335362997656783E-15,4.8335362997656783E-15,22342000688421.277,0,false,0,1.5279958179976933E-11,1.5279958179976933E-11,7067484744.7152796,0,false,0,4.8319470400847988E-8,4.8319470400847988E-8,2234934.9121793942,0,false,0,1.5279958179976915E-4,1.5279958179976915E-4]
[null,12,2,1090.5911879808355,null,222,6,15,2738.6912151171732,1,0.23129522942951167,0.23129522942951167,4.5920967603255616E+23,0,false,0,3.5983949897773525E-22,3.5983949897773525E-22,1.4491193781469459E+20,0,false,0,1.1672731941007532E-18,1.1672731941007532E-18,4.5861073875505088E+16,0,false,0,3.3655645556307339E-15,3.3655645556307339E-15,15895545092827.547,0,false,0,1.0639350254707459E-11,1.0639350254707459E-11,5028266000.8471937,0,false,0,3.364457962916834E-8,3.364457962916834E-8,1590077.3243863217,0,false,0,1.0639350254707523E-4,1.0639350254707523E-4]
[null,12,3,1145.6367999924864,null,223,11,13,2739.9383422643123,1,0.89100102098808343,0.89100102098808343,1.7783670818889834E+24,0,false,0,1.3788642311337101E-21,1.3788642311337101E-21,5.6119597088831708E+20,0,false,0,4.4728587603061742E-18,4.4728587603061742E-18,1.7760475960549126E+17,0,false,0,1.2896462440933491E-14,1.2896462440933491E-14,61558184892782.352,0,false,0,4.0768785945945746E-11,4.0768785945945746E-11,19472809920.177616,0,false,0,1.2892222102905085E-7,1.2892222102905085E-7,6157843.1791282631,0,false,0,4.0768785945945771E-4,4.0768785945945771E-4]
[null,12,4,1222.7006568087977,null,224,9,14,2746.4750086906956,1,0.83310603273709705,0.83310603273709705,1.7095254276806114E+24,0,false,0,1.2540403395705837E-21,1.2540403395705837E-21,5.3947173894291069E+20,0,false,0,4.0679460616755156E-18,4.0679460616755156E-18,1.7072957305315286E+17,0,false,0,1.1728989536112847E-14,1.1728989536112847E-14,59175230709001.742,0,false,0,3.7078126342793165E-11,3.7078126342793165E-11,18719005792.423218,0,false,0,1.1725133061471596E-7,1.1725133061471596E-7,5919469.3837942202,0,false,0,3.7078126342793342E-4,3.7078126342793342E-4]
[null,12,5,1321.7827584297695,null,225,18,6,2751.0764778197949,1,0.66579600102818515,0.66579600102818515,1.3930581781449709E+24,0,false,0,9.8287802138089707E-22,9.8287802138089707E-22,4.396047614407932E+20,0,false,0,3.1883302713794402E-18,3.1883302713794402E-18,1.391241242404781E+17,0,false,0,9.1928191337124823E-15,9.1928191337124823E-15,48220715379842.852,0,false,0,2.906068832585948E-11,2.906068832585948E-11,15253744509.233484,0,false,0,9.1897965481981307E-8,9.1897965481981307E-8,4823657.5495465025,0,false,0,2.9060688325859447E-4,2.9060688325859447E-4]
[null,12,6,1442.8831048554016,null,226,16,9,2752.2806005825496,1,0.11464505463628549,0.11464505463628549,2.4109766685592192E+23,0,false,0,1.6838529295021252E-22,1.6838529295021252E-22,7.6082739389438181E+19,0,false,0,5.4622029904990619E-19,5.4622029904990619E-19,2.4078320836836048E+16,0,false,0,1.5749009634926204E-15,1.5749009634926204E-15,8345596870681.2422,0,false,0,4.9786366269638091E-12,4.9786366269638091E-12,2639977475.2334881,0,false,0,1.574383138354363E-8,1.574383138354363E-8,834834.1793278621,0,false,0,4.9786366269637992E-5,4.9786366269637992E-5]
[null,12,7,1586.0016960856942,null,227,14,11,2756.5810390209599,1,0.23131543484800746,0.23131543484800746,4.9536563587435868E+23,0,false,0,3.3363366233738208E-22,3.3363366233738208E-22,1.5632160637719989E+20,0,false,0,1.0822648202947482E-18,1.0822648202947482E-18,4.9471954115814888E+16,0,false,0,3.120462405372152E-15,3.120462405372152E-15,17147083812580.482,0,false,0,9.864524046004924E-12,9.864524046004924E-12,5424167466.1022034,0,false,0,3.1194364018875122E-8,3.1194364018875122E-8,1715272.3603067086,0,false,0,9.8645240460049375E-5,9.8645240460049375E-5]
[null,12,8,1751.1385321206471,null,228,19,4,2799.8004453269828,1,0.45066206405795195,0.45066206405795195,1.1564483047801085E+24,0,false,0,5.4245322103743702E-22,5.4245322103743702E-22,3.649382266420803E+20,0,false,0,1.7596486927350854E-18,1.7596486927350854E-18,1.1549399741952114E+17,0,false,0,5.0735434520051868E-15,5.0735434520051868E-15,40030463501934.734,0,false,0,1.6038677887801015E-11,1.6038677887801015E-11,12662907591.369999,0,false,0,5.0718752783229819E-8,5.0718752783229819E-8,4004362.9788965988,0,false,0,1.6038677887801053E-4,1.6038677887801053E-4]
[null,12,9,1938.2936129602606,null,229,17,8,2804.9609714530752,1,0.23636208680024071,0.23636208680024071,6.196571517198681E+23,0,false,0,2.7847786333125962E-22,2.7847786333125962E-22,1.9554404735603638E+20,0,false,0,9.0334648069623822E-19,9.0334648069623822E-19,6.1884894625990408E+16,0,false,0,2.6045924058310811E-15,2.6045924058310811E-15,21449435217384.156,0,false,0,8.2337362479130414E-12,8.2337362479130414E-12,6785137924.5630817,0,false,0,2.6037360196494083E-8,2.6037360196494083E-8,2145649.0080007031,0,false,0,8.2337362479130771E-5,8.2337362479130771E-5]
[null,12,10,2147.4669386045343,null,230,13,12,2813.5618483298954,1,0.1462561002520463,0.1462561002520463,3.9732607848212243E+23,0,false,0,1.6629049302779417E-22,1.6629049302779417E-22,1.2538344678320018E+20,0,false,0,5.3942503670824778E-19,5.3942503670824778E-19,3.9680785464637056E+16,0,false,0,1.5553083829391791E-15,1.5553083829391791E-15,13753444072945.061,0,false,0,4.9166998186048847E-12,4.9166998186048847E-12,4350651382.0496531,0,false,0,1.5547969998128181E-8,1.5547969998128181E-8,1375796.7672636274,0,false,0,4.9166998186048869E-5,4.9166998186048869E-5]
[null,12,11,2378.6585090534686,null,231,1,16,2825.6030759574442,1,0.21097490936380794,0.21097490936380794,6.0232083323581969E+23,0,false,0,2.2825497194336447E-22,2.2825497194336447E-22,1.9007325778600552E+20,0,false,0,7.4042986088694E-19,7.4042986088694E-19,6.0153523916219344E+16,0,false,0,2.1348596955072034E-15,2.1348596955072034E-15,20849338471628.285,0,false,0,6.7487993974617762E-12,6.7487993974617762E-12,6595308255.5405846,0,false,0,2.1341577567551314E-8,2.1341577567551314E-8,2085619.5958419959,0,false,0,6.7487993974618284E-5,6.7487993974618284E-5]
[null,12,12,2631.8683243070632,null,232,7,15,2833.1718476090459,1,0.11709726212757737,0.11709726212757737,3.4486676491256788E+23,0,false,0,1.2280856364111012E-22,1.2280856364111012E-22,1.0882895940507551E+20,0,false,0,3.9837523326797139E-19,3.9837523326797139E-19,3.4441696262820972E+16,0,false,0,1.1486236227335891E-15,1.1486236227335891E-15,11937564687327.402,0,false,0,3.6310725380822233E-12,3.6310725380822233E-12,3776231032.0070157,0,false,0,1.1482459569628293E-8,1.1482459569628293E-8,1194149.1032150346,0,false,0,3.6310725380822184E-5,3.6310725380822184E-5]
[null,12,13,2907.096384365318,null,233,2,16,2847.4062988401843,1,0.37595983027309338,0.37595983027309338,1.1736860444405268E+24,0,false,0,3.7197817751639532E-22,3.7197817751639532E-22,3.7037790787728009E+20,0,false,0,1.2066495107926118E-18,1.2066495107926118E-18,1.1721552310435258E+17,0,false,0,3.4790971343442284E-15,3.4790971343442284E-15,40627147941247.492,0,false,0,1.0998253746317066E-11,1.0998253746317066E-11,12851657839.437008,0,false,0,3.477953212284147E-8,3.477953212284147E-8,4064051.0481779533,0,false,0,1.0998253746317053E-4,1.0998253746317053E-4]
[null,12,14,3204.3426892282332,null,234,3,16,2883.7450036447503,1,0.45899003767752311,0.45899003767752311,1.6605313056681727E+24,0,false,0,3.9187356175038507E-22,3.9187356175038507E-22,5.2401075557754968E+20,0,false,0,1.2711875861530049E-18,1.2711875861530049E-18,1.6583655104958627E+17,0,false,0,3.6651778736427322E-15,3.6651778736427322E-15,57479298945410.359,0,false,0,1.1586499233315388E-11,1.1586499233315388E-11,18182528686.616238,0,false,0,3.6639727685071253E-8,3.6639727685071253E-8,5749820.4271057313,0,false,0,1.1586499233315415E-4,1.1586499233315415E-4]
[null,12,15,3523.6072388958091,null,235,10,14,2884.5620869480485,1,0.93501203436802027,0.93501203436802027,3.3938412021646934E+24,0,false,0,7.9566342829614871E-22,7.9566342829614871E-22,1.0709881148196486E+21,0,false,0,2.581030137088629E-18,2.581030137088629E-18,3.3894146882735648E+17,0,false,0,7.4418084732016444E-15,7.4418084732016444E-15,117477829154195.06,0,false,0,2.3525327048734818E-11,2.3525327048734818E-11,37161970271.526604,0,false,0,7.43936161743689E-8,7.43936161743689E-8,11751646.839749021,0,false,0,2.3525327048734787E-4,2.3525327048734787E-4]
[null,12,16,3864.8900333680449,null,236,18,7,2894.1950690500876,1,0.45956346029452272,0.45956346029452272,1.7340206771976565E+24,0,false,0,3.7620383896738733E-22,3.7620383896738733E-22,5.4720165897733964E+20,0,false,0,1.2203570147022733E-18,1.2203570147022733E-18,1.7317590314228608E+17,0,false,0,3.5186195782225836E-15,3.5186195782225836E-15,60023133886091.047,0,false,0,1.1123193594117621E-11,1.1123193594117621E-11,18987224509.835506,0,false,0,3.5174626612406246E-8,3.5174626612406246E-8,6004287.5896054199,0,false,0,1.1123193594117667E-4,1.1123193594117667E-4]
[null,12,17,4228.1910726449423,null,237,19,5,2898.8825469479548,1,0.44077978719351923,0.44077978719351923,1.6947356550003424E+24,0,false,0,3.5410159949936342E-22,3.5410159949936342E-22,5.3480455806498328E+20,0,false,0,1.1486601839376788E-18,1.1486601839376788E-18,1.6925252478328221E+17,0,false,0,3.3118982094873962E-15,3.3118982094873962E-15,58663282658205.586,0,false,0,1.0469698166901356E-11,1.0469698166901356E-11,18557060356.580063,0,false,0,3.3108092621897947E-8,3.3108092621897947E-8,5868257.7404009467,0,false,0,1.0469698166901363E-4,1.0469698166901363E-4]
[null,12,18,4613.5103567264987,null,238,12,13,2907.096384365318,1,0.58777455413812707,0.58777455413812707,2.3354907827811512E+24,0,false,0,4.5690921500270432E-22,4.5690921500270432E-22,7.3700645423068755E+20,0,false,0,1.4821549060773737E-18,1.4821549060773737E-18,2.332444652518456E+17,0,false,0,4.2734537579191823E-15,4.2734537579191823E-15,80843024416038.984,0,false,0,1.3509404017144947E-11,1.3509404017144947E-11,25573217445.700981,0,false,0,4.2720486525606368E-8,4.2720486525606368E-8,8086961.4227168309,0,false,0,1.3509404017144955E-4,1.3509404017144955E-4]
[null,12,19,5020.8478856127167,null,239,20,1,2918.1055067676484,1,7.8152363515805365E-6,7.8152363515805365E-6,3.2448564520690532E+19,0,false,0,5.8140030813541604E-27,5.8140030813541604E-27,1.0239732761347734E+16,0,false,0,1.8859880492729904E-23,1.8859880492729904E-23,3240624255774.6348,0,false,0,5.4378140122255122E-20,5.4378140122255122E-20,1123207213.2983589,0,false,0,1.7190223791497425E-16,1.7190223791497425E-16,355306.13197296497,0,false,0,5.4360260669147394E-13,5.4360260669147394E-13,112.35766436589427,0,false,0,1.7190223791497404E-9,1.7190223791497404E-9]
[null,12,20,5450.2036593035946,null,240,4,16,2934.6191903711438,1,0.44196594669555295,0.44196594669555295,1.9594608281575498E+24,0,false,0,3.0791265907527961E-22,3.0791265907527961E-22,6.1834338538669199E+20,0,false,0,9.9882918379980048E-19,9.9882918379980048E-19,1.9569051456555571E+17,0,false,0,2.8798948824622919E-15,2.8798948824622919E-15,67826745770486.977,0,false,0,9.1040328731753854E-12,9.1040328731753854E-12,21455754912.093819,0,false,0,2.8789479772281017E-8,2.8789479772281017E-8,6784905.4440562353,0,false,0,9.1040328731753728E-5,9.1040328731753728E-5]
[null,13,1,1239.2573447966772,null,241,8,15,2942.1879620227455,1,0.43996396130706694,0.43996396130706694,2.0098852887124663E+24,0,false,0,2.9747429857463778E-22,2.9747429857463778E-22,6.342557380082763E+20,0,false,0,9.6496848079924289E-19,9.6496848079924289E-19,2.0072638386739568E+17,0,false,0,2.7822653108903761E-15,2.7822653108903761E-15,69572188709444.422,0,false,0,8.7954025705913125E-12,8.7954025705913125E-12,22007893975.908455,0,false,0,2.7813505061168403E-8,2.7813505061168403E-8,6959507.1467369674,0,false,0,8.7954025705913017E-5,8.7954025705913017E-5]
[null,13,2,1272.2847120036677,null,242,20,2,2951.1328739746386,1,1.4614741160010376E-5,1.4614741160010376E-5,6.9162935198699799E+19,0,false,0,9.5388353683990958E-27,9.5388353683990958E-27,2.1825617986075412E+16,0,false,0,3.0942758813593888E-23,3.0942758813593888E-23,6907272747383.3447,0,false,0,8.921634870291741E-20,8.921634870291741E-20,2394075326.7693243,0,false,0,2.820341035231077E-16,2.820341035231077E-16,757322.09866102762,0,false,0,8.9187014497674146E-13,8.9187014497674146E-13,239.48627541475958,0,false,0,2.8203410352310787E-9,2.8203410352310787E-9]
[null,13,3,1327.3303240153189,null,243,16,10,2961.4539262268236,1,0.44198767132487993,0.44198767132487993,2.1783171469672761E+24,0,false,0,2.7700379181020904E-22,2.7700379181020904E-22,6.8740746420949379E+20,0,false,0,8.985647816954332E-19,8.985647816954332E-19,2.1754760148882944E+17,0,false,0,2.5908054733853299E-15,2.5908054733853299E-15,75402458274077.938,0,false,0,8.1901524744320286E-12,8.1901524744320286E-12,23852193498.599972,0,false,0,2.5899536203269135E-8,2.5899536203269135E-8,7542725.8646636261,0,false,0,8.190152474432033E-5,8.190152474432033E-5]
[null,13,4,1404.3941808316301,null,244,15,11,2967.3455268874454,1,0.52929014658938356,0.52929014658938356,2.6695635848776978E+24,0,false,0,3.2414092113679548E-22,3.2414092113679548E-22,8.4242918299645457E+20,0,false,0,1.0514715850511001E-18,1.0514715850511001E-18,2.6660817306636259E+17,0,false,0,3.0316771735917729E-15,3.0316771735917729E-15,92406956029789.406,0,false,0,9.5838528056401118E-12,9.5838528056401118E-12,29231256464.179375,0,false,0,3.0306803625617835E-8,3.0306803625617835E-8,9243734.9295326769,0,false,0,9.5838528056401339E-5,9.5838528056401339E-5]
[null,13,5,1503.4762824526019,null,245,17,9,2992.1160522926884,1,0.11905980051831135,0.11905980051831135,6.6143599584674137E+23,0,false,0,6.6195579506342261E-23,6.6195579506342261E-23,2.0872811898621123E+20,0,false,0,2.147299719603614E-19,2.147299719603614E-19,6.6057329914135144E+16,0,false,0,6.191246285049123E-16,6.191246285049123E-16,22895610103075.91,0,false,0,1.9572002453374203E-12,1.9572002453374203E-12,7242608993.7548962,0,false,0,6.1892106123066089E-9,6.1892106123066089E-9,2290314.0622285642,0,false,0,1.9572002453374216E-5,1.9572002453374216E-5]
[null,13,6,1624.576628878234,null,246,5,16,3000.0288590193632,1,0.32859860405814478,0.32859860405814478,1.8824534737906679E+24,0,false,0,1.7717142997881765E-22,1.7717142997881765E-22,5.9404231872865239E+20,0,false,0,5.7472140096429866E-19,5.7472140096429866E-19,1.8799982303202829E+17,0,false,0,1.6570773544902635E-15,1.6570773544902635E-15,65161135837364.938,0,false,0,5.2384157493190132E-12,5.2384157493190132E-12,20612537789.311108,0,false,0,1.6565325098745808E-8,1.6565325098745808E-8,6518256.777051514,0,false,0,5.2384157493190451E-5,5.2384157493190451E-5]
[null,13,7,1767.6952201085267,null,247,20,3,3006.1784859862901,1,1.951479559696128E-5,1.951479559696128E-5,1.1448868285164161E+20,0,false,0,1.0274293497335131E-26,1.0274293497335131E-26,3.6128979322088936E+16,0,false,0,3.3328490679410361E-23,3.3328490679410361E-23,11433935773156.844,0,false,0,9.6095059400130909E-20,9.6095059400130909E-20,3963026294.6760879,0,false,0,3.0377934453653855E-16,3.0377934453653855E-16,1253631.1439218787,0,false,0,9.6063463484849109E-13,9.6063463484849109E-13,396.4329760515493,0,false,0,3.0377934453653984E-9,3.0377934453653984E-9]
[null,13,8,1932.8320561434796,null,248,14,12,3009.7908542745545,1,0.28895074256258241,0.28895074256258241,1.7190415147535333E+24,0,false,0,1.5001952222583572E-22,1.5001952222583572E-22,5.4247471272618243E+20,0,false,0,4.8664409377931137E-19,4.8664409377931137E-19,1.7167994059772973E+17,0,false,0,1.4031266386549975E-15,1.4031266386549975E-15,59504630107729.727,0,false,0,4.4356171196850903E-12,4.4356171196850903E-12,18823205289.052338,0,false,0,1.4026652926640651E-8,1.4026652926640651E-8,5952420.1578333369,0,false,0,4.4356171196851088E-5,4.4356171196851088E-5]
[null,13,9,2119.987136983093,null,249,19,6,3019.9828933735866,1,0.37361019190458822,0.37361019190458822,2.3118052568210757E+24,0,false,0,1.864973634304178E-22,1.864973634304178E-22,7.2953205714330164E+20,0,false,0,6.0497353325923337E-19,6.0497353325923337E-19,2.3087900190791235E+17,0,false,0,1.7443024400132248E-15,1.7443024400132248E-15,80023149823676.766,0,false,0,5.514154996193116E-12,5.514154996193116E-12,25313865060.258675,0,false,0,1.743728915916732E-8,1.743728915916732E-8,8004946.9972572736,0,false,0,5.5141549961931003E-5,5.5141549961931003E-5]
[null,13,10,2329.1604626273665,null,250,11,14,3037.1846471272274,1,0.83309667735921555,0.83309667735921555,5.5069075420565944E+24,0,false,0,3.8928667019479813E-22,3.8928667019479813E-22,1.7378045039913473E+21,0,false,0,1.2627960416520241E-18,1.2627960416520241E-18,5.4997250013069978E+17,0,false,0,3.6409827795702977E-15,3.6409827795702977E-15,190621630434867.22,0,false,0,1.1510012784748665E-11,1.1510012784748665E-11,60299678793.286438,0,false,0,3.6397856297463221E-8,3.6397856297463221E-8,19068432.716333825,0,false,0,1.1510012784748694E-4,1.1510012784748694E-4]
[null,13,11,2560.3520330763008,null,251,18,8,3059.3319050850405,1,0.1936023225356121,0.1936023225356121,1.3925474024751675E+24,0,false,0,8.3137632249862976E-23,8.3137632249862976E-23,4.3944357691886312E+20,0,false,0,2.6968781865794161E-19,2.6968781865794161E-19,1.3907311329286786E+17,0,false,0,7.7758297556021535E-16,7.7758297556021535E-16,48203034877633.602,0,false,0,2.4581247788700662E-12,2.4581247788700662E-12,15248151604.579073,0,false,0,7.7732730741271641E-9,7.7732730741271641E-9,4821888.9178020926,0,false,0,2.4581247788700722E-5,2.4581247788700722E-5]
[null,13,12,2813.5618483298954,null,252,9,15,3065.7395583582716,1,0.66692381752625762,0.66692381752625762,4.915191409515081E+24,0,false,0,2.7951076134206128E-22,2.7951076134206128E-22,1.5510777517512141E+21,0,false,0,9.0669706939945639E-19,9.0669706939945639E-19,4.9087806313567219E+17,0,false,0,2.6142530599410335E-15,2.6142530599410335E-15,170139373727587.59,0,false,0,8.264275873900515E-12,8.264275873900515E-12,53820490163.994179,0,false,0,2.6133934973504164E-8,2.6133934973504164E-8,17019533.370491039,0,false,0,8.2642758739005339E-5,8.2642758739005339E-5]
[null,13,13,3088.7899083881507,null,253,6,16,3079.9740095894094,1,0.14360072463142337,0.14360072463142337,1.1168927218053898E+24,0,false,0,5.7028022887334198E-23,5.7028022887334198E-23,3.5245574537169666E+20,0,false,0,1.8499159380240308E-19,1.8499159380240308E-19,1.1154359827143587E+17,0,false,0,5.3338083521283058E-16,5.3338083521283058E-16,38661246811467.438,0,false,0,1.6861437156162933E-12,1.6861437156162933E-12,12229780844.708572,0,false,0,5.332054603726721E-9,5.332054603726721E-9,3867396.2753976868,0,false,0,1.6861437156163004E-5,1.6861437156163004E-5]
[null,13,14,3386.0362132510659,null,254,20,4,3083.2423428026013,1,2.1878548819942735E-5,2.1878548819942735E-5,1.7227756990217424E+20,0,false,0,8.5821243088650124E-27,8.5821243088650124E-27,5.4365310226522368E+16,0,false,0,2.7839310811174975E-23,2.7839310811174975E-23,17205287198295.182,0,false,0,8.0268268125062763E-20,8.0268268125062763E-20,5963388891.3713665,0,false,0,2.5374709199754724E-16,2.5374709199754724E-16,1886409.3956641071,0,false,0,8.0241876035653585E-13,8.0241876035653585E-13,596.53502898403269,0,false,0,2.5374709199754781E-9,2.5374709199754781E-9]
[null,13,15,3705.3007629186413,null,255,13,13,3088.7899083881507,1,0.1564203158854546,0.1564203158854546,1.257709901271175E+24,0,false,0,6.0088636666945743E-23,6.0088636666945743E-23,3.9689315908277325E+20,0,false,0,1.9491983245487519E-19,1.9491983245487519E-19,1.256069497369709E+17,0,false,0,5.6200663444943548E-16,5.6200663444943548E-16,43535634140110.43,0,false,0,1.7766366773066813E-12,1.7766366773066813E-12,13771704442.5746,0,false,0,5.6182184748827083E-9,5.6182184748827083E-9,4354995.3301195353,0,false,0,1.7766366773066758E-5,1.7766366773066758E-5]
[null,13,16,4046.5835573908776,null,256,19,7,3163.1014846038793,1,0.25788318392994486,0.25788318392994486,2.7337178457263792E+24,0,false,0,7.5141329081181844E-23,7.5141329081181844E-23,8.6267422299425171E+20,0,false,0,2.4374883650834514E-19,2.4374883650834514E-19,2.7301523164933622E+17,0,false,0,7.0279386931410992E-16,7.0279386931410992E-16,94627656070406.453,0,false,0,2.2216986211077486E-12,2.2216986211077486E-12,29933734450.753937,0,false,0,7.0256279171559666E-9,7.0256279171559666E-9,9465877.9739031568,0,false,0,2.2216986211077543E-5,2.2216986211077543E-5]
[null,13,17,{"$f":"3.1416/2*SQRT($H$2/$I$2)*(B266^2/$C$2^2+C266^2/$D$2^2)","v":4409.8845966677745},null,257,7,16,3174.4546420812821,1,{"$f":"ABS(SIN(G266*3.1416*$J$2/$C$2)*SIN(H266*3.1416*$K$2/$D$2))*(1/F266^$M$2)+(1-1/F266^$M$2)","v":7.2700382689909179E-2},7.2700382689909179E-2,8.0344949590144703E+23,0,false,0,2.0318952944621655E-23,2.0318952944621655E-23,2.5354305334599588E+20,0,{"$f":"AND($I266>44.548,$I266<89.095)","v":false},0,6.5912077945393297E-20,{"$f":"IF($I266>89.095,W266,0)","v":6.5912077945393297E-20},8.0240157405049536E+16,0,false,0,1.9004236064195627E-16,1.9004236064195627E-16,27811408074523.691,0,false,0,6.0076911456606803E-13,6.0076911456606803E-13,8797632093.7816849,0,false,0,1.8997987499114185E-9,1.8997987499114185E-9,2782055.5432546129,0,false,0,6.0076911456606735E-6,6.0076911456606735E-6]
[null,13,18,4795.2038807493318,null,258,20,5,3182.3244444235734,{"$f":"IF(ABS(I267-I266)>0.0001,1,$L$2)","v":1},2.1398788276346416E-5,{"$f":"$J267*$K267","v":2.1398788276346416E-5},{"$f":"10^(LOG10($I267/22.27)/LOG10(2)*70/20)*$L267","v":2.4339611590483329E+20},{"$f":"IF($I267<22.27,M267,0)","v":0},{"$f":"AND($I267>22.27,$I267<44.45)","v":false},{"$f":"IF($O267=TRUE,$L267,0)","v":0},{"$f":"10^(LOG10(44.45/$I267)/LOG10(2)*70/20)*$L267","v":5.811004788017249E-27},{"$f":"IF($I267>44.45,Q267,0)","v":5.811004788017249E-27},{"$f":"10^(LOG10($I267/44.548)/LOG10(2)*70/20)*$L267","v":7.6808056653055088E+16},{"$f":"IF($I267<44.528,S267,0)","v":0},false,{"$f":"IF($U267=TRUE,$L267,0)","v":0},{"$f":"10^(LOG10(89.095/$I267)/LOG10(2)*70/20)*$L267","v":1.8850154413602622E-23},1.8850154413602622E-23,{"$f":"10^(LOG10($I267/89.09)/LOG10(2)*70/20)*$L267","v":24307865959974.211},{"$f":"IF($I267<89.09,Y267,0)","v":0},{"$f":"AND($I267>89.09,$I267<176.78)","v":false},{"$f":"IF($AA267=TRUE,$L267,0)","v":0},{"$f":"10^(LOG10(176.78/$I267)/LOG10(2)*70/20)*$L267","v":5.4350097203646622E-20},{"$f":"IF($I267>176.78,AC267,0)","v":5.4350097203646622E-20},{"$f":"10^(LOG10($I267/176.78)/LOG10(2)*70/20)*$L267","v":8425157695.305419},{"$f":"IF($I267<176.78,AE267,0)","v":0},{"$f":"AND($I267>176.78,$I267<353.55)","v":false},{"$f":"IF($AG267=TRUE,$L267,0)","v":0},{"$f":"10^(LOG10(353.55/$I267)/LOG10(2)*70/20)*$L267","v":1.718135875776206E-16},{"$f":"IF($I267>353.55,AI267,0)","v":1.718135875776206E-16},{"$f":"10^(LOG10($I267/353.55)/LOG10(2)*70/20)*$L267","v":2665145.0921425563},{"$f":"IF($I267<353.55,AK267,0)","v":0},{"$f":"AND($I267>353.55,$I267<707.1)","v":false},{"$f":"IF($AM267=TRUE,$L267,0)","v":0},{"$f":"10^(LOG10(707.1/$I267)/LOG10(2)*70/20)*$L267","v":5.4332226971009219E-13},{"$f":"IF($I267>707.1,AO267,0)","v":5.4332226971009219E-13},{"$f":"10^(LOG10($I267/707.1)/LOG10(2)*70/20)*$L267","v":842.79287859898159},{"$f":"IF($I267<707.1,AQ267,0)","v":0},{"$f":"AND($I267>707.1,$I267<1414.2)","v":false},{"$f":"IF($AS267=TRUE,$L267,0)","v":0},{"$f":"10^(LOG10(1414.2/$I267)/LOG10(2)*70/20)*$L267","v":1.718135875776207E-9},{"$f":"IF($I267>1414.2,AU267,0)","v":1.718135875776207E-9}]
[null,13,19,5202.5414096355489,null,259,1,17,3188.9041152343411,1,5.4716131611338911E-2,5.4716131611338911E-2,6.3748374091939567E+23,0,false,0,1.4506016654537227E-23,1.4506016654537227E-23,2.0116955073795313E+20,0,false,0,4.7055657986751688E-20,4.7055657986751688E-20,6.3665228462357256E+16,0,false,0,1.3567419817611671E-16,1.3567419817611671E-16,22066502686259.34,0,false,0,4.2889841839678561E-13,4.2889841839678561E-13,6980335972.560441,0,false,0,1.3562958869777085E-9,1.3562958869777085E-9,2207376.0506497552,0,false,0,4.2889841839678824E-6,4.2889841839678824E-6]
[null,13,20,5631.8971833264268,null,260,16,11,3192.6454966757574,1,0.71188598316431695,0.71188598316431695,8.4078497597546907E+24,0,false,0,1.8617546805651651E-22,1.8617546805651651E-22,2.6532494090008831E+21,0,false,0,6.039293459414866E-19,6.039293459414866E-19,8.3968835826299213E+17,0,false,0,1.7412917653538241E-15,1.7412917653538241E-15,291037758926546.06,0,false,0,5.5046375373314773E-12,5.5046375373314773E-12,92064491002.163651,0,false,0,1.7407192311627713E-8,1.7407192311627713E-8,29113348.319091428,0,false,0,5.5046375373315108E-5,5.5046375373315108E-5]
[null,14,1,1435.4863507413361,null,261,17,10,3201.289377936962,1,0.45900770989591244,0.45900770989591244,5.5943163346079996E+24,0,false,0,1.1632671226042647E-22,1.1632671226042647E-22,1.7653879330255578E+21,0,false,0,3.7734893852737038E-19,3.7734893852737038E-19,5.587019788455305E+17,0,false,0,1.0879991239676886E-15,1.0879991239676886E-15,193647286199604.63,0,false,0,3.4394240744366874E-12,3.4394240744366874E-12,61256789853.224716,0,false,0,1.0876413914436464E-8,1.0876413914436464E-8,19371097.808648121,0,false,0,3.4394240744367017E-5,3.4394240744367017E-5]
[null,14,2,1468.5137179483268,null,262,10,15,3203.826636615624,1,0.74850231649984456,0.74850231649984456,9.207053196313028E+24,0,false,0,1.8795425344951545E-22,1.8795425344951545E-22,2.9054525413487306E+21,0,false,0,6.0969949767080245E-19,6.0969949767080245E-19,9.1950446353809293E+17,0,false,0,1.7579286745529356E-15,1.7579286745529356E-15,318702189636967.94,0,false,0,5.5572307653618763E-12,5.5572307653618763E-12,100815629485.4084,0,false,0,1.7573506701704259E-8,1.7573506701704259E-8,31880701.291751891,0,false,0,5.5572307653618695E-5,5.5572307653618695E-5]
[null,14,3,1523.5593299599777,null,263,12,14,3204.3426892282332,1,0.54957628168118244,0.54957628168118244,6.7728077955088945E+24,0,false,0,1.3774432813844666E-22,1.3774432813844666E-22,2.1372822771793571E+21,0,false,0,4.4682493815214912E-19,4.4682493815214912E-19,6.7639741683580506E+17,0,false,0,1.2883172354311435E-15,1.2883172354311435E-15,234440773654197.66,0,false,0,4.0726772820317109E-12,4.0726772820317109E-12,74161066166.244461,0,false,0,1.2878936386044181E-8,1.2878936386044181E-8,23451788.27917834,0,false,0,4.0726772820317211E-5,4.0726772820317211E-5]
[null,14,4,1600.6231867762892,null,264,2,17,3210.7073381170808,1,9.7504805741265632E-2,9.7504805741265632E-2,1.2296635953820083E+24,0,false,0,2.3880985243641203E-23,2.3880985243641203E-23,3.880426388366449E+20,0,false,0,7.7466853980205216E-20,7.7466853980205216E-20,1.2280597716724894E+17,0,false,0,2.2335790739446513E-16,2.2335790739446513E-16,42564811130020.188,0,false,0,7.0608748388214539E-13,7.0608748388214539E-13,13464602276.151962,0,false,0,2.232844676405014E-9,2.232844676405014E-9,4257881.0980927572,0,false,0,7.0608748388214839E-6,7.0608748388214839E-6]
[null,14,5,1699.7052883972608,null,265,15,12,3220.55534214104,1,0.66116980472381082,0.66116980472381082,8.6404709463391518E+24,0,false,0,1.5626982353746499E-22,1.5626982353746499E-22,2.7266572413792383E+21,0,false,0,5.0691926978651893E-19,5.0691926978651893E-19,8.6292013664173018E+17,0,false,0,1.4615854588128617E-15,1.4615854588128617E-15,299089942392819.94,0,false,0,4.6204193580185813E-12,4.6204193580185813E-12,94611652494.241867,0,false,0,1.4611048916471765E-8,1.4611048916471765E-8,29918831.507415332,0,false,0,4.6204193580186006E-5,4.6204193580186006E-5]
[null,14,6,1820.8056348228931,null,266,18,9,3246.4869859246537,1,9.7520944297857987E-2,9.7520944297857987E-2,1.398998020615314E+24,0,false,0,2.0997384888494209E-23,2.0997384888494209E-23,4.4147918640964619E+20,0,false,0,6.8112824179072078E-20,6.8112824179072078E-20,1.3971733376666838E+17,0,false,0,1.9638770769305065E-16,1.9638770769305065E-16,48426323054854.07,0,false,0,6.208282662026971E-13,6.208282662026971E-13,15318784750.114531,0,false,0,1.9632313570138605E-9,1.9632313570138605E-9,4844225.0796215124,0,false,0,6.208282662026986E-6,6.208282662026986E-6]
[null,14,7,1963.9242260531855,null,267,3,17,3247.0460429216473,1,0.11903860693950849,0.11903860693950849,1.7111043445380924E+24,0,false,0,2.5579125398069962E-23,2.5579125398069962E-23,5.3996999477985785E+20,0,false,0,8.2975402896379215E-20,8.2975402896379215E-20,1.7088725880418381E+17,0,false,0,2.3924054487721619E-16,2.3924054487721619E-16,59229884923440.844,0,false,0,7.5629627956987409E-13,7.5629627956987409E-13,18736294657.111977,0,false,0,2.3916188293522767E-9,2.3916188293522767E-9,5924936.6028517662,0,false,0,7.562962795698787E-6,7.562962795698787E-6]
[null,14,8,2129.0610620881384,null,268,8,16,3283.4707564949817,1,0.27315368246564065,0.27315368246564065,4.470168484783423E+24,0,false,0,5.1555706226358662E-23,5.1555706226358662E-23,1.4106427004866126E+21,0,false,0,1.6724010024448637E-19,1.6724010024448637E-19,4.464338140428784E+17,0,false,0,4.8219847462237298E-16,4.8219847462237298E-16,154734903097675.97,0,false,0,1.5243440971025165E-12,1.5243440971025165E-12,48947566619.875916,0,false,0,4.8203992846768375E-9,4.8203992846768375E-9,15478579.644163676,0,false,0,1.5243440971025176E-5,1.5243440971025176E-5]
[null,14,9,2316.2161429277521,null,269,14,13,3285.0189143328093,1,0.30903166670713578,0.30903166670713578,5.0851066445624758E+24,0,false,0,5.8008604287025432E-23,5.8008604287025432E-23,1.6046975843899584E+21,0,false,0,1.8817247412750924E-19,1.8817247412750924E-19,5.0784742496272998E+17,0,false,0,5.425521741350088E-16,5.425521741350088E-16,176020990386863.44,0,false,0,1.7151364998831994E-12,1.7151364998831994E-12,55681032404.29776,0,false,0,5.4237378377200392E-9,5.4237378377200392E-9,17607888.486722201,0,false,0,1.7151364998831973E-5,1.7151364998831973E-5]
[null,14,10,2525.3894685720256,null,270,4,17,3297.9202296480403,1,0.11462342598011482,0.11462342598011482,1.974069128466396E+24,0,false,0,2.0557529697085559E-23,2.0557529697085559E-23,6.2295329936809918E+20,0,false,0,6.6685990338773883E-20,6.6685990338773883E-20,1.9714943926733552E+17,0,false,0,1.9227375954110874E-16,1.9227375954110874E-16,68332412154295.047,0,false,0,6.0782309735369069E-13,6.0782309735369069E-13,21615713257.065624,0,false,0,1.9221054020959229E-9,1.9221054020959229E-9,6835488.7141424213,0,false,0,6.0782309735368784E-6,6.0782309735368784E-6]
[null,14,11,2756.5810390209599,null,271,20,6,3303.4247908492052,1,1.8137867540058979E-5,1.8137867540058979E-5,3.1849028097201878E+20,0,false,0,3.1905296223276242E-27,3.1905296223276242E-27,1.0050538174533162E+17,0,false,0,1.0349668987722407E-23,1.0349668987722407E-23,31807488096685.492,0,false,0,2.9840896958507954E-20,2.9840896958507954E-20,11024542571.832073,0,false,0,9.4334174670645774E-17,9.4334174670645774E-17,3487413.1251937002,0,false,0,2.9831085315140552E-13,2.9831085315140552E-13,1102.8168617578006,0,false,0,9.4334174670645829E-10,9.4334174670645829E-10]
[null,14,12,3009.7908542745545,null,272,19,8,3328.2383206388322,1,0.10863958444328654,0.10863958444328654,2.0810614506812275E+24,0,false,0,1.7517728867471806E-23,1.7517728867471806E-23,6.5671666619737335E+20,0,false,0,5.6825266227346903E-20,5.6825266227346903E-20,2.0783471671095898E+17,0,false,0,1.6384262299998407E-16,1.6384262299998407E-16,72035951890315.719,0,false,0,5.1794551075551685E-13,5.1794551075551685E-13,22787260557.184532,0,false,0,1.6378875178466755E-9,1.6378875178466755E-9,7205964.4996420555,0,false,0,5.1794551075551996E-6,5.1794551075551996E-6]
[null,14,13,3285.0189143328093,null,273,11,15,3356.4491967948034,1,0.66691632829429215,0.66691632829429215,1.409249476292641E+25,0,false,0,9.748579374927173E-23,9.748579374927173E-23,4.4471421908678025E+21,0,false,0,3.1623141476250571E-19,3.1623141476250571E-19,1.4074114225914552E+18,0,false,0,9.1178076073404834E-16,9.1178076073404834E-16,487811772412770.19,0,false,0,2.8823559045163705E-12,2.8823559045163705E-12,154310364049.28943,0,false,0,9.1148096855065282E-9,9.1148096855065282E-9,48797221.696551844,0,false,0,2.8823559045163726E-5,2.8823559045163726E-5]
[null,14,14,3582.265219195725,null,274,5,17,3363.3298982962601,1,8.522171911894677E-2,8.522171911894677E-2,1.8441979481795233E+24,0,false,0,1.2164088189278194E-23,1.2164088189278194E-23,5.8197009412674427E+20,0,false,0,3.9458742340291675E-20,3.9458742340291675E-20,1.841792600566192E+17,0,false,0,1.1377023416746872E-16,1.1377023416746872E-16,63836920638644.109,0,false,0,3.5965477703961122E-13,3.5965477703961122E-13,20193646444.431244,0,false,0,1.1373282668052004E-9,1.1373282668052004E-9,6385791.7028563414,0,false,0,3.5965477703961146E-6,3.5965477703961146E-6]
[null,14,15,3901.5297688633004,null,275,13,14,3386.0362132510659,1,0.14625487779030727,0.14625487779030727,3.4224923001086238E+24,0,false,0,1.9304775349231758E-23,1.9304775349231758E-23,1.0800294881622962E+21,0,false,0,6.2622215869330291E-20,6.2622215869330291E-20,3.4180284172083379E+17,0,false,0,1.8055679783449276E-16,1.8055679783449276E-16,118469587044101.72,0,false,0,5.7078299384145418E-13,5.7078299384145418E-13,37475694805.650307,0,false,0,1.8049743102288538E-9,1.8049743102288538E-9,11850855.24831963,0,false,0,5.7078299384145453E-6,5.7078299384145453E-6]
[null,14,16,4242.8125633355367,null,276,9,16,3407.0223528305078,1,0.41406277036903771,0.41406277036903771,1.0411117280638039E+25,0,false,0,5.0865291945645153E-23,5.0865291945645153E-23,3.285416790403982E+21,0,false,0,1.6500048484653609E-19,1.6500048484653609E-19,1.0397538284886698E+18,0,false,0,4.757410572502649E-16,4.757410572502649E-16,360380873571506.31,0,false,0,1.5039306645187422E-12,1.5039306645187422E-12,113999921572.54524,0,false,0,4.7558463428497808E-9,4.7558463428497808E-9,36049940.524980761,0,false,0,1.5039306645187405E-5,1.5039306645187405E-5]
[null,14,17,4606.1136026124332,null,277,17,11,3432.4809483858962,1,0.73929925208042668,0.73929925208042668,2.0269473716150424E+25,0,false,0,8.3288410558663575E-23,8.3288410558663575E-23,6.396399875692509E+21,0,false,0,2.7017692415807559E-19,2.7017692415807559E-19,2.0243036678697792E+18,0,false,0,7.7899319909958477E-16,7.7899319909958477E-16,701627927892611.63,0,false,0,2.4625828309813448E-12,2.4625828309813448E-12,221947208130.60797,0,false,0,7.7873706727265544E-9,7.7873706727265544E-9,70185869.80081594,0,false,0,2.4625828309813634E-5,2.4625828309813634E-5]
[null,14,18,4991.4328866939904,null,278,6,17,3443.2750488663064,1,3.7242704225398708E-2,3.7242704225398708E-2,1.0590523220439947E+24,0,false,0,4.0453072459539623E-24,4.0453072459539623E-24,3.3420315869752702E+20,0,false,0,1.3122457994517728E-20,1.3122457994517728E-20,1.0576710229390248E+17,0,false,0,3.7835598155002377E-17,3.7835598155002377E-17,36659101102043.711,0,false,0,1.1960732715524888E-13,1.1960732715524888E-13,11596438537.751053,0,false,0,3.782315786554964E-10,3.782315786554964E-10,3667115.8525445741,0,false,0,1.1960732715524916E-6,1.1960732715524916E-6]
[null,14,19,5398.7704155802076,null,279,16,12,3445.855311929352,1,0.88926181510708346,0.88926181510708346,2.5508698113574037E+25,0,false,0,9.5754128379280248E-23,9.5754128379280248E-23,8.0497321108409502E+21,0,false,0,3.1061411434583326E-19,3.1061411434583326E-19,2.5475427668724972E+18,0,false,0,8.9558456324041303E-16,8.9558456324041303E-16,882983705018667.13,0,false,0,2.8311558710358022E-12,2.8311558710358022E-12,279315803095.72595,0,false,0,8.9529009634310539E-9,8.9529009634310539E-9,88327412.426160201,0,false,0,2.8311558710358093E-5,2.8311558710358093E-5]
[null,14,20,5828.1261892710854,null,280,20,7,3446.5433820794979,1,1.2519602334950551E-5,1.2519602334950551E-5,3.5996258093882999E+20,0,false,0,1.3449626531864986E-27,1.3449626531864986E-27,1.1359271780877485E+17,0,false,0,4.3628863884906326E-24,4.3628863884906326E-24,35949308950717.297,0,false,0,1.2579382327596127E-20,1.2579382327596127E-20,12460106429.983339,0,false,0,3.9766420271826061E-17,3.9766420271826061E-17,3941527.5892043933,0,false,0,1.2575246245046234E-13,1.2575246245046234E-13,1246.4204642278401,0,false,0,3.9766420271826092E-10,3.9766420271826092E-10]
[null,15,1,1646.2508386078218,null,281,18,10,3455.6603115689277,1,0.37596959774984778,0.37596959774984778,1.114702228281073E+25,0,false,0,3.9168153618627475E-23,3.9168153618627475E-23,3.5176449543088143E+21,0,false,0,1.2705646798456052E-19,1.2705646798456052E-19,1.1132483462034994E+18,0,false,0,3.663381866161091E-16,3.663381866161091E-16,385854228678344.88,0,false,0,1.1580821626381693E-12,1.1580821626381693E-12,122057953219.9799,0,false,0,3.6621773515501748E-9,3.6621773515501748E-9,38598113.871341735,0,false,0,1.1580821626381722E-5,1.1580821626381722E-5]
[null,15,2,1679.2782058148123,null,282,15,13,3495.7834021992953,1,0.70711846911408283,0.70711846911408283,2.3976660096161785E+25,0,false,0,6.4414284633418423E-23,6.4414284633418423E-23,7.5662697416958641E+21,0,false,0,2.0895167979993963E-19,2.0895167979993963E-19,2.3945387855459763E+18,0,false,0,6.0246424823962569E-16,6.0246424823962569E-16,829952201849770.63,0,false,0,1.9045328196829575E-12,1.9045328196829575E-12,262540253543.90091,0,false,0,6.0226615887408998E-9,6.0226615887408998E-9,83022517.867682129,0,false,0,1.9045328196829551E-5,1.9045328196829551E-5]
[null,15,3,1734.3238178264633,null,283,19,9,3515.3934014784459,1,5.4723697134817999E-2,5.4723697134817999E-2,1.9802415040829475E+24,0,false,0,4.6711005485420499E-24,4.6711005485420499E-24,6.2490110438656993E+20,0,false,0,1.5152451225483346E-20,1.5152451225483346E-20,1.9776587177934566E+17,0,false,0,4.3688618082844694E-17,4.3688618082844694E-17,68546068965253.359,0,false,0,1.3811011562677429E-13,1.3811011562677429E-13,21683299695.411545,0,false,0,4.3674253328981944E-10,4.3674253328981944E-10,6856861.4225535849,0,false,0,1.3811011562677437E-6,1.3811011562677437E-6]
[null,15,4,1811.3876746427748,null,284,12,15,3523.6072388958091,1,0.43995061540547553,0.43995061540547553,1.635803256283905E+25,0,false,0,3.6547973718183602E-23,3.6547973718183602E-23,5.1620737132482401E+21,0,false,0,1.18556940361277E-19,1.18556940361277E-19,1.6336697133731538E+18,0,false,0,3.4183174797509804E-16,3.4183174797509804E-16,566233373998242.38,0,false,0,1.0806114798188487E-12,1.0806114798188487E-12,179117608511.89923,0,false,0,3.4171935419526346E-9,3.4171935419526346E-9,56641961.193996526,0,false,0,1.0806114798188496E-5,1.0806114798188496E-5]
[null,15,5,1910.4697762637466,null,285,7,17,3537.7556813581791,1,1.8854771496056244E-2,1.8854771496056244E-2,7.3448503039455988E+23,0,false,0,1.4950169322319444E-24,1.4950169322319444E-24,2.317800660690247E+20,0,false,0,4.8496432289360186E-21,4.8496432289360186E-21,7.3352705740873088E+16,0,false,0,1.3982834045405809E-17,1.3982834045405809E-17,25424202777068.551,0,false,0,4.420306504405799E-14,4.420306504405799E-14,8042483203.6909523,0,false,0,1.3978236509979518E-10,1.3978236509979518E-10,2543256.4967311351,0,false,0,4.4203065044058088E-7,4.4203065044058088E-7]
[null,15,6,2031.5701226893786,null,286,10,16,3545.1094310878602,1,0.46471116288385628,0.46471116288385628,1.8545129953629642E+25,0,false,0,3.5968542672149022E-23,3.5968542672149022E-23,5.8522519425642115E+21,0,false,0,1.1667734034574875E-19,1.1667734034574875E-19,1.8520941940560376E+18,0,false,0,3.3641235239316447E-16,3.3641235239316447E-16,641939760453498.75,0,false,0,1.0634794810673903E-12,1.0634794810673903E-12,203065944151.65906,0,false,0,3.3630174050268521E-9,3.3630174050268521E-9,64215089.873179436,0,false,0,1.0634794810673908E-5,1.0634794810673908E-5]
[null,15,7,2174.688713919671,null,287,1,18,3574.223399315898,1,0.10865399867054942,0.10865399867054942,4.768604002089774E+24,0,false,0,7.6469223802356689E-24,7.6469223802356689E-24,1.5048194380049406E+21,0,false,0,2.4805635671393324E-20,2.4805635671393324E-20,4.7623844147258016E+17,0,false,0,7.1521361595085567E-17,7.1521361595085567E-17,165065249931021.41,0,false,0,2.2609603949822226E-13,2.2609603949822226E-13,52215383574.609589,0,false,0,7.1497845475777473E-10,7.1497845475777473E-10,16511954.099511107,0,false,0,2.2609603949822157E-6,2.2609603949822157E-6]
[null,15,8,2339.825549954624,null,288,14,14,3582.265219195725,1,0.28894832740706655,0.28894832740706655,1.3017090779983398E+25,0,false,0,1.9811298855716719E-23,1.9811298855716719E-23,4.1077789691510223E+21,0,false,0,6.4265313175160166E-20,6.4265313175160166E-20,1.3000112869195103E+18,0,false,0,1.8529429209196738E-16,1.8529429209196738E-16,450586658491898.13,0,false,0,5.8575934027658757E-13,5.8575934027658757E-13,142534877671.63553,0,false,0,1.852333675991618E-9,1.852333675991618E-9,45073485.94558464,0,false,0,5.8575934027658898E-6,5.8575934027658898E-6]
[null,15,9,2526.9806307942376,null,289,2,18,3596.0266221986376,1,0.1936227346742507,0.1936227346742507,9.1203292235134637E+24,0,false,0,1.2696636817978081E-23,1.2696636817978081E-23,2.8780852196016102E+21,0,false,0,4.1186261805504577E-20,4.1186261805504577E-20,9.1084337747889344E+17,0,false,0,1.1875114036035087E-16,1.1875114036035087E-16,315700238911158.5,0,false,0,3.7540060651219065E-13,3.7540060651219065E-13,99866017082.521286,0,false,0,1.187120951587159E-9,1.187120951587159E-9,31580407.483005129,0,false,0,3.7540060651219086E-6,3.7540060651219086E-6]
[null,15,10,2736.1539564385112,null,290,20,8,3611.6802181144508,1,5.2741880037967573E-6,5.2741880037967573E-6,2.613017871556821E+20,0,false,0,3.2881782050623615E-28,3.2881782050623615E-28,8.2458515809863968E+16,0,false,0,1.0666428469080222E-24,1.0666428469080222E-24,26096097686971.953,0,false,0,3.0754200278163864E-21,3.0754200278163864E-21,9044962589.7586174,0,false,0,9.7221343746142578E-18,9.7221343746142578E-18,2861209.0748331295,0,false,0,3.0744088341997701E-14,3.0744088341997701E-14,904.79375384159198,0,false,0,9.7221343746143002E-11,9.7221343746143002E-11]
[null,15,11,2967.3455268874454,null,291,3,18,3632.3653270032041,1,0.23638404724995346,0.23638404724995346,1.2515320015045388E+25,0,false,0,1.3790527626077379E-23,1.3790527626077379E-23,3.949436108185783E+21,0,false,0,4.4734703322333542E-20,4.4734703322333542E-20,1.249899655304502E+18,0,false,0,1.2898225768329116E-16,1.2898225768329116E-16,433217861106696.94,0,false,0,4.0774360243352668E-13,4.0774360243352668E-13,137040575157.46742,0,false,0,1.2893984850521214E-9,1.2893984850521214E-9,43336034.935708411,0,false,0,4.0774360243352916E-6,4.0774360243352916E-6]
[null,15,12,3220.55534214104,null,292,8,17,3646.7717957718787,1,7.0842134190179665E-2,7.0842134190179665E-2,3.9273768621345094E+24,0,false,0,3.9470007472423702E-24,3.9470007472423702E-24,1.2393549642454786E+21,0,false,0,1.2803564318092632E-20,1.2803564318092632E-20,3.9222544691878285E+17,0,false,0,3.6916141373320514E-17,3.6916141373320514E-17,135946168530126.95,0,false,0,1.1670070552233135E-13,1.1670070552233135E-13,43004092855.797539,0,false,0,3.6904003399915659E-10,3.6904003399915659E-10,13599088.213369535,0,false,0,1.1670070552233104E-6,1.1670070552233104E-6]
[null,15,13,3495.7834021992953,null,293,4,18,3683.2395137295971,1,0.22761648543655985,0.22761648543655985,1.4166356918571612E+25,0,false,0,1.1296288102249637E-23,1.1296288102249637E-23,4.4704507330531007E+21,0,false,0,3.6643710132030382E-20,3.6643710132030382E-20,1.4147880044742897E+18,0,false,0,1.0565373438749766E-16,1.0565373438749766E-16,490368511277367.81,0,false,0,3.3399659025579623E-13,3.3399659025579623E-13,155119141793.67151,0,false,0,1.056189955938322E-9,1.056189955938322E-9,49052979.67586159,0,false,0,3.3399659025579825E-6,3.3399659025579825E-6]
[null,15,14,3793.02970706221,null,294,17,12,3685.6907636394908,1,0.92350546345931062,0.92350546345931062,5.7923299022702402E+25,0,false,0,4.5479131472010438E-23,4.5479131472010438E-23,1.8278747038868675E+22,0,false,0,1.475284709129344E-19,1.475284709129344E-19,5.7847750912914872E+18,0,false,0,4.2536451206136129E-16,4.2536451206136129E-16,2005015267743256.5,0,false,0,1.3446784201990859E-12,1.3446784201990859E-12,634250039435.39587,0,false,0,4.2522465283061022E-9,4.2522465283061022E-9,200567473.06674546,0,false,0,1.3446784201990918E-5,1.3446784201990918E-5]
[null,15,15,4112.294256729786,null,295,18,11,3686.8518820178615,1,0.60555419098400776,0.60555419098400776,3.8120389316536884E+25,0,false,0,2.9712227675413826E-23,2.9712227675413826E-23,1.2029579894388515E+22,0,false,0,9.6382656715167973E-20,9.6382656715167973E-20,3.8070669714824494E+18,0,false,0,2.7789728647713104E-16,2.7789728647713104E-16,1319537455247777.8,0,false,0,8.7849943651100059E-13,8.7849943651100059E-13,417411625981.96277,0,false,0,2.778059142549243E-9,2.778059142549243E-9,131997145.99373218,0,false,0,8.784994365110013E-6,8.784994365110013E-6]
[null,15,16,4453.5770512020217,null,296,11,16,3697.7319912670396,1,0.41405812064435538,0.41405812064435538,2.6973968020133864E+25,0,false,0,1.9631988372069047E-23,1.9631988372069047E-23,8.5121245922356395E+21,0,false,0,6.3683652958376154E-20,6.3683652958376154E-20,2.6938786455344527E+18,0,false,0,1.8361720825339056E-16,1.8361720825339056E-16,933704029716777.75,0,false,0,5.8045767927136631E-13,5.8045767927136631E-13,295360253458.52081,0,false,0,1.8355683518330279E-9,1.8355683518330279E-9,93401113.121354878,0,false,0,5.8045767927136879E-6,5.8045767927136879E-6]
[null,15,17,4816.8780904789191,null,297,13,15,3705.3007629186413,1,0.11708096880211757,0.11708096880211757,7.8107871139217789E+24,0,false,0,5.4208117659930773E-24,5.4208117659930773E-24,2.4648354675701847E+21,0,false,0,1.7584418282833484E-20,1.7584418282833484E-20,7.8005996727302541E+17,0,false,0,5.0700637351380312E-17,5.0700637351380312E-17,270370432636567.91,0,false,0,1.6027677674931668E-13,1.6027677674931668E-13,85526758983.196671,0,false,0,5.0683967055816003E-10,5.0683967055816003E-10,27045935.92791675,0,false,0,1.6027677674931625E-6,1.6027677674931625E-6]
[null,15,18,5202.1973745604764,null,298,16,13,3721.0833719876073,1,0.95106196448702685,0.95106196448702685,6.6662182178720203E+25,0,false,0,4.1910670991680189E-23,4.1910670991680189E-23,2.1036460037026194E+22,0,false,0,1.3595284268220822E-19,1.3595284268220822E-19,6.6575236132088556E+18,0,false,0,3.9198884278411875E-16,3.9198884278411875E-16,2307511749236371,0,false,0,1.2391699892787049E-12,1.2391699892787049E-12,729939288491.34277,0,false,0,3.918599574247132E-9,3.918599574247132E-9,230827070.52753785,0,false,0,1.2391699892787079E-5,1.2391699892787079E-5]
[null,15,19,5609.5349034466935,null,299,19,10,3724.5667271227194,1,0.21097464290667181,0.21097464290667181,1.4949463339993999E+25,0,false,0,9.1964757856983977E-24,9.1964757856983977E-24,4.7175741604684659E+21,0,false,0,2.983218822652585E-20,2.983218822652585E-20,1.4929965077347768E+18,0,false,0,8.6014273110630564E-17,8.6014273110630564E-17,517475743733245,0,false,0,2.7191158077684239E-13,2.7191158077684239E-13,163694020763.78369,0,false,0,8.5985991743167743E-10,8.5985991743167743E-10,51764594.496445268,0,false,0,2.719115807768426E-6,2.719115807768426E-6]
[null,15,20,6038.8906771375714,null,300,5,18,3748.6491823778169,1,0.16923127207942237,0.16923127207942237,1.2924676747898306E+25,0,false,0,6.8442846165520947E-24,6.8442846165520947E-24,4.0786160460470881E+21,0,false,0,2.2201981684594863E-20,2.2201981684594863E-20,1.2907819370739133E+18,0,false,0,6.401432243974354E-17,6.401432243974354E-17,447387746337196.44,0,false,0,2.0236450274434784E-13,2.0236450274434784E-13,141522960110.25281,0,false,0,6.3993274623953512E-10,6.3993274623953512E-10,44753489.515755221,0,false,0,2.0236450274434831E-6,2.0236450274434831E-6]
[null,16,1,1871.5508083961338,null,301,9,17,3770.3233921074047,1,0.10738676512380775,0.10738676512380775,8.7700269276970418E+24,0,false,0,4.0615060691249039E-24,4.0615060691249039E-24,2.7675409798846213E+21,0,false,0,1.3175004899782814E-20,1.3175004899782814E-20,8.7585883707025446E+17,0,false,0,3.7987105105356182E-17,3.7987105105356182E-17,303574523296060.56,0,false,0,1.2008627667001641E-13,1.2008627667001641E-13,96030267933.4814,0,false,0,3.7974615000639294E-10,3.7974615000639294E-10,30367437.098603148,0,false,0,1.2008627667001626E-6,1.2008627667001626E-6]
[null,16,2,1904.5781756031242,null,302,15,14,3793.02970706221,1,0.66116427842584524,0.66116427842584524,5.7899916873256777E+25,0,false,0,2.3319935008515942E-23,2.3319935008515942E-23,1.8271368377740032E+22,0,false,0,7.5646878958379768E-20,7.5646878958379768E-20,5.7824399260302111E+18,0,false,0,2.1811042680762115E-16,2.1811042680762115E-16,2004205894530367.8,0,false,0,6.8949894933010501E-13,6.8949894933010501E-13,633994008969.96008,0,false,0,2.180387124176165E-9,2.180387124176165E-9,200486509.12462914,0,false,0,6.8949894933010422E-6,6.8949894933010422E-6]
[null,16,3,1959.6237876147754,null,303,20,9,3798.8352989540645,1,2.6567026045882462E-6,2.6567026045882462E-6,2.3682864354362979E+20,0,false,0,9.2053047075269837E-29,9.2053047075269837E-29,7.4735571694486896E+16,0,false,0,2.9860828116844859E-25,2.9860828116844859E-25,23651975305111.227,0,false,0,8.609684966616351E-22,8.609684966616351E-22,8197824608.6741858,0,false,0,2.7217262491449705E-18,2.7217262491449705E-18,2593232.4132315884,0,false,0,8.6068541147650345E-15,8.6068541147650345E-15,820.05209279867699,0,false,0,2.7217262491449722E-11,2.7217262491449722E-11]
[null,16,4,2036.6876444310869,null,304,6,18,3828.5943329478632,1,7.3955680276117319E-2,7.3955680276117319E-2,7.2187925654280181E+24,0,false,0,2.340264923563411E-24,2.340264923563411E-24,2.2780208561292394E+21,0,false,0,7.5915193305081812E-21,7.5915193305081812E-21,7.2093772499597696E+17,0,false,0,2.1888404969178518E-17,2.1888404969178518E-17,249878538559795.25,0,false,0,6.919445553179347E-14,6.919445553179347E-14,79044521747.702576,0,false,0,2.1881208093570454E-10,2.1881208093570454E-10,24996072.528145384,0,false,0,6.9194455531793153E-7,6.9194455531793153E-7]
[null,16,5,2135.769746052059,null,305,12,16,3864.8900333680449,1,0.27314539660023773,0.27314539660023773,2.9753007920424859E+25,0,false,0,7.7453920714540862E-24,7.7453920714540862E-24,9.3891010111446754E+21,0,false,0,2.5125058723384509E-20,2.5125058723384509E-20,2.9714201713823309E+18,0,false,0,7.2442344709806296E-17,7.2442344709806296E-17,1029900508918807.3,0,false,0,2.2900748623300312E-13,2.2900748623300312E-13,325790256515.85474,0,false,0,7.2418525772594488E-10,7.2418525772594488E-10,103023925.00806111,0,false,0,2.2900748623300366E-6,2.2900748623300366E-6]
[null,16,6,2256.8700924776908,null,306,14,15,3901.5297688633004,1,0.23131091843018756,0.23131091843018756,2.8117520557620116E+25,0,false,0,5.8776234277550097E-24,5.8776234277550097E-24,8.8729933257338446E+21,0,false,0,1.9066256738706479E-20,1.9066256738706479E-20,2.8080847481916488E+18,0,false,0,5.4973178697708719E-17,5.4973178697708719E-17,973288106173255.75,0,false,0,1.7378329641635382E-13,1.7378329641635382E-13,307881954643.26477,0,false,0,5.4955103596785642E-10,5.4955103596785642E-10,97360822.713736832,0,false,0,1.7378329641635392E-6,1.7378329641635392E-6]
[null,16,7,2399.9886837079835,null,307,10,17,3908.4104703647572,1,0.1205223750363814,0.1205223750363814,1.495360342222482E+25,0,false,0,3.0003783101110526E-24,3.0003783101110526E-24,4.718880638467718E+21,0,false,0,9.7328425131303403E-21,9.7328425131303403E-21,1.4934099759758513E+18,0,false,0,2.8062419280485683E-17,2.8062419280485683E-17,517619052699107.56,0,false,0,8.8711983616547302E-14,8.8711983616547302E-14,163739353943.3913,0,false,0,2.805319239798304E-10,2.805319239798304E-10,51778930.106559031,0,false,0,8.8711983616547223E-7,8.8711983616547223E-7]
[null,16,8,2565.1255197429364,null,308,7,18,3923.0749654397359,1,3.7441358822988574E-2,3.7441358822988574E-2,4.852214331895122E+24,0,false,0,8.9237981964904471E-25,8.9237981964904471E-25,1.5312041932611969E+21,0,false,0,2.894765709134284E-21,2.894765709134284E-21,4.845885693381024E+17,0,false,0,8.3463930438521253E-18,8.3463930438521253E-18,167959421889959.72,0,false,0,2.6384934084366451E-14,2.6384934084366451E-14,53130902128.817856,0,false,0,8.3436487620007147E-11,8.3436487620007147E-11,16801466.486655533,0,false,0,2.638493408436633E-7,2.638493408436633E-7]
[null,16,9,2752.2806005825496,null,309,18,12,3940.0616972714561,1,0.75643604700086486,0.75643604700086486,1.0308066237234262E+26,0,false,0,1.7145641766509902E-23,1.7145641766509902E-23,3.2528971655509126E+22,0,false,0,5.5618263382863818E-20,5.5618263382863818E-20,1.029462164873659E+19,0,false,0,1.6036250710897607E-16,1.6036250710897607E-16,3568137612200419.5,0,false,0,5.0694403647701908E-13,5.0694403647701908E-13,1128715305892.0215,0,false,0,1.6030978015068647E-9,1.6030978015068647E-9,356931119.65124506,0,false,0,5.0694403647701939E-6,5.0694403647701939E-6]
[null,16,10,2961.4539262268236,null,310,19,11,3955.7582975716537,1,0.33980561185825642,0.33980561185825642,4.8496649003670467E+25,0,false,0,7.3542074446963716E-24,7.3542074446963716E-24,1.5303996739264648E+22,0,false,0,2.3856105954008737E-20,2.3856105954008737E-20,4.8433395870214779E+18,0,false,0,6.8783610417813371E-17,6.8783610417813371E-17,1678711733056404,0,false,0,2.1744135669426236E-13,2.1744135669426236E-13,531029862974.59424,0,false,0,6.8760994467096402E-10,6.8760994467096402E-10,167926387.25668496,0,false,0,2.1744135669426174E-6,2.1744135669426174E-6]
[null,16,11,3192.6454966757574,null,311,17,13,3960.9188236977461,1,0.9876854098208967,0.9876854098208967,1.4311423054286815E+26,0,false,0,2.1054307913958803E-23,2.1054307913958803E-23,4.5162289819336927E+22,0,false,0,6.8297475174697484E-20,6.8297475174697484E-20,1.4292756973825769E+19,0,false,0,1.9692010649153344E-16,1.9692010649153344E-16,4953899762465455,0,false,0,6.2251130546657553E-13,6.2251130546657553E-13,1567075907226.9592,0,false,0,1.9685535944792031E-9,1.9685535944792031E-9,495552913.32119167,0,false,0,6.2251130546657705E-6,6.2251130546657705E-6]
[null,16,12,3445.855311929352,null,312,1,19,3981.5609282021151,1,0.25790257347103335,0.25790257347103335,3.9697792576846979E+25,0,false,0,5.1752520559666867E-24,5.1752520559666867E-24,1.252735808831026E+22,0,false,0,1.6787854070512981E-20,1.6787854070512981E-20,3.9646015602079724E+18,0,false,0,4.840392712722862E-17,4.840392712722862E-17,1374139276512666.3,0,false,0,1.5301632932529159E-13,1.5301632932529159E-13,434683917045.10657,0,false,0,4.8388011986633816E-10,4.8388011986633816E-10,137459124.01062226,0,false,0,1.530163293252922E-6,1.530163293252922E-6]
[null,16,13,3721.0833719876073,null,313,2,19,4003.3641510848552,1,0.45958549308800906,0.45958549308800906,7.5379369605223182E+25,0,false,0,8.6549912945523825E-24,8.6549912945523825E-24,2.3787326554435746E+22,0,false,0,2.8075681969342711E-20,2.8075681969342711E-20,7.5281053919018066E+18,0,false,0,8.0949790150860295E-17,8.0949790150860295E-17,2609257232950408,0,false,0,2.5590154526055785E-13,2.5590154526055785E-13,825390973086.49036,0,false,0,8.0923173978003127E-10,8.0923173978003127E-10,261011543.50960431,0,false,0,2.5590154526055897E-6,2.5590154526055897E-6]
[null,16,14,4018.329676850522,null,314,20,10,4008.008624598338,1,1.0242306581212575E-5,1.0242306581212575E-5,1.7027019271872997E+21,0,false,0,1.9030203321645135E-28,1.9030203321645135E-28,5.3731845966598733E+17,0,false,0,6.173153941896209E-25,6.173153941896209E-25,170048112978276.03,0,false,0,1.7798873655540031E-21,1.7798873655540031E-21,58939035207.375618,0,false,0,5.6266474117620117E-18,5.6266474117620117E-18,18644289.650041927,0,false,0,1.7793021411859342E-14,1.7793021411859342E-14,5895.8420650035996,0,false,0,5.6266474117620453E-11,5.6266474117620453E-11]
[null,16,15,4337.5942265180984,null,315,16,14,4018.329676850522,1,0.88925438233304477,0.88925438233304477,1.5231861707168103E+26,0,false,0,1.6035612516835582E-23,1.6035612516835582E-23,4.8066900845415362E+22,0,false,0,5.201747083092447E-20,5.201747083092447E-20,1.5211995118421649E+19,0,false,0,1.4998044758235352E-16,1.4998044758235352E-16,5272509645394379,0,false,0,4.741238763394927E-13,4.741238763394927E-13,1667862337167.5505,0,false,0,1.4993113423008211E-9,1.4993113423008211E-9,527424380.90611368,0,false,0,4.7412387633949458E-6,4.7412387633949458E-6]
[null,16,16,4678.8770209903341,null,316,8,18,4032.0910798534355,1,0.14067663278526701,0.14067663278526701,2.5073327473615969E+25,0,false,0,2.4379144948377218E-24,2.4379144948377218E-24,7.9123430130129505E+21,0,false,0,7.9082820185613003E-21,7.9082820185613003E-21,2.5040624873303383E+18,0,false,0,2.2801717534605304E-17,2.2801717534605304E-17,867913348271526.25,0,false,0,7.2081653835371746E-14,7.2081653835371746E-14,274548570389.34366,0,false,0,2.2794220363158691E-10,2.2794220363158691E-10,86819881.077338547,0,false,0,7.208165383537179E-7,7.208165383537179E-7]
[null,16,17,5042.1780602672316,null,317,3,19,4039.7028558894217,1,0.5610843122130359,0.5610843122130359,1.0222131422297554E+26,0,false,0,9.5126453396451141E-24,9.5126453396451141E-24,3.2257788768732299E+22,0,false,0,3.0857801718544074E-20,3.0857801718544074E-20,1.0208798916725658E+19,0,false,0,8.8971394403192806E-17,8.8971394403192806E-17,3538391271973570,0,false,0,2.8125974470511685E-13,2.8125974470511685E-13,1119305593275.1411,0,false,0,8.8942140738565462E-10,8.8942140738565462E-10,353955507.25154853,0,false,0,2.8125974470511753E-6,2.8125974470511753E-6]
[null,16,18,5427.4973443487879,null,318,13,16,4046.5835573908776,1,7.2690266902616665E-2,7.2690266902616665E-2,1.3507744103012014E+25,0,false,0,1.2082483637497893E-24,1.2082483637497893E-24,4.2626135197850754E+21,0,false,0,3.9194027638097327E-21,3.9194027638097327E-21,1.3490126243675523E+18,0,false,0,1.130069900327074E-17,1.130069900327074E-17,467570625573192.06,0,false,0,3.5724198074783098E-14,3.5724198074783098E-14,147907446132.52536,0,false,0,1.1296983349931706E-10,1.1296983349931706E-10,46772441.267744191,0,false,0,3.5724198074783059E-7,3.5724198074783059E-7]
[null,16,19,5834.8348732350059,null,319,11,17,4061.0330305439365,1,0.10738555922236456,0.10738555922236456,2.0799397707907827E+25,0,false,0,1.7124879344109213E-24,1.7124879344109213E-24,6.5636269977415587E+21,0,false,0,5.5550912746867024E-21,5.5550912746867024E-21,2.0772269502020367E+18,0,false,0,1.6016831699610937E-17,1.6016831699610937E-17,719971249356393,0,false,0,5.0633015533088762E-14,5.0633015533088762E-14,227749783576.76541,0,false,0,1.6011565388724489E-10,1.6011565388724489E-10,72020805.27129896,0,false,0,5.0633015533088605E-7,5.0633015533088605E-7]
[null,16,20,6264.1906469258838,null,320,4,19,4090.5770426158147,1,0.54027351111590649,0.54027351111590649,1.1384663331229855E+26,0,false,0,7.9194253878901399E-24,7.9194253878901399E-24,3.5926368950889956E+22,0,false,0,2.568960048640229E-20,2.568960048640229E-20,1.1369814560359361E+19,0,false,0,7.4070071412851398E-17,7.4070071412851398E-17,3940801746855947.5,0,false,0,2.3415311759035165E-13,2.3415311759035165E-13,1246600813251.5132,0,false,0,7.404571728147502E-10,7.404571728147502E-10,394209790.28929847,0,false,0,2.3415311759035263E-6,2.3415311759035263E-6]
[null,17,1,{"$f":"3.1416/2*SQRT($H$2/$I$2)*(B330^2/$C$2^2+C330^2/$D$2^2)","v":2111.3862601062729},null,321,15,15,4112.294256729786,1,{"$f":"ABS(SIN(G330*3.1416*$J$2/$C$2)*SIN(H330*3.1416*$K$2/$D$2))*(1/F330^$M$2)+(1-1/F330^$M$2)","v":0.5292798122359863},0.5292798122359863,1.1861204482623151E+26,0,false,0,7.2950517850877122E-24,7.2950517850877122E-24,3.7430180941383932E+22,0,{"$f":"AND($I330>44.548,$I330<89.095)","v":false},0,2.3664212579499709E-20,{"$f":"IF($I330>89.095,W330,0)","v":2.3664212579499709E-20},1.184573416940568E+19,0,false,0,6.8230329880770851E-17,6.8230329880770851E-17,4105756488794452,0,false,0,2.1569230528686483E-13,2.1569230528686483E-13,1298781239636.6492,0,false,0,6.8207895847887204E-10,6.8207895847887204E-10,410710689.95487624,0,false,0,2.1569230528686457E-6,2.1569230528686457E-6]
[null,17,2,2144.4136273132631,null,322,9,18,4155.6426761889616,{"$f":"IF(ABS(I331-I330)>0.0001,1,$L$2)","v":1},0.21324609564647715,{"$f":"$J331*$K331","v":0.21324609564647715},{"$f":"10^(LOG10($I331/22.27)/LOG10(2)*70/20)*$L331","v":5.3984978296108448E+25},{"$f":"IF($I331<22.27,M331,0)","v":0},{"$f":"AND($I331>22.27,$I331<44.45)","v":false},{"$f":"IF($O331=TRUE,$L331,0)","v":0},{"$f":"10^(LOG10(44.45/$I331)/LOG10(2)*70/20)*$L331","v":2.6018110801131706E-24},{"$f":"IF($I331>44.45,Q331,0)","v":2.6018110801131706E-24},{"$f":"10^(LOG10($I331/44.548)/LOG10(2)*70/20)*$L331","v":1.7035938539802754E+22},{"$f":"IF($I331<44.528,S331,0)","v":0},false,{"$f":"IF($U331=TRUE,$L331,0)","v":0},{"$f":"10^(LOG10(89.095/$I331)/LOG10(2)*70/20)*$L331","v":8.4399415254809646E-21},8.4399415254809646E-21,{"$f":"10^(LOG10($I331/89.09)/LOG10(2)*70/20)*$L331","v":5.3914566853113549E+18},{"$f":"IF($I331<89.09,Y331,0)","v":0},{"$f":"AND($I331>89.09,$I331<176.78)","v":false},{"$f":"IF($AA331=TRUE,$L331,0)","v":0},{"$f":"10^(LOG10(176.78/$I331)/LOG10(2)*70/20)*$L331","v":2.4334635793326397E-17},{"$f":"IF($I331>176.78,AC331,0)","v":2.4334635793326397E-17},{"$f":"10^(LOG10($I331/176.78)/LOG10(2)*70/20)*$L331","v":1868690277293460.5},{"$f":"IF($I331<176.78,AE331,0)","v":0},{"$f":"AND($I331>176.78,$I331<353.55)","v":false},{"$f":"IF($AG331=TRUE,$L331,0)","v":0},{"$f":"10^(LOG10(353.55/$I331)/LOG10(2)*70/20)*$L331","v":7.6927573144536353E-14},{"$f":"IF($I331>353.55,AI331,0)","v":7.6927573144536353E-14},{"$f":"10^(LOG10($I331/353.55)/LOG10(2)*70/20)*$L331","v":591126113169.16589},{"$f":"IF($I331<353.55,AK331,0)","v":0},{"$f":"AND($I331>353.55,$I331<707.1)","v":false},{"$f":"IF($AM331=TRUE,$L331,0)","v":0},{"$f":"10^(LOG10(707.1/$I331)/LOG10(2)*70/20)*$L331","v":2.4326634600593681E-10},{"$f":"IF($I331>707.1,AO331,0)","v":2.4326634600593681E-10},{"$f":"10^(LOG10($I331/707.1)/LOG10(2)*70/20)*$L331","v":186930490.20170143},{"$f":"IF($I331<707.1,AQ331,0)","v":0},{"$f":"AND($I331>707.1,$I331<1414.2)","v":false},{"$f":"IF($AS331=TRUE,$L331,0)","v":0},{"$f":"10^(LOG10(1414.2/$I331)/LOG10(2)*70/20)*$L331","v":7.6927573144536277E-7},{"$f":"IF($I331>1414.2,AU331,0)","v":7.6927573144536277E-7}]
[null,17,3,2199.4592393249141,null,323,5,19,4155.9867112640341,1,0.40168959371110241,0.40168959371110241,1.0178890349925804E+26,0,false,0,4.8962912010247149E-24,4.8962912010247149E-24,3.212133372613165E+22,0,false,0,1.5882940826963531E-20,1.5882940826963531E-20,1.0165614242752174E+19,0,false,0,4.5794817320027457E-17,4.5794817320027457E-17,3523423372741031,0,false,0,1.4476831249692181E-13,1.4476831249692181E-13,1114570771136.269,0,false,0,4.5779760050929326E-10,4.5779760050929326E-10,352458225.02408475,0,false,0,1.4476831249692269E-6,1.4476831249692269E-6]
[null,17,4,2276.5230961412258,null,324,19,12,4208.9681128252478,1,0.42447268569817886,0.42447268569817886,1.246304001496315E+26,0,false,0,4.465417007576831E-24,4.465417007576831E-24,3.9329382064292295E+22,0,false,0,1.448524019245753E-20,1.448524019245753E-20,1.2446784740639726E+19,0,false,0,4.1764868085649429E-17,4.1764868085649429E-17,4314081886582912.5,0,false,0,1.3202868421033917E-13,1.3202868421033917E-13,1364681182588.9214,0,false,0,4.1751135857978362E-10,4.1751135857978362E-10,431550081.69530869,0,false,0,1.3202868421033973E-6,1.3202868421033973E-6]
[null,17,5,2375.6051977621973,null,325,18,13,4215.2897573297114,1,0.80900533526542173,0.80900533526542173,2.4171517333188521E+26,0,false,0,8.3634481965095214E-24,8.3634481965095214E-24,7.6277604752072378E+22,0,false,0,2.7129953542537476E-20,2.7129953542537476E-20,2.4139990944394379E+19,0,false,0,7.8222999123195039E-17,7.8222999123195039E-17,8366971860247240,0,false,0,2.4728151009701356E-13,2.4728151009701356E-13,2646739063632.9736,0,false,0,7.8197279515248907E-10,7.8197279515248907E-10,836972381.32215106,0,false,0,2.4728151009701327E-6,2.4728151009701327E-6]
[null,17,6,2496.7055441878297,null,326,12,17,4228.1910726449423,1,7.0839985259279453E-2,7.0839985259279453E-2,2.1931163936658127E+25,0,false,0,7.0677593900876641E-25,7.0677593900876641E-25,6.9207763478563636E+21,0,false,0,2.2926905194789859E-21,2.2926905194789859E-21,2.1902559592485417E+18,0,false,0,6.6104473129218788E-18,6.6104473129218788E-18,759147342680626.13,0,false,0,2.0897196633711738E-14,2.0897196633711738E-14,240142426732.93851,0,false,0,6.6082738074932402E-11,6.6082738074932402E-11,75939703.131619439,0,false,0,2.0897196633711825E-7,2.0897196633711825E-7]
[null,17,7,2639.8241354181218,null,327,6,19,4235.9318618340803,1,0.17554218435940008,0.17554218435940008,5.5513747834846946E+25,0,false,0,1.7145452890024877E-24,1.7145452890024877E-24,1.7518369481251313E+22,0,false,0,5.5617650691764367E-21,5.5617650691764367E-21,5.5441342450710487E+18,0,false,0,1.6036074055470728E-17,1.6036074055470728E-17,1921608642057686.5,0,false,0,5.0693845197869115E-14,5.0693845197869115E-14,607865873448.57605,0,false,0,1.603080141772559E-10,1.603080141772559E-10,192224067.19851673,0,false,0,5.0693845197869406E-7,5.0693845197869406E-7]
[null,17,8,2804.9609714530752,null,328,20,11,4239.2001950472722,1,1.6496737270025364E-5,1.6496737270025364E-5,5.2639482932031169E+21,0,false,0,1.5968753398107661E-28,1.5968753398107661E-28,1.6611343086558868E+18,0,false,0,5.1800588422811195E-25,5.1800588422811195E-25,525708263896241.19,0,false,0,1.4935511689783821E-21,1.4935511689783821E-21,182211594894.59912,0,false,0,4.7214705727463672E-18,4.7214705727463672E-18,57639317.31929554,0,false,0,1.4930600915338376E-14,1.4930600915338376E-14,18227.152550616425,0,false,0,4.7214705727464125E-11,4.7214705727464125E-11]
[null,17,9,2992.1160522926884,null,329,14,16,4242.8125633355367,1,0.14361046522084825,0.14361046522084825,4.6280773511093339E+25,0,false,0,1.3764425278598328E-24,1.3764425278598328E-24,1.4604737058241012E+22,0,false,0,4.4650030654096856E-21,4.4650030654096856E-21,4.6220410496256829E+18,0,false,0,1.2873812346305181E-17,1.2873812346305181E-17,1602009192472624.5,0,false,0,4.0697183608189596E-14,4.0697183608189596E-14,506766412130.74634,0,false,0,1.2869579455594852E-10,1.2869579455594852E-10,160253610.40047491,0,false,0,4.0697183608189627E-7,4.0697183608189627E-7]
[null,17,10,3201.289377936962,null,330,17,14,4258.1651285606613,1,0.92349774446439048,0.92349774446439048,3.1037639980104926E+26,0,false,0,8.4872989586814041E-24,8.4872989586814041E-24,9.7944899453577127E+22,0,false,0,2.7531709534202704E-20,2.7531709534202704E-20,3.0997158255611482E+19,0,false,0,7.9381370387432315E-17,7.9381370387432315E-17,1.074368053698705E+16,0,false,0,2.5094339724892974E-13,2.5094339724892974E-13,3398567539056.6743,0,false,0,7.9355269908705135E-10,7.9355269908705135E-10,1074721420.5332327,0,false,0,2.5094339724893035E-6,2.5094339724893035E-6]
[null,17,11,3432.4809483858962,null,331,10,18,4293.7297544463145,1,0.23933047880637628,0.23933047880637628,8.860313538088988E+25,0,false,0,1.9967948234849656E-24,1.9967948234849656E-24,2.7960325565074903E+22,0,false,0,6.4773463674630175E-21,6.4773463674630175E-21,8.8487572222158551E+18,0,false,0,1.8675942751920671E-17,1.8675942751920671E-17,3066997947388687,0,false,0,5.9039098192936349E-14,5.9039098192936349E-14,970188905977.26648,0,false,0,1.8669802129201034E-10,1.8669802129201034E-10,306800670.35151035,0,false,0,5.9039098192936603E-7,5.9039098192936603E-7]
[null,17,12,3685.6907636394908,null,332,7,19,4330.412494325953,1,8.8871306282798088E-2,8.8871306282798088E-2,3.6321884199560743E+25,0,false,0,6.716472968977195E-25,6.716472968977195E-25,1.1462029001466776E+22,0,false,0,2.1787377088568227E-21,2.1787377088568227E-21,3.627451034928811E+18,0,false,0,6.281890517149741E-18,6.281890517149741E-18,1257282192175881.3,0,false,0,1.9858550436022307E-14,1.9858550436022307E-14,397718308083.76508,0,false,0,6.2798250407160273E-11,6.2798250407160273E-11,125769572.0693257,0,false,0,1.9858550436022353E-7,1.9858550436022353E-7]
[null,17,13,3960.9188236977461,null,333,16,15,4337.5942265180984,1,0.71187208363987653,0.71187208363987653,2.9660332553365099E+26,0,false,0,5.2773320596552641E-24,5.2773320596552641E-24,9.3598556190522756E+22,0,false,0,1.7118988513224182E-20,1.7118988513224182E-20,2.9621647221246665E+19,0,false,0,4.9358677351228321E-17,4.9358677351228321E-17,1.026692550652734E+16,0,false,0,1.5603452192596552E-13,1.5603452192596552E-13,3247754773820.022,0,false,0,4.9342448290153322E-10,4.9342448290153322E-10,1027030236.6956278,0,false,0,1.5603452192596532E-6,1.5603452192596532E-6]
[null,17,14,4258.1651285606613,null,334,13,17,4409.8845966677745,1,1.8852147976745261E-2,1.8852147976745261E-2,9.519085068031398E+24,0,false,0,1.1532221766592935E-25,1.1532221766592935E-25,3.0039198549761343E+21,0,false,0,3.7409048686459151E-22,3.7409048686459151E-22,9.5066695306580429E+17,0,false,0,1.0786041258833506E-18,1.0786041258833506E-18,329503174342146.75,0,false,0,3.4097242503479454E-15,3.4097242503479454E-15,104232324153.72981,0,false,0,1.0782494824209707E-11,1.0782494824209707E-11,32961155.013876569,0,false,0,3.4097242503479728E-8,3.4097242503479728E-8]
[null,17,15,4577.4296782282372,null,335,1,20,4410.9167018929929,1,0.37363203673738121,0.37363203673738121,1.8917342390249381E+26,0,false,0,2.2793688222538369E-24,2.2793688222538369E-24,5.9697103243982873E+22,0,false,0,7.3939801862900891E-21,7.3939801862900891E-21,1.8892668908526133E+19,0,false,0,2.131884614996635E-17,2.131884614996635E-17,6548238956954250,0,false,0,6.7393944601726994E-14,6.7393944601726994E-14,2071416055277.8574,0,false,0,2.1311836544466781E-10,2.1311836544466781E-10,655039271.65192401,0,false,0,6.7393944601727509E-7,6.7393944601727509E-7]
[null,17,16,4918.712472700473,null,336,2,20,4432.7199247757326,1,0.66581679091586476,0.66581679091586476,3.5700039076210228E+26,0,false,0,3.8355469942850616E-24,3.8355469942850616E-24,1.1265794499999187E+23,0,false,0,1.2442022634707251E-20,1.2442022634707251E-20,3.5653476285121257E+19,0,false,0,3.5873718844357798E-17,3.5873718844357798E-17,1.235757020310216E+16,0,false,0,1.1340535990773686E-13,1.1340535990773686E-13,3909092122507.8379,0,false,0,3.5861923617958928E-10,3.5861923617958928E-10,1236163469.0546746,0,false,0,1.1340535990773654E-6,1.1340535990773654E-6]
[null,17,17,5282.0135119773704,null,337,8,19,4439.4286087396531,1,0.33391192286044968,0.33391192286044968,1.8221416838338205E+26,0,false,0,1.8900279341841962E-24,1.8900279341841962E-24,5.7500984007700467E+22,0,false,0,6.1310082688041868E-21,6.1310082688041868E-21,1.8197651037304537E+19,0,false,0,1.7677356272764023E-17,1.7677356272764023E-17,6307344294471769,0,false,0,5.5882328760721146E-14,5.5882328760721146E-14,1995213419000.0435,0,false,0,1.7671543983821313E-10,1.7671543983821313E-10,630941882.21720183,0,false,0,5.5882328760721286E-7,5.5882328760721286E-7]
[null,17,18,5667.3327960589268,null,338,11,18,4446.3523146254929,1,0.21324370099594275,0.21324370099594275,1.184937265793701E+26,0,false,0,1.1853417408323905E-24,1.1853417408323905E-24,3.7392843473715773E+22,0,false,0,3.8450966162777791E-21,3.8450966162777791E-21,1.1833917776713236E+19,0,false,0,1.1086454268051257E-17,1.1086454268051257E-17,4101660902123589,0,false,0,3.5046919496241629E-14,3.5046919496241629E-14,1297485675433.5703,0,false,0,1.1082809058068477E-10,1.1082809058068477E-10,410300996.58120513,0,false,0,3.5046919496241649E-7,3.5046919496241649E-7]
[null,17,19,6074.6703249451439,null,339,15,16,4453.5770512020217,1,0.32860584611856092,0.32860584611856092,1.8607688891683508E+26,0,false,0,1.7924400866684599E-24,1.7924400866684599E-24,5.871993549534163E+22,0,false,0,5.814445804709202E-21,5.814445804709202E-21,1.8583419284340433E+19,0,false,0,1.6764621007201812E-17,1.6764621007201812E-17,6441052383880799,0,false,0,5.2996955439358739E-14,5.2996955439358739E-14,2037509536313.8828,0,false,0,1.6759108824282359E-10,1.6759108824282359E-10,644317088.90654111,0,false,0,5.2996955439358868E-7,5.2996955439358868E-7]
[null,17,20,6504.0260986360217,null,340,3,20,4469.0586295802996,1,0.81286150631255794,0.81286150631255794,4.7924343128582357E+26,0,false,0,4.2585667575567031E-24,4.2585667575567031E-24,1.5123395245632634E+23,0,false,0,1.3814244504859487E-20,1.3814244504859487E-20,4.7861836441337315E+19,0,false,0,3.983020590495821E-17,3.983020590495821E-17,1.6589013625020424E+16,0,false,0,1.2591275678577887E-13,1.2591275678577887E-13,5247632132849.5283,0,false,0,3.9817109791388386E-10,3.9817109791388386E-10,1659446986.2491772,0,false,0,1.2591275678577895E-6,1.2591275678577895E-6]
[null,18,1,2365.7571937382381,null,341,19,13,4484.1961728835031,1,0.4539718443691203,0.4539718443691203,2.7838319069140324E+26,0,false,0,2.2866586687434531E-24,2.2866586687434531E-24,8.7848862346858388E+22,0,false,0,7.417627513558476E-21,7.417627513558476E-21,2.7802010149917483E+19,0,false,0,2.1387027794924968E-17,2.1387027794924968E-17,9636235453380930,0,false,0,6.7609483002392874E-14,6.7609483002392874E-14,3048247469554.0376,0,false,0,2.1379995771400121E-10,2.1379995771400121E-10,963940487.56355047,0,false,0,6.760948300239316E-7,6.760948300239316E-7]
[null,18,2,2398.7845609452283,null,342,20,12,4492.4100103008668,1,2.0607118098996661E-5,2.0607118098996661E-5,1.2908390266570103E+22,0,false,0,1.0161292338779727E-28,1.0161292338779727E-28,4.0734765516230953E+18,0,false,0,3.2961929410681459E-25,3.2961929410681459E-25,1289155413151749,0,false,0,9.5038164048008793E-22,9.5038164048008793E-22,446823989709.52441,0,false,0,3.0043824688473737E-18,3.0043824688473737E-18,141344625.97530359,0,false,0,9.5006915638376591E-15,9.5006915638376591E-15,44697.095310655845,0,false,0,3.0043824688474125E-11,3.0043824688474125E-11]
[null,18,3,2453.8301729568798,null,343,18,14,4512.5360621926266,1,0.75642972443295908,0.75642972443295908,4.9910786338434491E+26,0,false,0,3.5410272908752081E-24,3.5410272908752081E-24,1.5750253410699062E+23,0,false,0,1.1486638481768357E-20,1.1486638481768357E-20,4.9845688776148869E+19,0,false,0,3.3119087744806336E-17,3.3119087744806336E-17,1.7276621035416394E+16,0,false,0,1.0469731565358438E-13,1.0469731565358438E-13,5465144205787.7939,0,false,0,3.3108198237092896E-10,3.3108198237092896E-10,1728230343.1561303,0,false,0,1.0469731565358499E-6,1.0469731565358499E-6]
[null,18,4,2530.8940297731911,null,344,4,20,4519.9328163066921,1,0.78271220653858598,0.78271220653858598,5.2637828920692158E+26,0,false,0,3.5949492065472524E-24,3.5949492065472524E-24,1.6610821133296731E+23,0,false,0,1.1661554262046204E-20,1.1661554262046204E-20,5.2569174535575691E+19,0,false,0,3.3623417282483598E-17,3.3623417282483598E-17,1.8220586953357096E+16,0,false,0,1.0629162130615788E-13,1.0629162130615788E-13,5763750620567.584,0,false,0,3.3612361951953986E-10,3.3612361951953986E-10,1822657982.6202531,0,false,0,1.0629162130615777E-6,1.0629162130615777E-6]
[null,18,5,2629.9761313941631,null,345,9,19,4562.9802050751787,1,0.5061637631637701,0.5061637631637701,3.8005779480342023E+26,0,false,0,2.0821833517660926E-24,2.0821833517660926E-24,1.1993412682932711E+23,0,false,0,6.7543358042242111E-21,6.7543358042242111E-21,3.7956209361767948E+19,0,false,0,1.9474578268746238E-17,1.9474578268746238E-17,1.3155702352295574E+16,0,false,0,6.1563775063312513E-14,6.1563775063312513E-14,4161566682300.2637,0,false,0,1.946817505583433E-10,1.946817505583433E-10,1316002935.0739231,0,false,0,6.156377506331222E-7,6.156377506331222E-7]
[null,18,6,2751.0764778197949,null,346,17,15,4577.4296782282372,1,0.73928481731381235,0.73928481731381235,5.7588401867077066E+26,0,false,0,2.9313998481235449E-24,2.9313998481235449E-24,1.8173064170403035E+23,0,false,0,9.5090852272373108E-21,9.5090852272373108E-21,5.7513290556427076E+19,0,false,0,2.7417266462558253E-17,2.7417266462558253E-17,1.9934228011282204E+16,0,false,0,8.6672502072132143E-14,8.6672502072132143E-14,6305829738892.9873,0,false,0,2.7408251705360257E-10,2.7408251705360257E-10,1994078451.2126658,0,false,0,8.6672502072132364E-7,8.6672502072132364E-7]
[null,18,7,2894.1950690500876,null,347,5,20,4585.3424849549119,1,0.58194107571147302,0.58194107571147302,4.625124782270241E+26,0,false,0,2.2616275407897058E-24,2.2616275407897058E-24,1.4595419692028348E+23,0,false,0,7.3364297441043121E-21,7.3364297441043121E-21,4.6190923317584536E+19,0,false,0,2.1152912648400303E-17,2.1152912648400303E-17,1.6009871606302754E+16,0,false,0,6.6869389326388107E-14,6.6869389326388107E-14,5064431109834.9688,0,false,0,2.1145957601593794E-10,2.1145957601593794E-10,1601513736.0092955,0,false,0,6.68693893263878E-7,6.68693893263878E-7]
[null,18,8,3059.3319050850405,null,348,14,17,4606.1136026124332,1,3.7245230437518199E-2,3.7245230437518199E-2,3.1198725518612582E+25,0,false,0,1.3733808619654949E-25,1.3733808619654949E-25,9.8453234071889416E+21,0,false,0,4.4550714138319523E-22,4.4550714138319523E-22,3.1158033693725097E+18,0,false,0,1.2845176706681385E-18,1.2845176706681385E-18,1079944030370777.1,0,false,0,4.0606659538694058E-15,4.0606659538694058E-15,341620612506.17358,0,false,0,1.2840953231327573E-11,1.2840953231327573E-11,108029923.11813088,0,false,0,4.0606659538694162E-8,4.0606659538694162E-8]
[null,18,9,3246.4869859246537,null,349,12,18,4613.5103567264987,1,0.14067236548916442,0.14067236548916442,1.2005413830862889E+26,0,false,0,5.0912797308903783E-25,5.0912797308903783E-25,3.7885259681992192E+22,0,false,0,1.6515458615355035E-21,1.6515458615355035E-21,1.1989755428502411E+19,0,false,0,4.7618537302782639E-18,4.7618537302782639E-18,4155674561461316,0,false,0,1.5053352523978483E-14,1.5053352523978483E-14,1314571912190.0332,0,false,0,4.7602880397216367E-11,4.7602880397216367E-11,415704139.06033772,0,false,0,1.5053352523978384E-7,1.5053352523978384E-7]
[null,18,10,3455.6603115689277,null,350,6,20,4665.2876355249582,1,0.25431380149798366,0.25431380149798366,2.4711109985052026E+26,0,false,0,8.0841454574552454E-25,8.0841454574552454E-25,7.7980387182261567E+22,0,false,0,2.6223931270765472E-21,2.6223931270765472E-21,2.4678879817198305E+19,0,false,0,7.5610691687456325E-18,7.5610691687456325E-18,8553751882035141,0,false,0,2.390233848040968E-14,2.390233848040968E-14,2705823519542.3989,0,false,0,7.5585831002382705E-11,7.5585831002382705E-11,855656526.82070577,0,false,0,2.3902338480409867E-7,2.3902338480409867E-7]
[null,18,11,3686.8518820178615,null,351,16,16,4678.8770209903341,1,0.44196911154504026,0.44196911154504026,4.4422317582634298E+26,0,false,0,1.3582169227178853E-24,1.3582169227178853E-24,1.4018267599968922E+23,0,false,0,4.4058815393156963E-21,4.4058815393156963E-21,4.4364378511787E+19,0,false,0,1.2703348984598404E-17,1.2703348984598404E-17,1.537678731779622E+16,0,false,0,4.0158308367255795E-14,4.0158308367255795E-14,4864166432846.6953,0,false,0,1.2699172141992617E-10,1.2699172141992617E-10,1538184484.593199,0,false,0,4.0158308367255892E-7,4.0158308367255892E-7]
[null,18,12,3940.0616972714561,null,352,10,19,4701.0672833325316,1,0.56807800126503094,0.56807800126503094,6.0326528435598787E+26,0,false,0,1.6523198583943394E-24,1.6523198583943394E-24,1.9037129645796447E+23,0,false,0,5.3599137511677172E-21,5.3599137511677172E-21,6.0247845845513282E+19,0,false,0,1.5454082072076376E-17,1.5454082072076376E-17,2.0882030651589104E+16,0,false,0,4.8854030077876072E-14,4.8854030077876072E-14,6605649830870.666,0,false,0,1.5449000792446133E-10,1.5449000792446133E-10,2088889889.1057372,0,false,0,4.8854030077876012E-7,4.8854030077876012E-7]
[null,18,13,4215.2897573297114,null,353,7,20,4759.7682680168309,1,0.12875081751630119,0.12875081751630119,1.5794681944084635E+26,0,false,0,3.2417208843795985E-25,3.2417208843795985E-25,4.9842982130929713E+22,0,false,0,1.051572687779621E-21,1.051572687779621E-21,1.577408128104006E+19,0,false,0,3.0319686801228551E-18,3.0319686801228551E-18,5467329896839237,0,false,0,9.5847743271365333E-15,9.5847743271365333E-15,1729490173199.3335,0,false,0,3.0309717732459335E-11,3.0309717732459335E-11,546912813.8188982,0,false,0,9.5847743271365897E-8,9.5847743271365897E-8]
[null,18,14,4512.5360621926266,null,354,20,13,4767.6380703591221,1,2.2039230616562454E-5,2.2039230616562454E-5,2.7561265722745659E+22,0,false,0,5.4435248986466499E-29,5.4435248986466499E-29,8.6974570288142049E+18,0,false,0,1.7658096772760058E-25,1.7658096772760058E-25,2752531815822741.5,0,false,0,5.0913072379839855E-22,5.0913072379839855E-22,954033342451.27661,0,false,0,1.6094833441424766E-18,1.6094833441424766E-18,301791061.04935604,0,false,0,5.0896332235948242E-15,5.0896332235948242E-15,95434.713039489492,0,false,0,1.609483344142466E-11,1.609483344142466E-11]
[null,18,15,4831.8006118602025,null,355,19,14,4781.4424777464183,1,0.42446913780091755,0.42446913780091755,5.4896928873045498E+26,0,false,0,1.0137496152278823E-24,1.0137496152278823E-24,1.7323721076174677E+23,0,false,0,3.288473763294934E-21,3.288473763294934E-21,5.482532799257949E+19,0,false,0,9.4815599259891037E-18,9.4815599259891037E-18,1.9002574507976736E+16,0,false,0,2.997346666395836E-14,2.997346666395836E-14,6011118132094.6396,0,false,0,9.4784424029236352E-11,9.4784424029236352E-11,1900882458.1756117,0,false,0,2.9973466663958164E-7,2.9973466663958164E-7]
[null,18,16,5173.0834063324382,null,356,13,18,4795.2038807493318,1,3.7436149100456423E-2,3.7436149100456423E-2,5.0061623185623496E+25,0,false,0,8.6469694165260634E-26,8.6469694165260634E-26,1.579785271219662E+22,0,false,0,2.8049660025634077E-22,2.8049660025634077E-22,4.9996328890090916E+18,0,false,0,8.0874761843984334E-19,8.0874761843984334E-19,1732883321715585,0,false,0,2.556643629326978E-15,2.556643629326978E-15,548166057793.71259,0,false,0,8.0848170340325835E-12,8.0848170340325835E-12,173345327.86236408,0,false,0,2.5566436293270069E-8,2.5566436293270069E-8]
[null,18,17,5536.3844456093357,null,357,15,17,4816.8780904789191,1,8.5223597340068236E-2,8.5223597340068236E-2,1.2010069290348498E+26,0,false,0,1.8679305472943011E-25,1.8679305472943011E-25,3.7899950828339138E+22,0,false,0,6.0593271791808262E-22,6.0593271791808262E-22,1.1994404815972438E+19,0,false,0,1.747068028999957E-18,1.747068028999957E-18,4157286048980903,0,false,0,5.5228976809356146E-15,5.5228976809356146E-15,1315081676898.2175,0,false,0,1.7464935955818545E-11,1.7464935955818545E-11,415865340.815198,0,false,0,5.5228976809356283E-8,5.5228976809356283E-8]
[null,18,18,5921.703729690892,null,358,18,15,4831.8006118602025,1,0.60554236758043378,0.60554236758043378,8.846041490920084E+26,0,false,0,1.2803438221965716E-24,1.2803438221965716E-24,2.7915287532999545E+23,0,false,0,4.1532711865381985E-21,4.1532711865381985E-21,8.8345037897700426E+19,0,false,0,1.197500496540041E-17,1.197500496540041E-17,3.0620576775907532E+16,0,false,0,3.7855839643783125E-14,3.7855839643783125E-14,9686261416609.0879,0,false,0,1.1971067601245173E-10,1.1971067601245173E-10,3063064808.8293881,0,false,0,3.7855839643783152E-7,3.7855839643783152E-7]
[null,18,19,6329.0412585771101,null,359,11,19,4853.6898435117109,1,0.50615807918947608,0.50615807918947608,7.7931692720978598E+26,0,false,0,1.0154177492662492E-24,1.0154177492662492E-24,2.4592758382068265E+23,0,false,0,3.2938849762181061E-21,3.2938849762181061E-21,7.7830048094775509E+19,0,false,0,9.4971619174588972E-18,9.4971619174588972E-18,2.6976059095908188E+16,0,false,0,3.002278827083091E-14,3.002278827083091E-14,8533384668261.8408,0,false,0,9.4940392644813697E-11,9.4940392644813697E-11,2698493170.2067819,0,false,0,3.0022788270830825E-7,3.0022788270830825E-7]
[null,18,20,6758.3970322679879,null,360,8,20,4868.784382430531,1,0.48374930947813027,0.48374930947813027,7.72195396542584E+26,0,false,0,9.3605209843646638E-25,9.3605209843646638E-25,2.4368025571969842E+23,0,false,0,3.0364329816228984E-21,3.0364329816228984E-21,7.7118823873942487E+19,0,false,0,8.7548581344497041E-18,8.7548581344497041E-18,2.6729547278412528E+16,0,false,0,2.7676189412813029E-14,2.7676189412813029E-14,8455405147365.7178,0,false,0,8.7519795498727137E-11,8.7519795498727137E-11,2673833880.5187368,0,false,0,2.767618941281295E-7,2.767618941281295E-7]
[null,19,1,2634.6636092920298,null,361,17,16,4918.712472700473,1,0.45898843541702289,0.45898843541702289,8.2494593478014405E+26,0,false,0,7.8879566116692524E-25,7.8879566116692524E-25,2.603266443211266E+23,0,false,0,2.5587519811440027E-21,2.5587519811440027E-21,8.2386997558752625E+19,0,false,0,7.3775745197527698E-18,7.3775745197527698E-18,2.855550740728084E+16,0,false,0,2.3322268240118573E-14,2.3322268240118573E-14,9033014356818.6465,0,false,0,7.3751487840181348E-11,7.3751487840181348E-11,2856489950.4547892,0,false,0,2.3322268240118544E-7,2.3322268240118544E-7]
[null,19,2,2667.6909764990201,null,362,14,18,4991.4328866939904,1,7.3960696768332487E-2,7.3960696768332487E-2,1.5766355103070439E+26,0,false,0,1.0716604350953587E-25,1.0716604350953587E-25,4.9753591649026089E+22,0,false,0,3.4763290373038777E-22,3.4763290373038777E-22,1.5745791386114173E+19,0,false,0,1.0023197526328056E-18,1.0023197526328056E-18,5457524559491745,0,false,0,3.1685711978487794E-15,3.1685711978487794E-15,1726388433427.3662,0,false,0,1.0019901913610179E-11,1.0019901913610179E-11,545931957.58004344,0,false,0,3.1685711978487816E-8,3.1685711978487816E-8]
[null,19,3,2722.7365885106715,null,363,9,20,4992.3359787660565,1,0.73329628009616599,0.73329628009616599,1.5664743756822553E+27,0,false,0,1.0602839367707308E-24,1.0602839367707308E-24,4.9432938625858321E+23,0,false,0,3.4394251354953938E-21,3.4394251354953938E-21,1.5644312569353594E+20,0,false,0,9.9167935889132957E-18,9.9167935889132957E-18,5.4223517872151216E+16,0,false,0,3.1349343817983484E-14,3.1349343817983484E-14,17152621679258.588,0,false,0,9.9135329616547087E-11,9.9135329616547087E-11,5424135234.9639149,0,false,0,3.1349343817983623E-7,3.1349343817983623E-7]
[null,19,4,2799.8004453269828,null,364,12,19,5020.8478856127167,1,0.33390179394977831,0.33390179394977831,7.6211151326804321E+26,0,false,0,4.5186166206824282E-25,4.5186166206824282E-25,2.4049810355200912E+23,0,false,0,1.4657812915827456E-21,1.4657812915827456E-21,7.6111750765636731E+19,0,false,0,4.2262441956083359E-18,4.2262441956083359E-18,2.6380493611498948E+16,0,false,0,1.3360163359153047E-14,1.3360163359153047E-14,8344988381186.084,0,false,0,4.2248546126849753E-11,4.2248546126849753E-11,2638917033.2189479,0,false,0,1.3360163359153033E-7,1.3360163359153033E-7]
[null,19,5,2898.8825469479548,null,365,16,17,5042.1780602672316,1,0.11462424678066215,0.11462424678066215,2.748415815066142E+26,0,false,0,1.4765802799832119E-25,1.4765802799832119E-25,8.6731243366386367E+22,0,false,0,4.7898370930891964E-22,4.7898370930891964E-22,2.7448311155886608E+19,0,false,0,1.3810396768483459E-18,1.3810396768483459E-18,9513642634813974,0,false,0,4.3657949787517737E-15,4.3657949787517737E-15,3009467465600.1899,0,false,0,1.3805855930182049E-11,1.3805855930182049E-11,951677173.54710102,0,false,0,4.3657949787517772E-8,4.3657949787517772E-8]
[null,19,6,3019.9828933735866,null,366,20,14,5064.8843752220364,1,2.0606945857200359E-5,2.0606945857200359E-5,5.2060401323155682E+22,0,false,0,2.519453003281963E-29,2.519453003281963E-29,1.6428603387299428E+19,0,false,0,8.1727824846422347E-26,8.1727824846422347E-26,5199250006440197,0,false,0,2.3564343968664211E-22,2.3564343968664211E-22,1802071036334.7275,0,false,0,7.4492497428277261E-19,7.4492497428277261E-19,570052330.39802992,0,false,0,2.3556596046759124E-15,2.3556596046759124E-15,180266.37495446167,0,false,0,7.4492497428277551E-12,7.4492497428277551E-12]
[null,19,7,3163.1014846038793,null,367,19,15,5100.7070274139942,1,0.33979897717725593,0.33979897717725593,9.3175903234825362E+26,0,false,0,3.8276043225172589E-25,3.8276043225172589E-25,2.9403345356416112E+23,0,false,0,1.2416257625945192E-21,1.2416257625945192E-21,9.3054375913593586E+19,0,false,0,3.5799431350476031E-18,3.5799431350476031E-18,3.2252843281314848E+16,0,false,0,1.1317051946599538E-14,1.1317051946599538E-14,10202599178260.631,0,false,0,3.5787660549696859E-11,3.5787660549696859E-11,3226345145.7065787,0,false,0,1.1317051946599543E-7,1.1317051946599543E-7]
[null,19,8,3328.2383206388322,null,368,10,20,5130.4230570234095,1,0.82299349627154261,0.82299349627154261,2.4144037672508747E+27,0,false,0,8.66501700970215E-25,8.66501700970215E-25,7.6190887701290134E+23,0,false,0,2.810820410373688E-21,2.810820410373688E-21,2.4112547124843427E+20,0,false,0,8.1043560266839686E-18,8.1043560266839686E-18,8.3574597744121264E+16,0,false,0,2.5619797490582005E-14,2.5619797490582005E-14,26437300886326.055,0,false,0,8.1016913262505822E-11,8.1016913262505822E-11,8360208598.7978411,0,false,0,2.561979749058211E-7,2.561979749058211E-7]
[null,19,9,3515.3934014784459,null,369,18,16,5173.0834063324382,1,0.37595381017609097,0.37595381017609097,1.2143986762273863E+27,0,false,0,3.5949612157720167E-25,3.5949612157720167E-25,3.8322551687529735E+23,0,false,0,1.1661593218431696E-21,1.1661593218431696E-21,1.2128147622227385E+20,0,false,0,3.3623529604287007E-18,3.3623529604287007E-18,4.2036415881781848E+16,0,false,0,1.0629197638209957E-14,1.0629197638209957E-14,13297454069141.125,0,false,0,3.3612474236826037E-11,3.3612474236826037E-11,4205024193.995986,0,false,0,1.0629197638209983E-7,1.0629197638209983E-7]
[null,19,10,3724.5667271227194,null,370,15,18,5202.1973745604764,1,0.16923500180645579,0.16923500180645579,5.8351950940954979E+26,0,false,0,1.5160429778952909E-25,1.5160429778952909E-25,1.8414015922265555E+23,0,false,0,4.917849024993671E-22,4.917849024993671E-22,5.827584374971401E+19,0,false,0,1.4179489816188702E-18,1.4179489816188702E-18,2.0198530559070112E+16,0,false,0,4.4824740721462173E-15,4.4824740721462173E-15,6389437033088.71,0,false,0,1.4174827620631994E-11,1.4174827620631994E-11,2020517399.0788918,0,false,0,4.4824740721462354E-8,4.4824740721462354E-8]
[null,19,11,3955.7582975716537,null,371,13,19,5202.5414096355489,1,8.8858940416244134E-2,8.8858940416244134E-2,3.0661983247346697E+26,0,false,0,7.9540539390957262E-26,7.9540539390957262E-26,9.6759446534391671E+22,0,false,0,2.5801931066251523E-22,2.5801931066251523E-22,3.0621991483829334E+19,0,false,0,7.4393950878227148E-19,7.4393950878227148E-19,1.061364694129791E+16,0,false,0,2.3517697763388598E-15,2.3517697763388598E-15,3357433780865.0903,0,false,0,7.4369490255756058E-12,7.4369490255756058E-12,1061713784.0724272,0,false,0,2.351769776338874E-8,2.351769776338874E-8]
[null,19,12,4208.9681128252478,null,372,17,17,5282.0135119773704,1,0.11903819139485121,0.11903819139485121,4.8993165757586632E+26,0,false,0,8.933541310076282E-26,8.933541310076282E-26,1.5460681601807383E+23,0,false,0,2.8979262502499716E-22,2.8979262502499716E-22,4.8929265028035944E+19,0,false,0,8.3555057393284975E-19,8.3555057393284975E-19,1.6958986628254088E+16,0,false,0,2.6413741482749598E-15,2.6413741482749598E-15,5364666349828.3623,0,false,0,8.3527584612361742E-12,8.3527584612361742E-12,1696456455.2319298,0,false,0,2.6413741482749565E-8,2.6413741482749565E-8]
[null,19,13,4484.1961728835031,null,373,11,20,5283.0456172025888,1,0.73328804553354165,0.73328804553354165,3.0248953239932368E+27,0,false,0,5.4906703797503492E-25,5.4906703797503492E-25,9.5456055472008052E+23,0,false,0,1.7811030668209756E-21,1.7811030668209756E-21,3.0209500182545944E+20,0,false,0,5.1354022193885859E-18,5.1354022193885859E-18,1.0470676584830792E+17,0,false,0,1.6234228168188651E-14,1.6234228168188651E-14,33122077141681.395,0,false,0,5.1337137066339118E-11,5.1337137066339118E-11,10474120460.351295,0,false,0,1.6234228168188773E-7,1.6234228168188773E-7]
[null,19,14,4781.4424777464183,null,374,20,15,5384.1489248896132,1,1.6496415172374486E-5,1.6496415172374486E-5,8.4829106446557673E+22,0,false,0,9.9087934869717129E-30,9.9087934869717129E-30,2.6769362319334609E+19,0,false,0,3.2142855512195628E-26,3.2142855512195628E-26,8471846567237464,0,false,0,9.2676552306115687E-23,9.2676552306115687E-23,2936359918099.686,0,false,0,2.9297263032255337E-19,2.9297263032255337E-19,928863946.23190224,0,false,0,9.2646080390977818E-16,9.2646080390977818E-16,293732.57065049809,0,false,0,2.9297263032255453E-12,2.9297263032255453E-12]
[null,19,15,5100.7070274139942,null,375,14,19,5398.7704155802076,1,0.17555409157190877,0.17555409157190877,9.3166590236726815E+26,0,false,0,1.0217584163493917E-25,1.0217584163493917E-25,2.9400406471040291E+23,0,false,0,3.3144532872009294E-22,3.3144532872009294E-22,9.3045075062236266E+19,0,false,0,9.5564659250919621E-19,9.5564659250919621E-19,3.2249619586585356E+16,0,false,0,3.0210262347850504E-15,3.0210262347850504E-15,10201579421183.328,0,false,0,9.553323773043413E-12,9.553323773043413E-12,3226022670.2041326,0,false,0,3.0210262347850525E-8,3.0210262347850525E-8]
[null,19,16,5441.9898218862299,null,376,16,18,5427.4973443487879,1,0.22761811536285309,0.22761811536285309,1.2848515009373158E+27,0,false,0,1.2455100131297899E-25,1.2455100131297899E-25,4.054581828797233E+23,0,false,0,4.0402747765065304E-22,4.0402747765065304E-22,1.2831756968327283E+20,0,false,0,1.164920573139241E-18,1.164920573139241E-18,4.4475140740041112E+16,0,false,0,3.6825910754875692E-15,3.6825910754875692E-15,14068900233371.02,0,false,0,1.1645375489549769E-11,1.1645375489549769E-11,4448976891.1126938,0,false,0,3.6825910754875716E-8,3.6825910754875716E-8]
[null,19,17,5805.2908611631274,null,377,19,16,5441.9898218862299,1,0.21096578373892089,0.21096578373892089,1.2283528513305948E+27,0,false,0,1.1191477391248204E-25,1.1191477391248204E-25,3.8762900979008005E+23,0,false,0,3.6303717624943228E-22,3.6303717624943228E-22,1.2267507371962758E+20,0,false,0,1.046734439663566E-18,1.046734439663566E-18,4.2519439718523184E+16,0,false,0,3.3089765901574347E-15,3.3089765901574347E-15,13450249856998.906,0,false,0,1.0463902749074906E-11,1.0463902749074906E-11,4253342464.6470342,0,false,0,3.3089765901574142E-8,3.3089765901574142E-8]
[null,19,18,6190.6101452446846,null,378,12,20,5450.2036593035946,1,0.48373463538832523,0.48373463538832523,2.8663808023203143E+27,0,false,0,2.5215465773235674E-25,2.5215465773235674E-25,9.0453842385853911E+23,0,false,0,8.1795737703838349E-22,8.1795737703838349E-22,2.8626422436538742E+20,0,false,0,2.3583925083603208E-18,2.3583925083603208E-18,9.9219784936038032E+16,0,false,0,7.4554397991100856E-15,7.4554397991100856E-15,31386370727882.09,0,false,0,2.357617072345619E-11,2.357617072345619E-11,9925241898.6543732,0,false,0,7.4554397991101318E-8,7.4554397991101318E-8]
[null,19,19,6597.9476741309018,null,379,18,17,5536.3844456093357,1,9.7503244435132641E-2,9.7503244435132641E-2,6.9336948134026308E+26,0,false,0,4.2350634884888566E-26,4.2350634884888566E-26,2.1880530922319785E+23,0,false,0,1.3738002913720638E-22,1.3738002913720638E-22,6.9246513447840055E+19,0,false,0,3.9610380761968305E-19,3.9610380761968305E-19,2.4000987853429592E+16,0,false,0,1.2521783721065119E-15,1.2521783721065119E-15,7592275100059.4316,0,false,0,3.9597356926584386E-12,3.9597356926584386E-12,2400888193.8770452,0,false,0,1.2521783721065172E-8,1.2521783721065172E-8]
[null,19,20,7027.3034478217796,null,380,15,19,5609.5349034466935,1,0.40169844664069576,0.40169844664069576,3.3275563668173243E+27,0,false,0,1.4978261103515635E-25,1.4978261103515635E-25,1.0500707334157821E+24,0,false,0,4.8587558425478903E-22,4.8587558425478903E-22,3.3232163068074931E+20,0,false,0,1.400910817689138E-18,1.400910817689138E-18,1.1518337926729752E+17,0,false,0,4.428612382450704E-15,4.428612382450704E-15,36436162865139.633,0,false,0,1.4004502002568906E-11,1.4004502002568906E-11,11522126385.068832,0,false,0,4.4286123824506913E-8,4.4286123824506913E-8]
[null,20,1,2918.1055067676484,null,381,13,20,5631.8971833264268,1,0.1287329026741017,0.1287329026741017,1.1168742012415212E+27,0,false,0,4.583121574058651E-26,4.583121574058651E-26,3.5244990087202506E+23,0,false,0,1.4867058713402904E-22,1.4867058713402904E-22,1.1154174863064385E+20,0,false,0,4.286575422547641E-19,4.286575422547641E-19,3.8660605722062128E+16,0,false,0,1.3550884720783181E-15,1.3550884720783181E-15,12229578047758.688,0,false,0,4.2851660028049615E-12,4.2851660028049615E-12,3867332145.3712835,0,false,0,1.3550884720783141E-8,1.3550884720783141E-8]
[null,20,2,2951.1328739746386,null,382,17,18,5667.3327960589268,1,0.23638322207121165,0.23638322207121165,2.2059851672752091E+27,0,false,0,7.8237906578500195E-26,7.8237906578500195E-26,6.9613860958292324E+23,0,false,0,2.5379373684958789E-22,2.5379373684958789E-22,2.2031079483940212E+20,0,false,0,7.3175603577539463E-19,7.3175603577539463E-19,7.6360186926998528E+16,0,false,0,2.3132549196197692E-15,2.3132549196197692E-15,24155153503770.473,0,false,0,7.3151543545881347E-12,7.3151543545881347E-12,7638530230.2911978,0,false,0,2.3132549196197548E-8,2.3132549196197548E-8]
[null,20,3,3006.1784859862901,null,383,20,16,5725.431719361849,1,1.0241876490131917E-5,1.0241876490131917E-5,1.0761341959908668E+23,0,false,0,3.0107808820738303E-30,3.0107808820738303E-30,3.3959365368128713E+19,0,false,0,9.766587122703012E-27,9.766587122703012E-27,1.0747306173660818E+16,0,false,0,2.8159714123283051E-23,2.8159714123283051E-23,3725039024895.0225,0,false,0,8.9019555761839507E-20,8.9019555761839507E-20,1178348208.33922,0,false,0,2.8150455250377998E-16,2.8150455250377998E-16,372626.42151305295,0,false,0,8.9019555761840194E-13,8.9019555761840194E-13]
[null,20,4,3083.2423428026013,null,384,19,17,5805.2908611631274,1,5.4713764889656888E-2,5.4713764889656888E-2,6.7534710479628006E+26,0,false,0,1.3691551699104744E-26,1.3691551699104744E-26,2.1311802159550508E+23,0,false,0,4.4413638106467463E-23,4.4413638106467463E-23,6.7446626413147349E+19,0,false,0,1.2805653976564608E-19,1.2805653976564608E-19,2.3377143204706108E+16,0,false,0,4.048171878602607E-16,4.048171878602607E-16,7394933214728.0605,0,false,0,1.2801443496226822E-12,1.2801443496226822E-12,2338483210.3371797,0,false,0,4.0481718786025956E-9,4.0481718786025956E-9]
[null,20,5,{"$f":"3.1416/2*SQRT($H$2/$I$2)*(B394^2/$C$2^2+C394^2/$D$2^2)","v":3182.3244444235734},null,385,14,20,5828.1261892710854,1,{"$f":"ABS(SIN(G394*3.1416*$J$2/$C$2)*SIN(H394*3.1416*$K$2/$D$2))*(1/F394^$M$2)+(1-1/F394^$M$2)","v":0.25433105187281169},0.25433105187281169,3.285889839477477E+27,0,false,0,6.0804019365404569E-26,6.0804019365404569E-26,1.0369221053838353E+24,0,{"$f":"AND($I394>44.548,$I394<89.095)","v":false},0,1.9724044219840315E-22,{"$f":"IF($I394>89.095,W394,0)","v":1.9724044219840315E-22},3.2816041242207322E+20,0,false,0,5.6869758044198449E-19,5.6869758044198449E-19,1.1374109222771624E+17,0,false,0,1.7977883494179531E-15,1.7977883494179531E-15,35979921645210.82,0,false,0,5.6851059350753683E-12,5.6851059350753683E-12,11377850243.325905,0,false,0,1.7977883494179538E-8,1.7977883494179538E-8]
[null,20,6,3303.4247908492052,null,386,16,19,5834.8348732350059,{"$f":"IF(ABS(I395-I394)>0.0001,1,$L$2)","v":1},0.540277379930591,{"$f":"$J395*$K395","v":0.540277379930591},{"$f":"10^(LOG10($I395/22.27)/LOG10(2)*70/20)*$L395","v":7.0742335549253179E+27},{"$f":"IF($I395<22.27,M395,0)","v":0},{"$f":"AND($I395>22.27,$I395<44.45)","v":false},{"$f":"IF($O395=TRUE,$L395,0)","v":0},{"$f":"10^(LOG10(44.45/$I395)/LOG10(2)*70/20)*$L395","v":1.2745024936752985E-25},{"$f":"IF($I395>44.45,Q395,0)","v":1.2745024936752985E-25},{"$f":"10^(LOG10($I395/44.548)/LOG10(2)*70/20)*$L395","v":2.2324026398025907E+24},{"$f":"IF($I395<44.528,S395,0)","v":0},false,{"$f":"IF($U395=TRUE,$L395,0)","v":0},{"$f":"10^(LOG10(89.095/$I395)/LOG10(2)*70/20)*$L395","v":4.1343226658221894E-22},4.1343226658221894E-22,{"$f":"10^(LOG10($I395/89.09)/LOG10(2)*70/20)*$L395","v":7.0650067846568215E+20},{"$f":"IF($I395<89.09,Y395,0)","v":0},{"$f":"AND($I395>89.09,$I395<176.78)","v":false},{"$f":"IF($AA395=TRUE,$L395,0)","v":0},{"$f":"10^(LOG10(176.78/$I395)/LOG10(2)*70/20)*$L395","v":1.192037125152303E-18},{"$f":"IF($I395>176.78,AC395,0)","v":1.192037125152303E-18},{"$f":"10^(LOG10($I395/176.78)/LOG10(2)*70/20)*$L395","v":2.4487462773222691E+17},{"$f":"IF($I395<176.78,AE395,0)","v":0},{"$f":"AND($I395>176.78,$I395<353.55)","v":false},{"$f":"IF($AG395=TRUE,$L395,0)","v":0},{"$f":"10^(LOG10(353.55/$I395)/LOG10(2)*70/20)*$L395","v":3.7683129476424783E-15},{"$f":"IF($I395>353.55,AI395,0)","v":3.7683129476424783E-15},{"$f":"10^(LOG10($I395/353.55)/LOG10(2)*70/20)*$L395","v":77461625751460.375},{"$f":"IF($I395<353.55,AK395,0)","v":0},{"$f":"AND($I395>353.55,$I395<707.1)","v":false},{"$f":"IF($AM395=TRUE,$L395,0)","v":0},{"$f":"10^(LOG10(707.1/$I395)/LOG10(2)*70/20)*$L395","v":1.1916451850853005E-11},{"$f":"IF($I395>707.1,AO395,0)","v":1.1916451850853005E-11},{"$f":"10^(LOG10($I395/707.1)/LOG10(2)*70/20)*$L395","v":24495516863.416801},{"$f":"IF($I395<707.1,AQ395,0)","v":0},{"$f":"AND($I395>707.1,$I395<1414.2)","v":false},{"$f":"IF($AS395=TRUE,$L395,0)","v":0},{"$f":"10^(LOG10(1414.2/$I395)/LOG10(2)*70/20)*$L395","v":3.7683129476424672E-8},{"$f":"IF($I395>1414.2,AU395,0)","v":3.7683129476424672E-8}]
[null,20,7,3446.5433820794979,null,387,18,18,5921.703729690892,1,0.19361963426949796,0.19361963426949796,3.0104658140528781E+27,0,false,0,3.8463748321121922E-26,3.8463748321121922E-26,9.5000706128059067E+23,0,false,0,1.2477146752213868E-22,1.2477146752213868E-22,3.0065393284128971E+20,0,false,0,3.5974991181909794E-19,3.5974991181909794E-19,1.0420728829394533E+17,0,false,0,1.1372550586022639E-15,1.1372550586022639E-15,32964076520116.105,0,false,0,3.5963162657314271E-12,3.5963162657314271E-12,10424156276.764395,0,false,0,1.1372550586022645E-8,1.1372550586022645E-8]
[null,20,8,3611.6802181144508,null,388,15,20,6038.8906771375714,1,0.58195390124504776,0.58195390124504776,1.1363764904261672E+28,0,false,0,9.2053740593313124E-26,9.2053740593313124E-26,3.586042017612924E+24,0,false,0,2.9861053085205426E-22,2.9861053085205426E-22,1.1348943390758713E+21,0,false,0,8.6097498310837542E-19,8.6097498310837542E-19,3.9335677553792595E+17,0,false,0,2.7217467543462835E-15,2.7217467543462835E-15,124431247188415.8,0,false,0,8.6069189579050937E-12,8.6069189579050937E-12,39348615321.081734,0,false,0,2.7217467543462855E-8,2.7217467543462855E-8]
[null,20,9,3798.8352989540645,null,389,17,19,6074.6703249451439,1,0.56108235355782121,0.56108235355782121,1.1735165635702026E+28,0,false,0,8.2861064735109794E-26,8.2861064735109794E-26,3.7032442511630124E+24,0,false,0,2.6879066910307541E-22,2.6879066910307541E-22,1.1719859712234458E+21,0,false,0,7.7499625056882208E-19,7.7499625056882208E-19,4.0621281360125427E+17,0,false,0,2.4499475257700158E-15,2.4499475257700158E-15,128498020534149.34,0,false,0,7.7474143293273599E-12,7.7474143293273599E-12,40634641971.099586,0,false,0,2.4499475257700261E-8,2.4499475257700261E-8]
[null,20,10,4008.008624598338,null,390,20,17,6088.7327586387455,1,2.6562204182051893E-6,2.6562204182051893E-6,5.7069267251128254E+22,0,false,0,3.8186727174413305E-31,3.8186727174413305E-31,1.8009241831479683E+19,0,false,0,1.2387284644337903E-27,1.2387284644337903E-27,5699483303656221,0,false,0,3.571589440260365E-24,3.571589440260365E-24,1975452953958.7317,0,false,0,1.1290643929967184E-20,1.1290643929967184E-20,624898540.22972965,0,false,0,3.5704151068651014E-17,3.5704151068651014E-17,197610.2693640301,0,false,0,1.1290643929967269E-13,1.1290643929967269E-13]
[null,20,11,4239.2001950472722,null,391,19,18,6190.6101452446846,1,0.10864929889066879,0.10864929889066879,2.8310905983907213E+27,0,false,0,1.2879132228451172E-26,1.2879132228451172E-26,8.9340196026853102E+23,0,false,0,4.1778253516522474E-23,4.1778253516522474E-23,2.8273980679762274E+20,0,false,0,1.2045801269314947E-19,1.2045801269314947E-19,9.7998214361253728E+16,0,false,0,3.807964360345605E-16,3.807964360345605E-16,30999949139131.41,0,false,0,1.2041840627438306E-12,1.2041840627438306E-12,9803044662.9031029,0,false,0,3.807964360345621E-9,3.807964360345621E-9]
[null,20,12,4492.4100103008668,null,392,16,20,6264.1906469258838,1,0.78271781141910701,0.78271781141910701,2.3398868163454646E+28,0,false,0,8.0872728586050985E-26,8.0872728586050985E-26,7.3839370231310375E+24,0,false,0,2.6234076159083534E-22,2.6234076159083534E-22,2.3368349524310093E+21,0,false,0,7.5639942146317218E-19,7.5639942146317218E-19,8.0995193138516378E+17,0,false,0,2.391158524634736E-15,2.391158524634736E-15,256213532478488.59,0,false,0,7.5615071843735939E-12,7.5615071843735939E-12,81021832998.955124,0,false,0,2.391158524634729E-8,2.391158524634729E-8]
[null,20,13,4767.6380703591221,null,393,18,19,6329.0412585771101,1,0.4595781339261345,0.4595781339261345,1.5486560456259092E+28,0,false,0,4.2126003138849078E-26,4.2126003138849078E-26,4.8870648919902929E+24,0,false,0,1.3665135255656082E-22,1.3665135255656082E-22,1.5466361669426723E+21,0,false,0,3.9400283581228367E-19,3.9400283581228367E-19,5.3606736293557197E+17,0,false,0,1.2455367003855723E-15,1.2455367003855723E-15,169575140674413.31,0,false,0,3.9387328825491396E-12,3.9387328825491396E-12,53624367907.460632,0,false,0,1.2455367003855687E-8,1.2455367003855687E-8]
[null,20,14,5064.8843752220364,null,394,20,18,6474.0520427203028,1,5.2746596166265517E-6,5.2746596166265517E-6,2.3130073887428972E+23,0,false,0,3.7153383574301518E-31,3.7153383574301518E-31,7.2991141166345781E+19,0,false,0,1.2052081230557006E-27,1.2052081230557006E-27,2.3099905830862368E+16,0,false,0,3.4749412233691342E-24,3.4749412233691342E-24,8006476162579.8301,0,false,0,1.0985115923000665E-20,1.0985115923000665E-20,2532702819.5502892,0,false,0,3.4737986677665271E-17,3.4737986677665271E-17,800910.95461093576,0,false,0,1.0985115923000751E-13,1.0985115923000751E-13]
[null,20,15,5384.1489248896132,null,395,17,20,6504.0260986360217,1,0.81285866874359824,0.81285866874359824,3.7611609220102283E+28,0,false,0,5.4261860599836342E-26,5.4261860599836342E-26,1.1869025111804581E+25,0,false,0,1.760185180341769E-22,1.760185180341769E-22,3.7562553209298003E+21,0,false,0,5.075090290982348E-19,5.075090290982348E-19,1.3019260298198956E+18,0,false,0,1.6043567813812794E-15,1.6043567813812794E-15,411840572508284.56,0,false,0,5.0734216087016752E-12,5.0734216087016752E-12,130235424199.39011,0,false,0,1.6043567813812804E-8,1.6043567813812804E-8]
[null,20,16,5725.431719361849,null,396,19,19,6597.9476741309018,1,0.25789141801112581,0.25789141801112581,1.4097392077997166E+28,0,false,0,1.4572078930806696E-26,1.4572078930806696E-26,4.4486876274167965E+24,0,false,0,4.726995554010516E-23,4.726995554010516E-23,1.4079005153522874E+21,0,false,0,1.3629207602473749E-19,1.3629207602473749E-19,4.8798129299694419E+17,0,false,0,4.3085167727428913E-16,4.3085167727428913E-16,154363988796655.84,0,false,0,1.3624726338905536E-12,1.3624726338905536E-12,48814179330.615105,0,false,0,4.308516772742879E-9,4.308516772742879E-9]
[null,20,17,6088.7327586387455,null,397,18,20,6758.3970322679879,1,0.66580612945327122,0.66580612945327122,4.8125235949389482E+28,0,false,0,2.8451765424592657E-26,2.8451765424592657E-26,1.518679061701851E+25,0,false,0,9.2293878796848736E-23,9.2293878796848736E-23,4.8062467241969535E+21,0,false,0,2.6610823305991083E-19,2.6610823305991083E-19,1.6658552684378744E+18,0,false,0,8.412314339503616E-16,8.412314339503616E-16,526962954695893.75,0,false,0,2.6602073706126366E-12,2.6602073706126366E-12,166640317937.11432,0,false,0,8.4123143395036219E-9,8.4123143395036219E-9]
[null,20,18,6474.0520427203028,null,398,20,19,6881.3895716065199,1,1.2520002079596202E-5,1.2520002079596202E-5,1.1160800192019748E+24,0,false,0,4.3381042266370135E-31,4.3381042266370135E-31,3.5219928233252717E+20,0,false,0,1.4072253855827959E-27,1.4072253855827959E-27,1.1146243401014075E+17,0,false,0,4.0574116697247119E-24,4.0574116697247119E-24,38633115107032.867,0,false,0,1.2826443578245033E-20,1.2826443578245033E-20,12220881892.698463,0,false,0,4.0560775986894528E-17,4.0560775986894528E-17,3864582.1796836532,0,false,0,1.2826443578245133E-13,1.2826443578245133E-13]
[null,20,19,6881.3895716065199,null,399,19,20,7027.3034478217796,1,0.37361587545155184,0.37361587545155184,4.2507515615330791E+28,0,false,0,1.0143116967175555E-26,1.0143116967175555E-26,1.3414017127699628E+25,0,false,0,3.2902970835742557E-23,3.2902970835742557E-23,4.2452073979396972E+21,0,false,0,9.4868170518586819E-20,9.4868170518586819E-20,1.4713978526873764E+18,0,false,0,2.9990085689543603E-16,2.9990085689543603E-16,465449895123503.44,0,false,0,9.4836978002578986E-13,9.4836978002578986E-13,147188180527.67722,0,false,0,2.9990085689543618E-9,2.9990085689543618E-9]
[null,20,20,7310.7453452973978,null,400,20,20,4267.4089694724771,1,1.8138143462462109E-5,1.8138143462462109E-5,6.2516602582853516E+21,0,false,0,1.6254619582193003E-28,1.6254619582193003E-28,1.9728247244577718E+18,0,false,0,5.2727901668663617E-25,5.2727901668663617E-25,624350635262884.63,0,false,0,1.520288119745151E-21,1.520288119745151E-21,216401249205.31946,0,false,0,4.8059924350516899E-18,4.8059924350516899E-18,68454591.369184822,0,false,0,1.5197882512302113E-14,1.5197882512302113E-14,21647.24250227294,0,false,0,4.805992435051701E-11,4.805992435051701E-11]

{"sheet":"計算表s-2","index":9,"n_rows":409,"n_cols":48,"rows_kept":409,"cut":false,"hidden":true,"merged":[[7,36,7,41],[7,42,7,47],[8,44,8,45],[8,46,8,47],[8,36,8,37],[8,38,8,39],[8,40,8,41],[8,42,8,43],[7,30,7,35],[8,12,8,13],[8,14,8,15],[8,16,8,17],[8,18,8,19],[8,20,8,21],[8,22,8,23],[8,28,8,29],[8,30,8,31],[8,32,8,33],[8,34,8,35],[8,24,8,25],[8,26,8,27],[7,12,7,17],[7,18,7,23],[7,24,7,29]]}
[null,"ヤング率","辺長ｘ","辺長ｙ","板厚","ポアソン比","密度","曲げ剛性","面密度","加振点ｘ","加振点ｙ","縮退重み","周波数重み"]
[null,{"$f":"床衝撃音計算シート!D7","v":29000000000},{"$f":"床衝撃音計算シート!D9","v":8},{"$f":"床衝撃音計算シート!F9","v":6.5},{"$f":"(床衝撃音計算シート!L9)/1000","v":0.24399999999999999},{"$f":"床衝撃音計算シート!L7","v":0.16},{"$f":"床衝撃音計算シート!G7","v":1684},{"$f":"B2*E2^3/12/(1-F2^2)","v":36028730.158730157},{"$f":"G2*E2","v":410.89600000000002},{"$f":"床衝撃音計算シート!D21","v":2.4},{"$f":"床衝撃音計算シート!F21","v":1.5},1,0]
[]
[null,"周波数","31.5Hz","63Hz","125Hz","250Hz","500Hz","1000Hz","(2000Hz)","(4000Hz)"]
[null,"モード数１",{"$f":"M8","v":0.83949004598033583},{"$f":"S8","v":2.2683903714730862},{"$f":"Y8","v":3.6422316550244012},{"$f":"AE8","v":7.1307751016021808},{"$f":"AK8","v":16.767365043480357},{"$f":"AQ8","v":30.785312172772205},{"$f":"H6*I7/H7","v":52.056815774108379},{"$f":"H6*J7/H7","v":105.45485381833571}]
[null,"モード数２",{"$f":"C5*($D$7^2+$C$7^2)/2/$D$7^2","v":0.69684232332352092},{"$f":"D5*($D$7^2+$C$7^2)/2/$D$7^2","v":1.8829412263204328},3.0233368230183015,5.9191004261346229,13.918222936482719,25.554214205914427,43.21122403124231,87.535767329673192]
[null,null,{"$f":"MIN(C2,D2)","v":6.5},{"$f":"MAX(C2,D2)","v":8},null,null,null,{"$f":"0.354*SQRT(I2/H2)*C2*D2*1000-0.139*SQRT(SQRT(I2/H2*1000^2))*(C2+D2)","v":58.461455975913239},{"$f":"0.354*SQRT(I2/H2)*C2*D2*2000-0.139*SQRT(SQRT(I2/H2*2000^2))*(C2+D2)","v":119.09257780737779},{"$f":"0.354*SQRT(I2/H2)*C2*D2*4000-0.139*SQRT(SQRT(I2/H2*4000^2))*(C2+D2)","v":241.25352649349409}]
[null,null,null,null,null,null,null,null,null,null,null,null,{"$f":"M9+O9+Q9","v":0.83949004598033583},null,null,null,null,null,{"$f":"S9+U9+W9","v":2.2683903714730862},null,null,null,null,null,{"$f":"Y9+AA9+AC9","v":3.6422316550244012},null,null,null,null,null,{"$f":"AE9+AG9+AI9","v":7.1307751016021808},null,null,null,null,null,{"$f":"AK9+AM9+AO9","v":16.767365043480357},null,null,null,null,null,{"$f":"AQ9+AS9+AU9","v":30.785312172772205}]
[null,"m","n","fi",null,"No.","m","n","fi","縮退ﾁｪｯｸ","周波数重み","重み",{"$f":"SUM(N10:N409)","v":5.3921545686340833E-2},null,{"$f":"SUM(P10:P409)","v":0.63066742883669102},null,{"$f":"SUM(R10:R409)","v":0.15490107145730408},null,{"$f":"SUM(T10:T409)","v":0.1845770780519895},null,{"$f":"SUM(V10:V409)","v":1.9521536392906433},null,{"$f":"SUM(X10:X409)","v":0.1316596541304535},null,{"$f":"SUM(Z10:Z409)","v":0.13056730440054071},null,{"$f":"SUM(AB10:AB409)","v":2.9828608419025455},null,{"$f":"SUM(AD10:AD409)","v":0.52880350872131487},null,{"$f":"SUM(AF10:AF409)","v":0.32752190438119011},null,{"$f":"SUM(AH10:AH409)","v":5.5331943225008136},null,{"$f":"SUM(AJ10:AJ409)","v":1.2700588747201769},null,{"$f":"SUM(AL10:AL409)","v":0.40549081584115632},null,{"$f":"SUM(AN10:AN409)","v":13.901873614378637},null,{"$f":"SUM(AP10:AP409)","v":2.4600006132605623},null,{"$f":"SUM(AR10:AR409)","v":1.7276618504118291},null,{"$f":"SUM(AT10:AT409)","v":23.362786159695958},null,{"$f":"SUM(AV10:AV409)","v":5.6948641626644196}]
[null,1,1,{"$f":"3.1416/2*SQRT($H$2/$I$2)*(B10^2/$C$2^2+C10^2/$D$2^2)","v":18.276863363243493},null,1,1,1,18.276863363243493,{"$f":"1","v":1},{"$f":"ABS(SIN(G10*3.1416*$J$2/$C$2)*SIN(H10*3.1416*$K$2/$D$2))*(1/F10^$M$2)+(1-1/F10^$M$2)","v":0.53647938552048702},{"$f":"$J10*$K10","v":0.53647938552048702},{"$f":"10^(LOG10($I10/22.27)/LOG10(2)*70/20)*$L10","v":5.3921545686340833E-2},{"$f":"IF($I10<22.27,M10,0)","v":5.3921545686340833E-2},{"$f":"AND($I10>22.27,$I10<44.45)","v":false},{"$f":"IF($O10=TRUE,$L10,0)","v":0},{"$f":"10^(LOG10(44.45/$I10)/LOG10(2)*70/20)*$L10","v":16486.567976571543},{"$f":"IF($I10>44.45,Q10,0)","v":0},{"$f":"10^(LOG10($I10/44.548)/LOG10(2)*70/20)*$L10","v":1.7015921229885692E-5},{"$f":"IF($I10<44.528,S10,0)","v":1.7015921229885692E-5},{"$f":"AND($I10>44.548,$I10<89.095)","v":false},{"$f":"IF($U10=TRUE,$L10,0)","v":0},{"$f":"10^(LOG10(89.095/$I10)/LOG10(2)*70/20)*$L10","v":53480312.518339604},{"$f":"IF($I10>89.095,W10,0)","v":0},{"$f":"10^(LOG10($I10/89.09)/LOG10(2)*70/20)*$L10","v":5.3851216977130688E-9},{"$f":"IF($I10<89.09,Y10,0)","v":5.3851216977130688E-9},{"$f":"AND($I10>89.09,$I10<176.78)","v":false},{"$f":"IF($AA10=TRUE,$L10,0)","v":0},{"$f":"10^(LOG10(176.78/$I10)/LOG10(2)*70/20)*$L10","v":154198216103.5061},{"$f":"IF($I10>176.78,AC10,0)","v":0},{"$f":"10^(LOG10($I10/176.78)/LOG10(2)*70/20)*$L10","v":1.8664945572084035E-12},{"$f":"IF($I10<176.78,AE10,0)","v":1.8664945572084035E-12},{"$f":"AND($I10>176.78,$I10<353.55)","v":false},{"$f":"IF($AG10=TRUE,$L10,0)","v":0},{"$f":"10^(LOG10(353.55/$I10)/LOG10(2)*70/20)*$L10","v":487457246075266.31},{"$f":"IF($I10>353.55,AI10,0)","v":0},{"$f":"10^(LOG10($I10/353.55)/LOG10(2)*70/20)*$L10","v":5.9043153713628398E-16},{"$f":"IF($I10<353.55,AK10,0)","v":5.9043153713628398E-16},{"$f":"AND($I10>353.55,$I10<707.1)","v":false},{"$f":"IF($AM10=TRUE,$L10,0)","v":0},{"$f":"10^(LOG10(707.1/$I10)/LOG10(2)*70/20)*$L10","v":1.5414751595510182E+18},{"$f":"IF($I10>707.1,AO10,0)","v":0},{"$f":"10^(LOG10($I10/707.1)/LOG10(2)*70/20)*$L10","v":1.8671084597449441E-19},{"$f":"IF($I10<707.1,AQ10,0)","v":1.8671084597449441E-19},{"$f":"AND($I10>707.1,$I10<1414.2)","v":false},{"$f":"IF($AS10=TRUE,$L10,0)","v":0},{"$f":"10^(LOG10(1414.2/$I10)/LOG10(2)*70/20)*$L10","v":4.8745724607526842E+21},{"$f":"IF($I10>1414.2,AU10,0)","v":0}]
[null,1,2,51.30423057023409,null,2,2,1,40.080086245983381,{"$f":"IF(ABS(I11-I10)>0.0001,1,$L$2)","v":1},0.63066742883669102,0.63066742883669102,584.85013462444863,0,true,0.63066742883669102,2.1005969155005322,0,0.18456006213075962,0.18456006213075962,false,0,6814.0670438911984,0,5.8408732720626544E-5,5.8408732720626544E-5,false,0,19646799.599710599,0,2.0244590157133865E-8,2.0244590157133865E-8,false,0,62108207663.304146,0,6.4040071475204282E-12,6.4040071475204282E-12,false,0,196403397606763.53,0,2.0251248738162649E-15,2.0251248738162649E-15,false,0,6.2108207663303744E+17,0]
[null,1,3,106.34984258188508,null,3,1,2,51.30423057023409,1,0.80311996623787774,0.80311996623787774,13143.083154401391,0,false,0,0.15158286232912727,0.15158286232912727,4.1475381468855668,0,true,0.80311996623787774,491.715368614395,0,1.3125940914476262E-3,1.3125940914476262E-3,false,0,1417748.4966082957,0,4.5494788512418004E-7,4.5494788512418004E-7,false,0,4481840291.330801,0,1.4391447223533445E-10,1.4391447223533445E-10,false,0,14172823429717.963,0,4.5509752052471967E-14,4.5509752052471967E-14,false,0,4.481840291330788E+16,0]
[null,1,4,183.41369939819648,null,4,2,2,73.107453452973971,1,0.94412128000640616,0.94412128000640616,948936.3451294835,0,false,0,2.9013826217855598E-3,2.9013826217855598E-3,299.45406600221315,0,true,0.94412128000640616,9.411713193969339,0,9.4769866791852675E-2,9.4769866791852675E-2,false,0,27136.516535692092,0,3.2847436043920534E-5,3.2847436043920534E-5,false,0,85784984.760686845,0,1.0390687762521183E-8,1.0390687762521183E-8,false,0,271275940886.60645,0,3.2858239785205503E-12,3.2858239785205503E-12,false,0,857849847606872,0]
[null,1,5,282.49580101916825,null,5,3,1,76.418791050549856,1,0.20491239304635941,0.20491239304635941,344713.89689587953,0,false,0,3.7623931205048089E-4,3.7623931205048089E-4,108.78071913122234,0,true,0.20491239304635941,1.2204720848352768,0,3.4426429399398085E-2,3.4426429399398085E-2,false,0,3518.9513565611569,0,1.1932273160211825E-5,1.1932273160211825E-5,false,0,11124242.424378632,0,3.7745571538397213E-9,3.7745571538397213E-9,false,0,35177943304.909958,0,1.1936197764616065E-12,1.1936197764616065E-12,false,0,111242424243786.41,0]
[null,1,6,403.59614744480047,null,6,1,3,106.34984258188508,1,0.66580666232859376,0.66580666232859376,52252088.970375553,0,false,0,2.6204696175051626E-5,2.6204696175051626E-5,16489.09389928923,0,false,0,8.5004674282811554E-2,8.5004674282811554E-2,5.2183937697557887,0,true,0.66580666232859376,245.09148353189332,0,1.8087063051436304E-3,1.8087063051436304E-3,false,0,774792.48864177661,0,5.7215127676089189E-7,5.7215127676089189E-7,false,0,2450108978.0981493,0,1.8093012007377896E-10,1.8093012007377896E-10,false,0,7747924886417.8271,0]
[null,1,7,546.71473867509303,null,7,3,2,109.44615825754045,1,0.30675779652828866,0.30675779652828866,33609580.251866713,0,false,0,8.6479793453188698E-6,8.6479793453188698E-6,10606.112322187355,0,false,0,2.8052936105139353E-2,2.8052936105139353E-2,3.3565744001141522,0,true,0.30675779652828866,80.884207667910275,0,1.1633957782864444E-3,1.1633957782864444E-3,false,0,255694.22342936508,0,3.6801905208815017E-7,3.6801905208815017E-7,false,0,808576130.58478796,0,1.1637784269346981E-10,1.1637784269346981E-10,false,0,2556942234293.6616,0]
[null,1,8,711.85157471004607,null,8,4,1,127.29297777694293,1,0.38977919427024693,0.38977919427024693,247312718.35579646,0,false,0,1.897480708859804E-6,1.897480708859804E-6,78044.011556536774,0,false,0,6.1551841142164325E-3,6.1551841142164325E-3,24.699015371059122,0,true,0.38977919427024693,17.747061778581397,0,8.5607309075422262E-3,8.5607309075422262E-3,false,0,56102.684448099826,0,2.7080312070719215E-6,2.7080312070719215E-6,false,0,177412265.70570242,0,8.5635465891623295E-10,8.5635465891623295E-10,false,0,561026844480.99878,0]
[null,1,9,899.0066555496594,null,9,2,3,128.15306546462497,1,0.78270029970625576,0.78270029970625576,537064367.84819853,0,false,0,3.5233125755085973E-6,3.5233125755085973E-6,169480.39716521418,0,false,0,1.1429174216596397E-2,1.1429174216596397E-2,53.636388637511168,0,true,0.78270029970625576,32.953402714896221,0,1.8590485615718664E-2,1.8590485615718664E-2,false,0,104173.54585626276,0,5.880761321166383E-6,5.880761321166383E-6,false,0,329425676.84178609,0,1.8596600150706798E-9,1.8596600150706798E-9,false,0,1041735458562.6265,0]
[null,1,10,1108.1799811939331,null,10,4,2,160.32034498393352,1,0.5835069562623364,0.5835069562623364,5411158184.4937649,0,false,0,1.9435170685105369E-7,1.9435170685105369E-7,1707589.0584702108,0,false,0,6.3045201618903133E-4,6.3045201618903133E-4,540.41005275664077,0,true,0.5835069562623364,1.817763802368777,0,0.18730726597308575,0.18730726597308575,false,0,5746.3838396366573,0,5.9251239998625756E-5,5.9251239998625756E-5,false,0,18171661.242835667,0,1.8736887258492861E-8,1.8736887258492861E-8,false,0,57463838396.366714,0]
[null,1,11,1339.3715516428674,null,11,3,3,164.49177026919145,1,0.2543099328068244,0.2543099328068244,3179143433.9177804,0,false,0,6.2835205103369858E-8,6.2835205103369858E-8,1003236.342013034,0,false,0,2.0382934828264975E-4,2.0382934828264975E-4,317.49969456957763,0,true,0.2543099328068244,0.58769518005241062,0,0.11004606489786747,0.11004606489786747,false,0,1857.8442814653392,0,3.4811067089649356E-5,3.4811067089649356E-5,false,0,5875019.4673494603,0,1.100822597842204E-8,1.100822597842204E-8,false,0,18578442814.6535,0]
[null,1,12,1592.581366896462,null,12,1,4,183.41369939819648,1,0.19360542266315439,0.19360542266315439,8583517455.670805,0,false,0,1.3488270069067106E-8,1.3488270069067106E-8,2708684.5349472701,0,false,0,4.3754218564504604E-5,4.3754218564504604E-5,857.23221589586512,0,false,0,0.12615525474605033,0.12615525474605033,0.297118497045817,0,true,0.19360542266315439,398.80677358260999,0,9.3988021687435819E-5,9.3988021687435819E-5,false,0,1261137.7508241159,0,2.9721622130559956E-8,2.9721622130559956E-8,false,0,3988067735.8261209,0]
[null,1,13,1867.8094269547169,null,13,5,1,192.70264642516258,1,0.66312392716888768,0.66312392716888768,52216159150.605507,0,false,0,2.6011834797556037E-8,2.6011834797556037E-8,16477755.593325887,0,false,0,8.4379056703953571E-5,8.4379056703953571E-5,5214.8054740277039,0,false,0,0.24328765872085042,0.24328765872085042,1.807462594263527,0,true,0.66312392716888768,769.09016926991785,0,5.7175785149005153E-4,5.7175785149005153E-4,false,0,2432076.6609373819,0,1.8080570807928574E-7,1.8080570807928574E-7,false,0,7690901692.6991911,0]
[null,1,14,2165.055731817632,null,14,2,4,205.21692228093636,1,0.22759613400867507,0.22759613400867507,37246177914.225792,0,false,0,4.2957061084769542E-9,4.2957061084769542E-9,11753706.63870489,0,false,0,1.393471979703454E-5,1.393471979703454E-5,3719.7598527593441,0,false,0,4.0177568780438523E-2,4.0177568780438523E-2,1.2892766234505189,0,true,0.22759613400867507,127.0108534755406,0,4.078391633331575E-4,4.078391633331575E-4,false,0,401643.58454462147,0,1.2897006751502076E-7,1.2897006751502076E-7,false,0,1270108534.7554088,0]
[null,1,15,2484.3202814852079,null,15,4,3,215.3659569955845,1,0.48374195055122243,0.48374195055122243,138762591307.22699,0,false,0,5.2088471638633897E-9,5.2088471638633897E-9,43789051.172112718,0,false,0,1.6896832292782049E-5,1.6896832292782049E-5,13858.160625182714,0,false,0,4.8718140838343818E-2,4.8718140838343818E-2,4.8032677498835463,0,true,0.48374195055122243,154.00963362004822,0,1.5194262152483878E-3,1.5194262152483878E-3,false,0,487021.22384739597,0,4.8048475767541758E-7,4.8048475767541758E-7,false,0,1540096336.2004845,0]
[null,1,16,2825.6030759574442,null,16,5,2,225.73001363215317,1,0.99270928272987347,0.99270928272987347,491823024732.18359,0,false,0,6.1890190965617199E-9,6.1890190965617199E-9,155203671.21091077,0,false,0,2.0076384359464604E-5,2.0076384359464604E-5,49118.155056728334,0,false,0,5.7885650031984655E-2,5.7885650031984655E-2,17.024456311253957,0,true,0.99270928272987347,182.9903112039068,0,5.3853764908894227E-3,5.3853764908894227E-3,false,0,578666.1731473757,0,1.7030055768735565E-6,1.7030055768735565E-6,false,0,1829903112.0390773,0]
[null,1,17,3188.9041152343411,null,17,3,4,241.55562708550281,1,7.3949067821439771E-2,7.3949067821439771E-2,80550769955.658691,0,false,0,2.0969217520215834E-10,2.0969217520215834E-10,25419255.682044454,0,false,0,6.8021452848149878E-7,6.8021452848149878E-7,8044.5709323499041,0,false,0,1.9612425941521261E-3,1.9612425941521261E-3,2.788265280371395,0,true,7.3949067821439771E-2,6.1999544352002909,0,8.820169065457405E-4,8.820169065457405E-4,false,0,19605.977404495748,0,2.7891823594604127E-7,2.7891823594604127E-7,false,0,61999544.352002941,0]
[null,1,18,3574.223399315898,null,18,6,1,272.64779699520886,1,0.38976737067734707,0.38976737067734707,1735134330948.5322,0,false,0,2.7043591633452331E-10,2.7043591633452331E-10,547553092.6067282,0,false,0,8.7725943582112769E-7,8.7725943582112769E-7,173287.12326591901,0,false,0,2.5293763946723055E-3,2.5293763946723055E-3,60.061683015909679,0,true,0.38976737067734707,7.995960542157734,0,1.8999418824512698E-2,1.8999418824512698E-2,false,0,25285.447394053266,0,6.0081437704939052E-6,6.0081437704939052E-6,false,0,79959605.42157729,0]
[null,1,19,3981.5609282021151,null,19,5,3,280.77562564380418,1,0.82298097666920722,0.82298097666920722,5155189375716.9355,0,false,0,4.0580882067141044E-10,4.0580882067141044E-10,1626813460.6639023,0,false,0,1.3163917792379112E-6,1.3163917792379112E-6,514846.55733868718,0,false,0,3.795513797384748E-3,3.795513797384748E-3,178.44690445496096,0,true,0.82298097666920722,11.998522096208466,0,5.6448426108531173E-2,5.6448426108531173E-2,false,0,37942.658379876804,0,1.7850559683467317E-5,1.7850559683467317E-5,false,0,119985220.96208458,0]
[null,1,20,4410.9167018929929,null,20,1,5,282.49580101916825,1,0.37597561809965446,0.37597561809965446,2528456832352.3965,0,false,0,1.7268329772774867E-10,1.7268329772774867E-10,797900389.257074,0,false,0,5.6016247543462201E-7,5.6016247543462201E-7,252515.9020632616,0,false,0,1.6151000316335551E-3,1.6151000316335551E-3,87.522545128331259,0,true,0.37597561809965446,5.1057154450327396,0,2.7686162091728285E-2,2.7686162091728285E-2,false,0,16145.689891003673,0,8.7551331878472884E-6,8.7551331878472884E-6,false,0,51057154.450327456,0]
[null,2,1,40.080086245983381,null,21,4,4,292.42981381189588,1,0.14066405474048385,0.14066405474048385,1413814483618.2722,0,false,0,4.3227523049915963E-11,4.3227523049915963E-11,446154789.90273279,0,false,0,1.4022454190517268E-7,1.4022454190517268E-7,141197.04758764771,0,false,0,4.0430530783256238E-4,4.0430530783256238E-4,48.939194991296283,0,true,0.14066405474048385,1.2781052654810345,0,1.5481022440344097E-2,1.5481022440344097E-2,false,0,4041.7237283742529,0,4.8955291419665473E-6,4.8955291419665473E-6,false,0,12781052.654810354,0]
[null,2,2,73.107453452973971,null,22,2,5,304.29902390190819,1,0.44198450634248987,0.44198450634248987,7055274177218.208,0,false,0,8.5523744743866382E-11,8.5523744743866382E-11,2226419664.4719415,0,false,0,2.7742806162813155E-7,2.7742806162813155E-7,704607.21352571913,0,false,0,7.9990019103649769E-4,7.9990019103649769E-4,244.21834878384394,0,true,0.44198450634248987,2.528674806432238,0,7.7254023866531976E-2,7.7254023866531976E-2,false,0,7996.3718502112597,0,2.4429867383124936E-5,2.4429867383124936E-5,false,0,25286748.064322453,0]
[null,2,3,128.15306546462497,null,23,6,2,305.67516420219943,1,0.58348925611618563,0.58348925611618563,9815748685692.3691,0,false,0,1.0713436754424751E-10,1.0713436754424751E-10,3097537437.4404268,0,false,0,3.4753015096065485E-7,3.4753015096065485E-7,980294.62163601583,0,false,0,1.0020234885863551E-3,1.0020234885863551E-3,339.77218686094534,0,true,0.58348925611618563,3.1676346367143866,0,0.10748073911584712,0.10748073911584712,false,0,10016.94024725748,0,3.3988394020442874E-5,3.3988394020442874E-5,false,0,31676346.367143858,0]
[null,2,4,205.21692228093636,null,24,3,5,340.63772870647466,1,0.14360675491219269,0.14360675491219269,8509451572211.3242,0,false,0,7.485738974193888E-12,7.485738974193888E-12,2685311702.7569513,0,false,0,2.4282777370008808E-8,2.4282777370008808E-8,849835.2878033676,0,false,0,7.0013819594077985E-5,7.0013819594077985E-5,294.55470614196997,0,true,0.14360675491219269,0.22133034057690265,0,9.317701315895742E-2,9.317701315895742E-2,false,0,699.90799152379952,0,2.9465158715378602E-5,2.9465158715378602E-5,false,0,2213303.4057690273,0]
[null,2,5,304.29902390190819,null,25,5,4,357.83948246011556,1,0.23930908001809995,0.23930908001809995,25144677800666.84,0,false,0,7.0349139995916913E-12,7.0349139995916913E-12,7934858902.1509962,0,false,0,2.2820358959636101E-8,2.2820358959636101E-8,2511188.2139661363,0,false,0,6.5797271495204038E-5,6.5797271495204038E-5,870.38314017753282,0,false,0,0.20800082888630431,0.20800082888630431,0.27532984404794431,0,true,0.23930908001809995,657.75637448366547,0,8.7066941501045782E-5,8.7066941501045782E-5,false,0,2080008.2888630463,0]
[null,2,6,425.39937032754034,null,26,6,3,360.7207762138504,1,0.48372727668464366,0.48372727668464366,55793328911415.047,0,false,0,1.2954044765202659E-11,1.2954044765202659E-11,17606596358.201626,0,false,0,4.2021260180050147E-8,4.2021260180050147E-8,5572055.8875709437,0,false,0,1.2115866667688276E-4,1.2115866667688276E-4,1931.2863423363194,0,false,0,0.38301136996825158,0.38301136996825158,0.61092723755991274,0,true,0.48372727668464366,1211.1882988410878,0,1.931921555324094E-4,1.931921555324094E-4,false,0,3830113.6996825202,0]
[null,2,7,568.5179615578329,null,27,7,1,367.12842948708169,1,0.20492629247126729,0.20492629247126729,29005976605401.754,0,false,0,4.4719237166711103E-12,4.4719237166711103E-12,9153361737.5224819,0,false,0,1.4506347122433645E-8,1.4506347122433645E-8,2896814.4735634723,0,false,0,4.1825725077624081E-5,4.1825725077624081E-5,1004.0420164403956,0,false,0,0.13222106764032962,0.13222106764032962,0.31761039367988214,0,true,0.20492629247126729,418.11972840262689,0,1.0043722525711739E-4,1.0043722525711739E-4,false,0,1322210.6764033011,0]
[null,2,8,733.65479759278594,null,28,4,5,391.51191543286774,1,0.27316515311387496,0.27316515311387496,81661044520920.531,0,false,0,2.8224234794008795E-12,2.8224234794008795E-12,25769622948.145046,0,false,0,9.1555798606453052E-9,9.1555798606453052E-9,8155453.5781589001,0,false,0,2.6398014810039937E-5,2.6398014810039937E-5,2826.6974396630344,0,false,0,8.3450405110513895E-2,8.3450405110513895E-2,0.89417421972856925,0,true,0.27316515311387496,263.89335181297952,0,2.8276271593461431E-4,2.8276271593461431E-4,false,0,834504.05110514152,0]
[null,2,9,920.80987843239927,null,29,7,2,400.15579669407231,1,0.30677860423491082,0.30677860423491082,118218181697513.11,0,false,0,2.4589651427039067E-12,2.4589651427039067E-12,37305890291.174812,0,false,0,7.9765676210104442E-9,7.9765676210104442E-9,11806399.227252387,0,false,0,2.2998603408815362E-5,2.2998603408815362E-5,4092.122914743873,0,false,0,7.2704056924452795E-2,7.2704056924452795E-2,1.2944685069515924,0,true,0.30677860423491082,229.91041501580722,0,4.0934688413245366E-4,4.0934688413245366E-4,false,0,727040.56924452865,0]
[null,2,10,1129.983204076673,null,30,1,6,403.59614744480047,1,0.75644815970794699,0.75644815970794699,322007109454909.19,0,false,0,5.4888251234466426E-12,5.4888251234466426E-12,101615180726.09526,0,false,0,1.7805044893369296E-8,1.7805044893369296E-8,32158712.252619281,0,false,0,5.1336763584896428E-5,5.1336763584896428E-5,11146.277606286176,0,false,0,0.1622877231129109,0.1622877231129109,3.5259217847761923,0,true,0.75644815970794699,513.19884131954996,0,1.1149943691498765E-3,1.1149943691498765E-3,false,0,1622877.231129112,0]
[null,2,11,1361.1747745256073,null,31,2,6,425.39937032754034,1,0.88925544728696637,0.88925544728696637,697882093677484.63,0,false,0,3.4999152361536617E-12,3.4999152361536617E-12,220229345850.74173,0,false,0,1.1353276247863409E-8,1.1353276247863409E-8,69697186.11126636,0,false,0,3.2734568328307838E-5,3.2734568328307838E-5,24157.191950678774,0,false,0,0.10348175829782989,0.10348175829782989,7.6416874194736719,0,true,0.88925544728696637,327.23805250017142,0,2.4165137412591356E-3,2.4165137412591356E-3,false,0,1034817.5829783005,0]
[null,2,12,1614.3845897792019,null,32,6,4,437.78463303016179,1,0.14065978782592467,0.14065978782592467,154112347938644.78,0,false,0,3.9654181689994956E-13,3.9654181689994956E-13,48632945137.198036,0,false,0,1.2863308072690576E-9,1.2863308072690576E-9,15391134.252669215,0,false,0,3.7088398788218189E-6,3.7088398788218189E-6,5334.5996477796734,0,false,0,1.1724525219222048E-2,1.1724525219222048E-2,1.6875033778593311,0,true,0.14065978782592467,37.076204176826685,0,5.3363542332632438E-4,5.3363542332632438E-4,false,0,117245.25219222051,0]
[null,2,13,1889.6126498374567,null,33,7,3,455.20140870572328,1,0.25432718291923501,0.25432718291923501,438584458005539.31,0,false,0,4.5553194407545356E-13,4.5553194407545356E-13,138403276372.78546,0,false,0,1.4776872157905671E-9,1.4776872157905671E-9,43801242.175512299,0,false,0,4.2605721975862605E-6,4.2605721975862605E-6,15181.603073943556,0,false,0,1.3468682340307681E-2,1.3468682340307681E-2,4.8024234544502846,0,true,0.25432718291923501,42.591713276659398,0,1.5186596404676788E-3,1.5186596404676788E-3,false,0,134686.82340307711,0]
[null,2,14,2186.8589547003721,null,34,5,5,456.92158408108736,1,0.46473067767945364,0.46473067767945364,837350531813598.63,0,false,0,7.9667629812756902E-13,7.9667629812756902E-13,264241139785.28677,0,false,0,2.5843157569460638E-9,2.5843157569460638E-9,83625839.35725835,0,false,0,7.4512818045446182E-6,7.4512818045446182E-6,28984.892591859694,0,false,0,2.3555274502890126E-2,2.3555274502890126E-2,9.1688425346053659,0,true,0.46473067767945364,74.488318339623333,0,2.8994425916784141E-3,2.8994425916784141E-3,false,0,235552.74502890153,0]
[null,2,15,2506.1235043679476,null,35,3,6,461.73807513210681,1,0.28893114405670067,0.28893114405670067,588096635660685.88,0,false,0,4.384565202009587E-13,4.384565202009587E-13,185584554385.24078,0,false,0,1.422296730245689E-9,1.422296730245689E-9,58732959.390120946,0,false,0,4.1008664356351005E-6,4.1008664356351005E-6,20356.967805752298,0,false,0,1.2963814431519409E-2,1.2963814431519409E-2,6.4395557686280229,0,true,0.28893114405670067,40.995180767362243,0,2.0363663348540802E-3,2.0363663348540802E-3,false,0,129638.14431519451,0]
[null,2,16,2847.4062988401843,null,36,8,1,476.14454390078106,1,0.63067194494817824,0.63067194494817824,1834826460409240.3,0,false,0,6.6957394068700694E-13,6.6957394068700694E-13,579012751274.72119,0,false,0,2.1720120071663194E-9,2.1720120071663194E-9,183243333.58253229,0,false,0,6.262498498781044E-6,6.262498498781044E-6,63512.526545457251,0,false,0,1.9797247652444682E-2,1.9797247652444682E-2,20.091030284990232,0,true,0.63067194494817824,62.604393984146796,0,6.3533416239990887E-3,6.3533416239990887E-3,false,0,197972.47652444753,0]
[null,2,17,3210.7073381170808,null,37,8,2,509.17191110777173,1,0.94412804071222822,0.94412804071222822,5990439604187422,0,false,0,4.5961015115213252E-13,4.5961015115213252E-13,1890391811654.9976,0,false,0,1.490916396617366E-9,1.490916396617366E-9,598262640.29966068,0,false,0,4.2987155065525943E-6,4.2987155065525943E-6,207359.09503673154,0,false,0,1.358926241454444E-2,1.358926241454444E-2,65.59427068720673,0,true,0.94412804071222822,42.973020951679693,0,2.0742729682919119E-2,2.0742729682919119E-2,false,0,135892.62414544457,0]
[null,2,18,3596.0266221986376,null,38,4,6,512.61226185849989,1,0.54959754681368844,0.54959754681368844,3771165785437801.5,0,false,0,2.474004352475739E-13,2.474004352475739E-13,1190059727202.9753,0,false,0,8.0253528891007737E-10,8.0253528891007737E-10,376624713.52297759,0,false,0,2.3139264541060583E-6,2.3139264541060583E-6,130538.92137653039,0,false,0,7.3148720227873007E-3,7.3148720227873007E-3,41.293608763441767,0,true,0.54959754681368844,23.131656384650984,0,1.3058185650036519E-2,1.3058185650036519E-2,false,0,73148.720227873055,0]
[null,2,19,4003.3641510848552,null,39,7,4,532.26526552203461,1,7.3954083865125128E-2,7.3954083865125128E-2,785894080773125.63,0,false,0,2.1495463711896041E-14,2.1495463711896041E-14,248003123858.0838,0,false,0,6.9728528015803794E-11,6.9728528015803794E-11,78486905.607153401,0,false,0,2.0104621916472921E-7,2.0104621916472921E-7,27203.727297396839,0,false,0,6.3555492926130439E-4,6.3555492926130439E-4,8.6054033546506119,0,true,7.3954083865125128E-2,2.0098011546129215,0,2.7212674785149628E-3,2.7212674785149628E-3,false,0,6355.5492926130582,0]
[null,2,20,4432.7199247757326,null,40,6,5,536.86673465113358,1,0.27315686690052049,0.27315686690052049,3208330169391455.5,0,false,0,7.1834273447804367E-14,7.1834273447804367E-14,1012446745488.224,0,false,0,2.3302117208237408E-10,2.3302117208237408E-10,320414561.35397685,0,false,0,6.718631091979608E-7,6.718631091979608E-7,111056.3638833813,0,false,0,2.1239191297087682E-3,2.1239191297087682E-3,35.130656761465161,0,true,0.27315686690052049,6.716422015882312,0,1.1109289106382446E-2,1.1109289106382446E-2,false,0,21239.191297087695,0]
[null,3,1,76.418791050549856,null,41,1,7,546.71473867509303,1,0.75644183703879875,0.75644183703879875,1.0975577008815548E+16,0,false,0,1.6103127563884816E-13,1.6103127563884816E-13,3463542290143.5596,0,false,0,5.2236480986405025E-10,5.2236480986405025E-10,1096126180.0413356,0,false,0,1.5061191313843134E-6,1.5061191313843134E-6,379919.64971370134,0,false,0,4.7612008919289848E-3,4.7612008919289848E-3,120.18065731958778,0,true,0.75644183703879875,15.056239216120796,0,3.8004460782608357E-2,3.8004460782608357E-2,false,0,47612.008919289838,0]
[null,3,2,109.44615825754045,null,42,8,3,564.21752311942271,1,0.78270590450151378,0.78270590450151378,1.638217813508811E+16,0,false,0,1.1550800667314056E-13,1.1550800667314056E-13,5169693286281.8555,0,false,0,3.7469316258110759E-10,3.7469316258110759E-10,1636081121.3431358,0,false,0,1.0803418030957606E-6,1.0803418030957606E-6,567069.17309505411,0,false,0,3.4152174614234857E-3,3.4152174614234857E-3,179.38199832410777,0,true,0.78270590450151378,10.799865882876473,0,5.6725568593668799E-2,5.6725568593668799E-2,false,0,34152.174614234937,0]
[null,3,3,164.49177026919145,null,43,2,7,568.5179615578329,1,0.88924801456615221,0.88924801456615221,2.0329960616290668E+16,0,false,0,1.201422564406955E-13,1.201422564406955E-13,6415487613536.9209,0,false,0,3.8972607459827544E-10,3.8972607459827544E-10,2030344468.7078521,0,false,0,1.1236857572862572E-6,1.1236857572862572E-6,703721.68222507637,0,false,0,3.5522380124882939E-3,3.5522380124882939E-3,222.60952915593788,0,true,0.88924801456615221,11.233162910492664,0,7.03953140990424E-2,7.03953140990424E-2,false,0,35522.38012488302,0]
[null,3,4,241.55562708550281,null,44,5,6,578.02193050671951,1,0.93501984960437212,0.93501984960437212,2.5920806858447008E+16,0,false,0,1.0417887384547724E-13,1.0417887384547724E-13,8179780495983.4795,0,false,0,3.3794290837136328E-10,3.3794290837136328E-10,2588699890.9048662,0,false,0,9.7438087329473751E-7,9.7438087329473751E-7,897248.85115815466,0,false,0,3.0802497533813215E-3,3.0802497533813215E-3,283.82832210098155,0,true,0.93501984960437212,9.740604982856933,0,8.9754396230300751E-2,8.9754396230300751E-2,false,0,30802.497533813315,0]
[null,3,5,340.63772870647466,null,45,9,1,599.69614023630709,1,0.53647079508693385,0.53647079508693385,2.2816544312025072E+16,0,false,0,3.8960884988401009E-14,3.8960884988401009E-14,7200174175458.7998,0,false,0,1.263841151252191E-10,1.263841151252191E-10,2278678518.5322094,0,false,0,3.6439961134194791E-7,3.6439961134194791E-7,789794.78853268677,0,false,0,1.1519538649941924E-3,1.1519538649941924E-3,249.83718769211117,0,true,0.53647079508693385,3.6427979728157567,0,7.9005455731805743E-2,7.9005455731805743E-2,false,0,11519.538649941933,0]
[null,3,6,461.73807513210681,null,46,3,7,604.85666636239932,1,0.28892872906499628,0.28892872906499628,1.3575635712676084E+16,0,false,0,1.899362205942518E-14,1.899362205942518E-14,4284037947952.1372,0,false,0,6.161287449496973E-11,6.161287449496973E-11,1355792930.3777204,0,false,0,1.7764659346138931E-7,1.7764659346138931E-7,469920.69396060769,0,false,0,5.6158314545749234E-4,5.6158314545749234E-4,148.65084743792909,0,true,0.28892872906499628,1.7758818352073178,0,4.7007525401806062E-2,4.7007525401806062E-2,false,0,5615.8314545749263,0]
[null,3,7,604.85666636239932,null,47,7,5,631.34736714300641,1,0.14361649591065789,0.14361649591065789,1.110749647445226E+16,0,false,0,5.7356016575393299E-15,5.7356016575393299E-15,3505171868958.3389,0,false,0,1.8605556326932931E-11,1.8605556326932931E-11,1109300920.6335983,0,false,0,5.3644854716257216E-8,5.3644854716257216E-8,384486.04263635637,0,false,0,1.6958414829223095E-4,1.6958414829223095E-4,121.62515250018168,0,true,0.14361649591065789,0.53627216366320374,0,3.8461250266589669E-2,3.8461250266589669E-2,false,0,1695.8414829223109,0]
[null,3,8,769.99350239735236,null,48,9,2,632.72350744329776,1,0.80310710619350056,0.80310710619350056,6.3705882590728696E+16,0,false,0,3.1271874450484106E-14,3.1271874450484106E-14,20103546110303.324,0,false,0,1.0144195086708133E-10,1.0144195086708133E-10,6362279238.1895075,0,false,0,2.9248460087811524E-7,2.9248460087811524E-7,2205179.4251119443,0,false,0,9.2461340776968815E-4,9.2461340776968815E-4,697.56832271586188,0,true,0.80310710619350056,2.9238843236822438,0,0.22059047233654952,0.22059047233654952,false,0,9246.1340776968955,0]
[null,3,9,957.14858323696581,null,49,8,4,641.28137993573409,1,0.22759776378923488,0.22759776378923488,2.1106303688124444E+16,0,false,0,7.5807174864311234E-15,7.5807174864311234E-15,6660476743383.6045,0,false,0,2.4590875485043486E-11,2.4590875485043486E-11,2107877519.1385474,0,false,0,7.0902149850317774E-8,7.0902149850317774E-8,730594.80130316794,0,false,0,2.2413856385765238E-4,2.2413856385765238E-4,231.11035062559961,0,true,0.22759776378923488,0.70878837326927779,0,7.3083509881701439E-2,7.3083509881701439E-2,false,0,2241.3856385765234,0]
[null,3,10,1166.3219088812396,null,50,4,7,655.7308530887924,1,0.54959295307727885,0.54959295307727885,6.6038508334711392E+16,0,false,0,1.412770342323251E-14,1.412770342323251E-14,20839648449603.945,0,false,0,4.5828458373785548E-11,4.5828458373785548E-11,6595237573.2424116,0,false,0,1.3213584953506351E-7,1.3213584953506351E-7,2285923.2761965296,0,false,0,4.1771285654136213E-4,4.1771285654136213E-4,723.11016848554755,0,true,0.54959295307727885,1.320924034605869,0,0.22866751316424386,0.22866751316424386,false,0,4177.1285654136245,0]
[null,3,11,1397.5134793301738,null,51,6,6,657.96708107676579,1,0.54958087527824517,0.54958087527824517,6.870342859847332E+16,0,false,0,1.3579110590709654E-14,1.3579110590709654E-14,21680612348448.301,0,false,0,4.4048893568645932E-11,4.4048893568645932E-11,6861382019.8155317,0,false,0,1.2700488254045193E-7,1.2700488254045193E-7,2378169.5036440869,0,false,0,4.0149264917386835E-4,4.0149264917386835E-4,752.29058139194478,0,true,0.54958087527824517,1.2696312352043457,0,0.23789516994908289,0.23789516994908289,false,0,4014.9264917386827,0]
[null,3,12,1650.7232945837684,null,52,9,3,687.76911945494874,1,0.66579600102818515,0.66579600102818515,1.3930581781449651E+17,0,false,0,9.8287802138090112E-15,9.8287802138090112E-15,43960476144079.602,0,false,0,3.188330271379442E-11,3.188330271379442E-11,13912412424.0478,0,false,0,9.1928191337124876E-8,9.1928191337124876E-8,4822071.5379842818,0,false,0,2.9060688325859447E-4,2.9060688325859447E-4,1525.3744509233477,0,true,0.66579600102818515,0.91897965481981336,0,0.48236575495465078,0.48236575495465078,false,0,2906.0688325859414,0]
[null,3,13,1925.9513546420233,null,53,1,8,711.85157471004607,1,0.37595983027309338,0.37595983027309338,1.1736860444405219E+17,0,false,0,3.719781775163969E-15,3.719781775163969E-15,37037790787727.852,0,false,0,1.2066495107926085E-11,1.2066495107926085E-11,11721552310.435291,0,false,0,3.4790971343442437E-8,3.4790971343442437E-8,4062714.7941247318,0,false,0,1.0998253746317053E-4,1.0998253746317053E-4,1285.1657839437023,0,false,0,0.34779532122841572,0.34779532122841572,0.40640510481779529,0,true,0.37595983027309338,1099.8253746317052,0]
[null,3,14,2223.1976595049387,null,54,5,7,721.14052173701214,1,0.93501203436802027,0.93501203436802027,3.3938412021647034E+17,0,false,0,7.9566342829614628E-15,7.9566342829614628E-15,107098811481963.64,0,false,0,2.5810301370886211E-11,2.5810301370886211E-11,33894146882.735744,0,false,0,7.4418084732016751E-8,7.4418084732016751E-8,11747782.915419456,0,false,0,2.3525327048734787E-4,2.3525327048734787E-4,3716.1970271526584,0,false,0,0.74393616174369037,0.74393616174369037,1.175164683974899,0,true,0.93501203436802027,2352.5327048734844,0]
[null,3,15,2542.4622091725141,null,55,2,8,733.65479759278594,1,0.44196594669555295,0.44196594669555295,1.9594608281575555E+17,0,false,0,3.0791265907527869E-15,3.0791265907527869E-15,61834338538669.375,0,false,0,9.9882918379980103E-12,9.9882918379980103E-12,19569051456.555489,0,false,0,2.8798948824622833E-8,2.8798948824622833E-8,6782674.577048718,0,false,0,9.1040328731753728E-5,9.1040328731753728E-5,2145.5754912093844,0,false,0,0.28789479772281029,0.28789479772281029,0.67849054440562329,0,true,0.44196594669555295,910.40328731753868,0]
[null,3,16,2883.7450036447503,null,56,10,1,737.78321849365966,1,1.4614741160010376E-5,1.4614741160010376E-5,6916293519870.0488,0,false,0,9.5388353683990683E-20,9.5388353683990683E-20,2182561798.6075168,0,false,0,3.0942758813593684E-16,3.0942758813593684E-16,690727.27473833167,0,false,0,8.9216348702917469E-13,8.9216348702917469E-13,239.40753267693054,0,false,0,2.8203410352310787E-9,2.8203410352310787E-9,7.5732209866102712E-2,0,false,0,8.9187014497674029E-6,8.9187014497674029E-6,2.3948627541475993E-5,0,true,1.4614741160010376E-5,2.8203410352310755E-2,0]
[null,3,17,3247.0460429216473,null,57,8,5,740.36348155670589,1,0.44198767132487993,0.44198767132487993,2.1783171469672515E+17,0,false,0,2.7700379181020822E-15,2.7700379181020822E-15,68740746420949.094,0,false,0,8.9856478169543051E-12,8.9856478169543051E-12,21754760148.882854,0,false,0,2.5908054733853312E-8,2.5908054733853312E-8,7540245.8274077903,0,false,0,8.190152474432033E-5,8.190152474432033E-5,2385.2193498599959,0,false,0,0.25899536203269224,0.25899536203269224,0.75427258646635942,0,true,0.44198767132487993,819.01524744320454,0]
[null,3,18,3632.3653270032041,null,58,7,6,752.44771356863862,1,0.28895074256258241,0.28895074256258241,1.7190415147535139E+17,0,false,0,1.5001952222583528E-15,1.5001952222583528E-15,54247471272618.016,0,false,0,4.8664409377931E-12,4.8664409377931E-12,17167994059.772964,0,false,0,1.4031266386550084E-8,1.4031266386550084E-8,5950463.0107729267,0,false,0,4.4356171196851088E-5,4.4356171196851088E-5,1882.3205289052323,0,false,0,0.1402665292664062,0.1402665292664062,0.59524201578333402,0,true,0.28895074256258241,443.56171196851113,0]
[null,3,19,4039.7028558894217,null,59,9,4,764.83297627126012,1,0.1936023225356121,0.1936023225356121,1.3925474024751715E+17,0,false,0,8.3137632249863318E-16,8.3137632249863318E-16,43944357691886.445,0,false,0,2.6968781865794274E-12,2.6968781865794274E-12,13907311329.286877,0,false,0,7.775829755602103E-9,7.775829755602103E-9,4820303.4877633918,0,false,0,2.4581247788700722E-5,2.4581247788700722E-5,1524.8151604579009,0,false,0,7.7732730741271835E-2,7.7732730741271835E-2,0.4821888917802078,0,true,0.1936023225356121,245.81247788700801,0]
[null,3,20,4469.0586295802996,null,60,3,8,769.99350239735236,1,0.14360072463142337,0.14360072463142337,1.116892721805393E+17,0,false,0,5.7028022887334435E-16,5.7028022887334435E-16,35245574537169.516,0,false,0,1.8499159380240386E-12,1.8499159380240386E-12,11154359827.143539,0,false,0,5.3338083521282713E-9,5.3338083521282713E-9,3866124.6811467684,0,false,0,1.6861437156163004E-5,1.6861437156163004E-5,1222.9780844708521,0,false,0,5.3320546037267304E-2,5.3320546037267304E-2,0.3867396275397692,0,true,0.14360072463142337,168.61437156163015,0]
[null,4,1,127.29297777694293,null,61,10,2,770.81058570065034,1,2.1878548819942735E-5,2.1878548819942735E-5,17227756990217.473,0,false,0,8.5821243088650495E-20,8.5821243088650495E-20,5436531022.6522141,0,false,0,2.7839310811175E-16,2.7839310811175E-16,1720528.7198295048,0,false,0,8.0268268125062806E-13,8.0268268125062806E-13,596.33888913713633,0,false,0,2.5374709199754781E-9,2.5374709199754781E-9,0.18864093956641026,0,false,0,8.0241876035653676E-6,8.0241876035653676E-6,5.9653502898403184E-5,0,true,2.1878548819942735E-5,2.5374709199754819E-2,0]
[null,4,2,160.32034498393352,null,62,6,7,801.0856723070583,1,0.54957628168118244,0.54957628168118244,6.7728077955088166E+17,0,false,0,1.3774432813844629E-15,1.3774432813844629E-15,213728227717937.88,0,false,0,4.4682493815214783E-12,4.4682493815214783E-12,67639741683.580711,0,false,0,1.2883172354311487E-8,1.2883172354311487E-8,23444077.365419671,0,false,0,4.0726772820317211E-5,4.0726772820317211E-5,7416.1066166244282,0,false,0,0.12878936386044179,0.12878936386044179,2.3451788279178372,0,true,0.54957628168118244,407.267728203172,0]
[null,4,3,215.3659569955845,null,63,4,8,820.86768912374544,1,0.27315368246564065,0.27315368246564065,4.4701684847834362E+17,0,false,0,5.1555706226358882E-16,5.1555706226358882E-16,141064270048661.69,0,false,0,1.6724010024448648E-12,1.6724010024448648E-12,44643381404.287659,0,false,0,4.8219847462237842E-9,4.8219847462237842E-9,15473490.309767421,0,false,0,1.5243440971025176E-5,1.5243440971025176E-5,4894.7566619875888,0,false,0,4.8203992846768386E-2,4.8203992846768386E-2,1.5478579644163672,0,true,0.27315368246564065,152.43440971025214,0]
[null,4,4,292.42981381189588,null,64,10,3,825.85619771230131,1,1.8137867540058979E-5,1.8137867540058979E-5,31849028097202.195,0,false,0,3.1905296223276148E-20,3.1905296223276148E-20,10050538174.533192,0,false,0,1.0349668987722488E-16,1.0349668987722488E-16,3180748.8096685363,0,false,0,2.9840896958508184E-13,2.9840896958508184E-13,1102.4542571831987,0,false,0,9.4334174670645829E-10,9.4334174670645829E-10,0.34874131251937041,0,false,0,2.9831085315140558E-6,2.9831085315140558E-6,1.1028168617578013E-4,0,true,1.8137867540058979E-5,9.4334174670646052E-3,0]
[null,4,5,{"$f":"3.1416/2*SQRT($H$2/$I$2)*(B74^2/$C$2^2+C74^2/$D$2^2)","v":391.51191543286774},null,65,8,6,861.46382798233799,1,{"$f":"ABS(SIN(G74*3.1416*$J$2/$C$2)*SIN(H74*3.1416*$K$2/$D$2))*(1/F74^$M$2)+(1-1/F74^$M$2)","v":0.88926181510708346},{"$f":"$J74*$K74","v":0.88926181510708346},{"$f":"10^(LOG10($I74/22.27)/LOG10(2)*70/20)*$L74","v":2.5508698113574113E+18},{"$f":"IF($I74<22.27,M74,0)","v":0},{"$f":"AND($I74>22.27,$I74<44.45)","v":false},{"$f":"IF($O74=TRUE,$L74,0)","v":0},{"$f":"10^(LOG10(44.45/$I74)/LOG10(2)*70/20)*$L74","v":9.575412837928134E-16},{"$f":"IF($I74>44.45,Q74,0)","v":9.575412837928134E-16},{"$f":"10^(LOG10($I74/44.548)/LOG10(2)*70/20)*$L74","v":804973211084085.88},{"$f":"IF($I74<44.528,S74,0)","v":0},{"$f":"AND($I74>44.548,$I74<89.095)","v":false},{"$f":"IF($U74=TRUE,$L74,0)","v":0},{"$f":"10^(LOG10(89.095/$I74)/LOG10(2)*70/20)*$L74","v":3.1061411434583239E-12},{"$f":"IF($I74>89.095,W74,0)","v":3.1061411434583239E-12},{"$f":"10^(LOG10($I74/89.09)/LOG10(2)*70/20)*$L74","v":254754276687.24683},{"$f":"IF($I74<89.09,Y74,0)","v":0},{"$f":"AND($I74>89.09,$I74<176.78)","v":false},{"$f":"IF($AA74=TRUE,$L74,0)","v":0},{"$f":"10^(LOG10(176.78/$I74)/LOG10(2)*70/20)*$L74","v":8.9558456324041037E-9},{"$f":"IF($I74>176.78,AC74,0)","v":8.9558456324041037E-9},{"$f":"10^(LOG10($I74/176.78)/LOG10(2)*70/20)*$L74","v":88298370.501866966},{"$f":"IF($I74<176.78,AE74,0)","v":0},{"$f":"AND($I74>176.78,$I74<353.55)","v":false},{"$f":"IF($AG74=TRUE,$L74,0)","v":0},{"$f":"10^(LOG10(353.55/$I74)/LOG10(2)*70/20)*$L74","v":2.8311558710358093E-5},{"$f":"IF($I74>353.55,AI74,0)","v":2.8311558710358093E-5},{"$f":"10^(LOG10($I74/353.55)/LOG10(2)*70/20)*$L74","v":27931.580309572477},{"$f":"IF($I74<353.55,AK74,0)","v":0},{"$f":"AND($I74>353.55,$I74<707.1)","v":false},{"$f":"IF($AM74=TRUE,$L74,0)","v":0},{"$f":"10^(LOG10(707.1/$I74)/LOG10(2)*70/20)*$L74","v":8.9529009634311082E-2},{"$f":"IF($I74>707.1,AO74,0)","v":8.9529009634311082E-2},{"$f":"10^(LOG10($I74/707.1)/LOG10(2)*70/20)*$L74","v":8.832741242615997},{"$f":"IF($I74<707.1,AQ74,0)","v":0},{"$f":"AND($I74>707.1,$I74<1414.2)","v":true},{"$f":"IF($AS74=TRUE,$L74,0)","v":0.88926181510708346},{"$f":"10^(LOG10(1414.2/$I74)/LOG10(2)*70/20)*$L74","v":283.11558710358139},{"$f":"IF($I74>1414.2,AU74,0)","v":0}]
[null,4,6,512.61226185849989,null,66,9,5,863.91507789223192,{"$f":"IF(ABS(I75-I74)>0.0001,1,$L$2)","v":1},0.37596959774984778,0.37596959774984778,1.1147022282810764E+18,0,false,0,3.9168153618627917E-16,3.9168153618627917E-16,351764495430880,0,false,0,1.2705646798456015E-12,1.2705646798456015E-12,111324834620.34949,0,false,0,3.6633818661611198E-9,3.6633818661611198E-9,38585422.867834188,0,false,0,1.1580821626381722E-5,1.1580821626381722E-5,12205.795321997961,0,false,0,3.662177351550179E-2,3.662177351550179E-2,3.8598113871341715,0,true,0.37596959774984778,115.80821626381741,0]
[null,4,7,655.7308530887924,null,67,5,8,886.27735777196506,1,0.46471116288385628,0.46471116288385628,1.8545129953629696E+18,0,false,0,3.5968542672149173E-16,3.5968542672149173E-16,585225194256418.63,0,false,0,1.1667734034574924E-12,1.1667734034574924E-12,185209419405.603,0,false,0,3.3641235239316471E-9,3.3641235239316471E-9,64193976.045349829,0,false,0,1.0634794810673908E-5,1.0634794810673908E-5,20306.594415165891,0,false,0,3.3630174050268663E-2,3.3630174050268663E-2,6.4215089873179139,0,true,0.46471116288385628,106.34794810673897,0]
[null,4,8,820.86768912374544,null,68,11,1,890.40577867283889,1,0.53648797569345719,0.53648797569345719,2.2598167127329318E+18,0,false,0,3.9339902768614245E-16,3.9339902768614245E-16,713126129609141.38,0,false,0,1.2761360020450447E-12,1.2761360020450447E-12,225686928252.78909,0,false,0,3.6794454960098929E-9,3.6794454960098929E-9,78223566.125869766,0,false,0,1.1631602581997962E-5,1.1631602581997962E-5,24744.599554073204,0,false,0,3.6782356997009019E-2,3.6782356997009019E-2,7.8249294379658041,0,true,0.53648797569345719,116.3160258199798,0]
[null,4,9,1008.0227699633589,null,69,7,7,895.56630479893124,1,0.28894832740706655,0.28894832740706655,1.3017090779983345E+18,0,false,0,1.981129885571652E-16,1.981129885571652E-16,410777896915100.56,0,false,0,6.4265313175160889E-13,6.4265313175160889E-13,130001128691.95003,0,false,0,1.8529429209196815E-9,1.8529429209196815E-9,45058665.849189624,0,false,0,5.8575934027658898E-6,5.8575934027658898E-6,14253.487767163517,0,false,0,1.852333675991626E-2,1.852333675991626E-2,4.5073485945584473,0,true,0.28894832740706655,58.575934027658882,0]
[null,4,10,1217.1960956076327,null,70,1,9,899.0066555496594,1,0.1936227346742507,0.1936227346742507,9.1203292235134899E+17,0,false,0,1.2696636817978134E-16,1.2696636817978134E-16,287808521960159.81,0,false,0,4.1186261805504749E-13,4.1186261805504749E-13,91084337747.889587,0,false,0,1.1875114036035135E-9,1.1875114036035135E-9,31570023.891115833,0,false,0,3.7540060651219086E-6,3.7540060651219086E-6,9986.601708252123,0,false,0,1.1871209515871629E-2,1.1871209515871629E-2,3.1580407483005022,0,true,0.1936227346742507,37.540060651219143,0]
[null,4,11,1448.3876660565668,null,71,10,4,902.9200545286127,1,5.2741880037967573E-6,5.2741880037967573E-6,26130178715568.289,0,false,0,3.2881782050623751E-21,3.2881782050623751E-21,8245851580.9864197,0,false,0,1.0666428469080151E-17,1.0666428469080151E-17,2609609.7686972031,0,false,0,3.0754200278163995E-14,3.0754200278163995E-14,904.49625897585804,0,false,0,9.7221343746143002E-11,9.7221343746143002E-11,0.28612090748331376,0,false,0,3.0744088341997845E-7,3.0744088341997845E-7,9.047937538415872E-5,0,true,5.2741880037967573E-6,9.7221343746142969E-4,0]
[null,4,12,1701.5974813101614,null,72,2,9,920.80987843239927,1,0.22761648543655985,0.22761648543655985,1.4166356918571551E+18,0,false,0,1.1296288102249443E-16,1.1296288102249443E-16,447045073305308.19,0,false,0,3.6643710132030405E-13,3.6643710132030405E-13,141478800447.42889,0,false,0,1.0565373438749845E-9,1.0565373438749845E-9,49036851.127736576,0,false,0,3.3399659025579825E-6,3.3399659025579825E-6,15511.914179367061,0,false,0,1.0561899559383218E-2,1.0561899559383218E-2,4.9052979675861605,0,true,0.22761648543655985,33.399659025579808,0]
[null,4,13,1976.8255413684165,null,73,11,2,923.43314587982957,1,0.80313282589215695,0.80313282589215695,5.1666205550448712E+18,0,false,0,3.8561569298022423E-16,3.8561569298022423E-16,1630420776524981.3,0,false,0,1.2508878622806563E-12,1.2508878622806563E-12,515988184327.40991,0,false,0,3.6066482753454418E-9,3.6066482753454418E-9,178842594.78108993,0,false,0,1.1401473248444579E-5,1.1401473248444579E-5,56573.595531921055,0,false,0,3.6054624146563727E-2,3.6054624146563727E-2,17.890141730599556,0,true,0.80313282589215695,114.01473248444586,0]
[null,4,14,2274.0718462313316,null,74,3,9,957.14858323696581,1,7.3955680276117319E-2,7.3955680276117319E-2,7.218792565428192E+17,0,false,0,2.3402649235634205E-17,2.3402649235634205E-17,227802085612922.97,0,false,0,7.5915193305081587E-14,7.5915193305081587E-14,72093772499.597137,0,false,0,2.1888404969178296E-10,2.1888404969178296E-10,24987853.855979595,0,false,0,6.9194455531793153E-7,6.9194455531793153E-7,7904.4521747702947,0,false,0,2.1881208093570415E-3,2.1881208093570415E-3,2.4996072528145379,0,true,7.3955680276117319E-2,6.9194455531793331,0]
[null,4,15,2593.3363958989075,null,75,6,8,966.22250834201122,1,0.27314539660023773,0.27314539660023773,2.9753007920424735E+18,0,false,0,7.7453920714540621E-17,7.7453920714540621E-17,938910101114470.25,0,false,0,2.5125058723384616E-13,2.5125058723384616E-13,297142017138.23285,0,false,0,7.2442344709806867E-10,7.2442344709806867E-10,102990050.89188029,0,false,0,2.2900748623300366E-6,2.2900748623300366E-6,32579.025651585398,0,false,0,7.2418525772594599E-3,7.2418525772594599E-3,10.3023925008061,0,true,0.27314539660023773,22.900748623300419,0]
[null,4,16,2934.6191903711438,null,76,11,3,978.47875789148065,1,0.66581732330560128,0.66581732330560128,8.3973030861153546E+18,0,false,0,1.6306353974448727E-16,1.6306353974448727E-16,2649921214944129.5,0,false,0,5.2895721403475659E-13,5.2895721403475659E-13,838635066478.95422,0,false,0,1.5251268169248156E-9,1.5251268169248156E-9,290672685.76898259,0,false,0,4.8212887080008411E-6,4.8212887080008411E-6,91949.006762064717,0,false,0,1.524625357453316E-2,1.524625357453316E-2,29.076828995834788,0,true,0.66581732330560128,48.212887080008571,0]
[null,4,17,3297.9202296480403,null,77,9,6,985.01542431786402,1,0.75643604700086486,0.75643604700086486,1.0308066237234145E+19,0,false,0,1.7145641766509854E-16,1.7145641766509854E-16,3252897165550922,0,false,0,5.5618263382863869E-13,5.5618263382863869E-13,1029462164873.6475,0,false,0,1.6036250710897732E-9,1.6036250710897732E-9,356813761.22004044,0,false,0,5.0694403647701939E-6,5.0694403647701939E-6,112871.53058920207,0,false,0,1.6030978015068663E-2,1.6030978015068663E-2,35.693111965124494,0,true,0.75643604700086486,50.694403647702103,0]
[null,4,18,3683.2395137295971,null,78,10,5,1002.0021561495845,1,1.0242306581212575E-5,1.0242306581212575E-5,170270192718729.25,0,false,0,1.9030203321645213E-21,1.9030203321645213E-21,53731845966.598129,0,false,0,6.1731539418962133E-18,6.1731539418962133E-18,17004811.297827654,0,false,0,1.7798873655540041E-14,1.7798873655540041E-14,5893.9035207375591,0,false,0,5.6266474117620453E-11,5.6266474117620453E-11,1.8644289650041947,0,false,0,1.7793021411859355E-7,1.7793021411859355E-7,5.8958420650036117E-4,0,true,1.0242306581212575E-5,5.6266474117620487E-4,0]
[null,4,19,4090.5770426158147,null,79,8,7,1004.5824192126305,1,0.88925438233304477,0.88925438233304477,1.5231861707168254E+19,0,false,0,1.603561251683542E-16,1.603561251683542E-16,4806690084541550,0,false,0,5.2017470830924128E-13,5.2017470830924128E-13,1521199511842.1641,0,false,0,1.499804475823536E-9,1.499804475823536E-9,527250964.53943759,0,false,0,4.7412387633949458E-6,4.7412387633949458E-6,166786.23371675407,0,false,0,1.4993113423008225E-2,1.4993113423008225E-2,52.74243809061133,0,true,0.88925438233304477,47.412387633949578,0]
[null,4,20,4519.9328163066921,null,80,4,9,1008.0227699633589,1,0.14067663278526701,0.14067663278526701,2.5073327473616041E+18,0,false,0,2.4379144948377144E-17,2.4379144948377144E-17,791234301301291.75,0,false,0,7.9082820185614174E-14,7.9082820185614174E-14,250406248733.03278,0,false,0,2.2801717534605319E-10,2.2801717534605319E-10,86791334.827152565,0,false,0,7.208165383537179E-7,7.208165383537179E-7,27454.857038934297,0,false,0,2.279422036315871E-3,2.279422036315871E-3,8.681988107733833,0,true,0.14067663278526701,7.2081653835371977,0]
[null,5,1,192.70264642516258,null,81,11,4,1055.5426147077919,1,0.1936085226966571,0.1936085226966571,5.8953903845452431E+18,0,false,0,1.9639159025365523E-17,1.9639159025365523E-17,1860397307346837,0,false,0,6.3706913638208977E-14,6.3706913638208977E-14,588770115400.1936,0,false,0,1.8368427508914215E-10,1.8368427508914215E-10,204068965.85236183,0,false,0,5.8066969349490851E-7,5.8066969349490851E-7,64553.498280878783,0,false,0,1.8362387996757698E-3,1.8362387996757698E-3,20.413608549934061,0,true,0.1936085226966571,5.8066969349490911,0]
[null,5,2,225.73001363215317,null,82,12,1,1057.5638207738448,1,0.6306629124188714,0.6306629124188714,1.9635639573224055E+19,0,false,0,6.2565662219588375E-17,6.2565662219588375E-17,6196382021760992,0,false,0,2.0295498572991905E-13,2.0295498572991905E-13,1961002923197.5068,0,false,0,5.8517415615576866E-10,5.8517415615576866E-10,679687756.05800843,0,false,0,1.8498747251565738E-6,1.8498747251565738E-6,215006.83462064635,0,false,0,5.8498175174727662E-3,5.8498175174727662E-3,67.991130990438705,0,true,0.6306629124188714,18.498747251565774,0]
[null,5,3,280.77562564380418,null,83,7,8,1060.7031408338842,1,0.14361046522084825,0.14361046522084825,4.6280773511093473E+18,0,false,0,1.3764425278598386E-17,1.3764425278598386E-17,1460473705824115.8,0,false,0,4.465003065409688E-14,4.465003065409688E-14,462204104962.56635,0,false,0,1.2873812346305144E-10,1.2873812346305144E-10,160200919.2472629,0,false,0,4.0697183608189627E-7,4.0697183608189627E-7,50676.641213074603,0,false,0,1.2869579455594862E-3,1.2869579455594862E-3,16.025361040047425,0,true,0.14361046522084825,4.0697183608189631,0]
[null,5,4,357.83948246011556,null,84,5,9,1073.4324386115786,1,0.23933047880637628,0.23933047880637628,8.8603135380891382E+18,0,false,0,1.9967948234849741E-17,1.9967948234849741E-17,2796032556507478.5,0,false,0,6.4773463674630892E-14,6.4773463674630892E-14,884875722221.57544,0,false,0,1.8675942751920679E-10,1.8675942751920679E-10,306699794.73886961,0,false,0,5.9039098192936603E-7,5.9039098192936603E-7,97018.890597726248,0,false,0,1.8669802129201093E-3,1.8669802129201093E-3,30.680067035150941,0,true,0.23933047880637628,5.9039098192936734,0]
[null,5,5,456.92158408108736,null,85,12,2,1090.5911879808355,1,0.94411451884199848,0.94411451884199848,4.2029313822316159E+19,0,false,0,6.5506374888194919E-17,6.5506374888194919E-17,1.3263111883082288E+16,0,false,0,2.1249428055266545E-13,2.1249428055266545E-13,4197449589466.7705,0,false,0,6.1267852505877878E-10,6.1267852505877878E-10,1454844895.3760009,0,false,0,1.9368225787653364E-6,1.9368225787653364E-6,460213.66874836182,0,false,0,6.1247707725393405E-3,6.1247707725393405E-3,145.53234035870733,0,true,0.94411451884199848,19.368225787653397,0]
[null,5,6,578.02193050671951,null,86,1,10,1108.1799811939331,1,0.66581679091586476,0.66581679091586476,3.5700039076210082E+19,0,false,0,3.8355469942850779E-17,3.8355469942850779E-17,1.1265794499999142E+16,0,false,0,1.2442022634707349E-13,1.2442022634707349E-13,3565347628512.1235,0,false,0,3.5873718844357819E-10,3.5873718844357819E-10,1235757020.3102152,0,false,0,1.1340535990773654E-6,1.1340535990773654E-6,390909.21225078427,0,false,0,3.5861923617959081E-3,3.5861923617959081E-3,123.6163469054674,0,true,0.66581679091586476,11.340535990773676,0]
[null,5,7,721.14052173701214,null,87,10,6,1123.1025025752167,1,2.0607118098996661E-5,2.0607118098996661E-5,1290839026657014,0,false,0,1.0161292338779697E-21,1.0161292338779697E-21,407347655162.3078,0,false,0,3.2961929410681243E-18,3.2961929410681243E-18,128915541.31517434,0,false,0,9.5038164048008857E-15,9.5038164048008857E-15,44682.39897095241,0,false,0,3.0043824688474125E-11,3.0043824688474125E-11,14.134462597530325,0,false,0,9.5006915638376738E-8,9.5006915638376738E-8,4.4697095310655731E-3,0,true,2.0607118098996661E-5,3.0043824688474137E-4,0]
[null,5,8,886.27735777196506,null,88,9,7,1128.1340155481566,1,0.75642972443295908,0.75642972443295908,4.9910786338434646E+19,0,false,0,3.5410272908751969E-17,3.5410272908751969E-17,1.5750253410699108E+16,0,false,0,1.1486638481768325E-13,1.1486638481768325E-13,4984568877614.9189,0,false,0,3.3119087744806474E-10,3.3119087744806474E-10,1727662103.5416319,0,false,0,1.0469731565358499E-6,1.0469731565358499E-6,546514.42057877616,0,false,0,3.3108198237092857E-3,3.3108198237092857E-3,172.82303431561309,0,true,0.75642972443295908,10.469731565358497,0]
[null,5,9,1073.4324386115786,null,89,2,10,1129.983204076673,1,0.78271220653858598,0.78271220653858598,5.2637828920691565E+19,0,false,0,3.5949492065472163E-17,3.5949492065472163E-17,1.661082113329678E+16,0,false,0,1.1661554262046209E-13,1.1661554262046209E-13,5256917453557.584,0,false,0,3.3623417282483493E-10,3.3623417282483493E-10,1822058695.3357084,0,false,0,1.0629162130615777E-6,1.0629162130615777E-6,576375.06205675704,0,false,0,3.3612361951954068E-3,3.3612361951954068E-3,182.26579826202484,0,true,0.78271220653858598,10.629162130615796,0]
[null,5,10,1282.6057642558524,null,90,12,3,1145.6367999924864,1,0.78269469453081886,0.78269469453081886,6.1767168425884074E+19,0,false,0,3.0634697808307225E-17,3.0634697808307225E-17,1.9491749710620136E+16,0,false,0,9.9375031542123522E-14,9.9375031542123522E-14,6168660684012.7578,0,false,0,2.8652511302678417E-10,2.8652511302678417E-10,2138070825.1895025,0,false,0,9.0577404886245695E-7,9.0577404886245695E-7,676339.74015490664,0,false,0,2.864309039878013E-3,2.864309039878013E-3,213.87740509759453,0,true,0.78269469453081886,9.0577404886245869,0]
[null,5,11,1513.7973347047864,null,91,6,9,1153.3775891816247,1,0.14067236548916442,0.14067236548916442,1.2005413830862752E+19,0,false,0,5.0912797308904357E-18,5.0912797308904357E-18,3788525968199230.5,0,false,0,1.6515458615355047E-14,1.6515458615355047E-14,1198975542850.2361,0,false,0,4.7618537302782841E-11,4.7618537302782841E-11,415567456.14612985,0,false,0,1.5053352523978384E-7,1.5053352523978384E-7,131457.19121900419,0,false,0,4.7602880397216188E-4,4.7602880397216188E-4,41.570413906033892,0,true,0.14067236548916442,1.5053352523978434,0]
[null,5,12,1767.007149958381,null,92,11,5,1154.6247163287637,1,0.37598163826683928,0.37598163826683928,3.2493155915209871E+19,0,false,0,1.343779126045713E-17,1.343779126045713E-17,1.0253804384240102E+16,0,false,0,4.3590471782041674E-14,4.3590471782041674E-14,3245077579267.0977,0,false,0,1.2568312845210267E-10,1.2568312845210267E-10,1124750744.6290927,0,false,0,3.973142700448724E-7,3.973142700448724E-7,355794.39997926838,0,false,0,1.2564180402290061E-3,1.2564180402290061E-3,112.51206826674539,0,true,0.37598163826683928,3.9731427004487254,0]
[null,5,13,2042.2352100166361,null,93,3,10,1166.3219088812396,1,0.25431380149798366,0.25431380149798366,2.4711109985051922E+19,0,false,0,8.0841454574552247E-18,8.0841454574552247E-18,7798038718226068,0,false,0,2.6223931270765679E-14,2.6223931270765679E-14,2467887981719.8286,0,false,0,7.5610691687457182E-11,7.5610691687457182E-11,855375188.20350444,0,false,0,2.3902338480409867E-7,2.3902338480409867E-7,270582.35195423773,0,false,0,7.5585831002382951E-4,7.5585831002382951E-4,85.565652682070592,0,true,0.25431380149798366,2.3902338480409817,0]
[null,5,14,2339.4815148795515,null,94,8,8,1169.7192552475835,1,0.44196911154504026,0.44196911154504026,4.4422317582634115E+19,0,false,0,1.358216922717891E-17,1.358216922717891E-17,1.4018267599968764E+16,0,false,0,4.4058815393157297E-14,4.4058815393157297E-14,4436437851178.7119,0,false,0,1.2703348984598369E-10,1.2703348984598369E-10,1537678731.7796264,0,false,0,4.0158308367255892E-7,4.0158308367255892E-7,486416.64328466839,0,false,0,1.2699172141992601E-3,1.2699172141992601E-3,153.81844845932008,0,true,0.44196911154504026,4.0158308367255842,0]
[null,5,15,2658.7460645471269,null,95,4,10,1217.1960956076327,1,0.48374930947813027,0.48374930947813027,7.721953965425972E+19,0,false,0,9.3605209843647023E-18,9.3605209843647023E-18,2.436802557196974E+16,0,false,0,3.0364329816228894E-14,3.0364329816228894E-14,7711882387394.1895,0,false,0,8.7548581344497408E-11,8.7548581344497408E-11,2672954727.8412514,0,false,0,2.767618941281295E-7,2.767618941281295E-7,845540.51473657414,0,false,0,8.7519795498727185E-4,8.7519795498727185E-4,267.38338805187351,0,true,0.48374930947813027,2.7676189412813001,0]
[null,5,16,3000.0288590193632,null,96,12,4,1222.7006568087977,1,0.22759450411756554,0.22759450411756554,3.8287088086810919E+19,0,false,0,4.1788589934767391E-18,4.1788589934767391E-18,1.2082184713260198E+16,0,false,0,1.3555682738748392E-14,1.3555682738748392E-14,3823715106348.7759,0,false,0,3.9084702350295482E-11,3.9084702350295482E-11,1325307733.9638216,0,false,0,1.2355604268831305E-7,1.2355604268831305E-7,419236.9484930124,0,false,0,3.9071851357206315E-4,3.9071851357206315E-4,132.57436365366107,0,true,0.22759450411756554,1.2355604268831324,0]
[null,5,17,3363.3298982962601,null,97,13,1,1239.2573447966772,1,0.20489849352191877,0.20489849352191877,4.0303736320300884E+19,0,false,0,3.2175013297700509E-18,3.2175013297700509E-18,1.2718574621091436E+16,0,false,0,1.0437161748206327E-14,1.0437161748206327E-14,4025116902617.6045,0,false,0,3.0093162267989186E-11,3.0093162267989186E-11,1395114022.0385058,0,false,0,9.5131645329822841E-8,9.5131645329822841E-8,441318.89553675579,0,false,0,3.0083267680156017E-4,3.0083267680156017E-4,139.55728843660663,0,true,0.20489849352191877,0.95131645329822867,0]
[null,5,18,3748.6491823778169,null,98,7,9,1247.8582216734976,1,7.3960696768332487E-2,7.3960696768332487E-2,1.5766355103070484E+19,0,false,0,1.0716604350953557E-18,1.0716604350953557E-18,4975359164902624,0,false,0,3.4763290373038793E-15,3.4763290373038793E-15,1574579138611.3997,0,false,0,1.0023197526328098E-11,1.0023197526328098E-11,545752455.94917226,0,false,0,3.1685711978487816E-8,3.1685711978487816E-8,172638.84334273654,0,false,0,1.0019901913610166E-4,1.0019901913610166E-4,54.593195758004406,0,true,7.3960696768332487E-2,0.31685711978487852,0]
[null,5,19,4155.9867112640341,null,99,10,7,1266.2210938055091,1,2.0606945857200359E-5,2.0606945857200359E-5,5206040132315509,0,false,0,2.5194530032819554E-22,2.5194530032819554E-22,1642860338729.9478,0,false,0,8.1727824846422976E-19,8.1727824846422976E-19,519925000.64402121,0,false,0,2.3564343968664314E-15,2.3564343968664314E-15,180207.10363347197,0,false,0,7.4492497428277551E-12,7.4492497428277551E-12,57.005233039802761,0,false,0,2.3556596046759224E-8,2.3556596046759224E-8,1.8026637495446047E-2,0,true,2.0606945857200359E-5,7.4492497428277582E-5,0]
[null,5,20,4585.3424849549119,null,100,13,2,1272.2847120036677,1,0.30673698867266402,0.30673698867266402,8.1918651886021771E+19,0,false,0,3.5476111888973054E-18,3.5476111888973054E-18,2.5850915622103048E+16,0,false,0,1.1507995802728567E-14,1.1507995802728567E-14,8181180715495.9004,0,false,0,3.3180666681760082E-11,3.3180666681760082E-11,2835614519.8160048,0,false,0,1.0489198132340951E-7,1.0489198132340951E-7,896994.97552512924,0,false,0,3.3169756926981748E-4,3.3169756926981748E-4,283.65471723863919,0,true,0.30673698867266402,1.048919813234098,0]
[null,6,1,272.64779699520886,null,101,11,6,1275.7250627543958,1,0.75646027204760102,0.75646027204760102,2.0846750973092495E+20,0,false,0,8.478526538687161E-18,8.478526538687161E-18,6.5785701789895008E+16,0,false,0,2.7503252928589109E-14,2.7503252928589109E-14,20819561005362.66,0,false,0,7.9299322291313337E-11,7.9299322291313337E-11,7216103828.5318918,0,false,0,2.506840236972078E-7,2.506840236972078E-7,2282682.9358599614,0,false,0,7.9273248789879991E-4,7.9273248789879991E-4,721.84772533175158,0,true,0.75646027204760102,2.506840236972081,0]
[null,6,2,305.67516420219943,null,102,5,10,1282.6057642558524,1,0.82299349627154261,0.82299349627154261,2.4144037672508647E+20,0,false,0,8.6650170097022472E-18,8.6650170097022472E-18,7.6190887701289808E+16,0,false,0,2.8108204103736794E-14,2.8108204103736794E-14,24112547124843.156,0,false,0,8.1043560266839172E-11,8.1043560266839172E-11,8357459774.4121799,0,false,0,2.561979749058211E-7,2.561979749058211E-7,2643730.0886325943,0,false,0,8.1016913262505874E-4,8.1016913262505874E-4,836.02085987978205,0,true,0.82299349627154261,2.5619797490582163,0]
[null,6,3,360.7207762138504,null,103,9,8,1293.2708515831096,1,0.37595381017609097,0.37595381017609097,1.2143986762273898E+20,0,false,0,3.5949612157720308E-18,3.5949612157720308E-18,3.8322551687529304E+16,0,false,0,1.1661593218431665E-14,1.1661593218431665E-14,12128147622227.289,0,false,0,3.3623529604286913E-11,3.3623529604286913E-11,4203641588.1781673,0,false,0,1.0629197638209983E-7,1.0629197638209983E-7,1329745.4069141024,0,false,0,3.361247423682606E-4,3.361247423682606E-4,420.5024193995983,0,true,0.37595381017609097,1.0629197638210024,0]
[null,6,4,437.78463303016179,null,104,12,5,1321.7827584297695,1,0.44198134114541582,0.44198134114541582,1.839682740628729E+20,0,false,0,3.2798308770086307E-18,3.2798308770086307E-18,5.8054523853251896E+16,0,false,0,1.0639350807213732E-14,1.0639350807213732E-14,18372832821032.48,0,false,0,3.0676128050096331E-11,3.0676128050096331E-11,6368062670.8065357,0,false,0,9.6974538859222305E-8,9.6974538859222305E-8,2014420.5707880284,0,false,0,3.0666041783964862E-4,3.0666041783964862E-4,637.0157169186615,0,true,0.44198134114541582,0.96974538859222248,0]
[null,6,5,536.86673465113358,null,105,13,3,1327.3303240153189,1,0.254292682570887,0.254292682570887,1.1112739839037065E+20,0,false,0,1.7973518069100934E-18,1.7973518069100934E-18,3.5068265077046684E+16,0,false,0,5.8303787953654628E-15,5.8303787953654628E-15,11098245732113.436,0,false,0,1.6810560131726372E-11,1.6810560131726372E-11,3846675417.2608943,0,false,0,5.3142179941260917E-8,5.3142179941260917E-8,1216825.6642947819,0,false,0,1.6805032844089806E-4,1.6805032844089806E-4,384.79406145189392,0,true,0.254292682570887,0.53142179941261103,0]
[null,6,6,657.96708107676579,null,106,1,11,1339.3715516428674,1,0.80311781691687989,0.80311781691687989,3.8982283746991394E+20,0,false,0,5.110669025593518E-18,5.110669025593518E-18,1.230156630632144E+17,0,false,0,1.6578355001170913E-14,1.6578355001170913E-14,38931439994960.695,0,false,0,4.7799884606780539E-11,4.7799884606780539E-11,13493719350.063877,0,false,0,1.5110680721167564E-7,1.5110680721167564E-7,4268492.1993342042,0,false,0,4.7784168074485128E-4,4.7784168074485128E-4,1349.8157524557569,0,true,0.80311781691687989,1.5110680721167555,0]
[null,6,7,801.0856723070583,null,107,8,9,1356.874336087197,1,0.22761811536285309,0.22761811536285309,1.2848515009373194E+20,0,false,0,1.2455100131297864E-18,1.2455100131297864E-18,4.0545818287972736E+16,0,false,0,4.040274776506533E-15,4.040274776506533E-15,12831756968327.23,0,false,0,1.1649205731392416E-11,1.1649205731392416E-11,4447514074.0041094,0,false,0,3.6825910754875716E-8,3.6825910754875716E-8,1406890.0233371011,0,false,0,1.1645375489549809E-4,1.1645375489549809E-4,444.89768911126794,0,true,0.22761811536285309,0.36825910754875812,0]
[null,6,8,966.22250834201122,null,108,2,11,1361.1747745256073,1,0.94411875333570072,0.94411875333570072,5.5290555919189154E+20,0,false,0,4.9795351823390486E-18,4.9795351823390486E-18,1.7447937226247494E+17,0,false,0,1.6152973628349954E-14,1.6152973628349954E-14,55218441639455.695,0,false,0,4.6573394974167119E-11,4.6573394974167119E-11,19138828528.488609,0,false,0,1.4722958169142547E-7,1.4722958169142547E-7,6054219.6083144518,0,false,0,4.6558081709872998E-4,4.6558081709872998E-4,1914.5123417126072,0,true,0.94411875333570072,1.4722958169142548,0]
[null,6,9,1153.3775891816247,null,109,6,10,1362.5509148258986,1,0.48373463538832523,0.48373463538832523,2.8663808023202821E+20,0,false,0,2.5215465773235778E-18,2.5215465773235778E-18,9.045384238585352E+16,0,false,0,8.1795737703838114E-15,8.1795737703838114E-15,28626422436538.828,0,false,0,2.3583925083603388E-11,2.3583925083603388E-11,9921978493.603796,0,false,0,7.4554397991101318E-8,7.4554397991101318E-8,3138637.0727881901,0,false,0,2.3576170723456268E-4,2.3576170723456268E-4,992.52418986543501,0,true,0.48373463538832523,0.74554397991101506,0]
[null,6,10,1362.5509148258986,null,110,3,11,1397.5134793301738,1,0.3067569755787406,0.3067569755787406,2.4403569323364411E+20,0,false,0,1.1910282314193674E-18,1.1910282314193674E-18,7.7009886873404704E+16,0,false,0,3.8635428625890974E-15,3.8635428625890974E-15,24371740274163.906,0,false,0,1.1139639788873256E-11,1.1139639788873256E-11,8447296667.5463743,0,false,0,3.5215051580814827E-8,3.5215051580814827E-8,2672148.3525380194,0,false,0,1.1135977091568811E-4,1.1135977091568811E-4,845.00750398867228,0,true,0.3067569755787406,0.35215051580814893,0]
[null,6,11,1593.7424852748327,null,111,13,4,1404.3941808316301,1,7.3944051741834896E-2,7.3944051741834896E-2,6.2281947894523159E+19,0,false,0,2.7116323987480815E-19,2.7116323987480815E-19,1.9654197703859768E+16,0,false,0,8.7961878012441432E-16,8.7961878012441432E-16,6220071489300.6377,0,false,0,2.5361790228846246E-12,2.5361790228846246E-12,2155889918.9144082,0,false,0,8.0174652683358332E-9,8.0174652683358332E-9,681976.48570968851,0,false,0,2.5353451309234246E-5,2.5353451309234246E-5,215.65990055198893,0,true,7.3944051741834896E-2,8.0174652683358202E-2,0]
[null,6,12,1846.9523005284273,null,112,11,7,1418.8436539846884,1,0.75645394927721343,0.75645394927721343,7.1767594359757668E+20,0,false,0,2.4627657967730636E-18,2.4627657967730636E-18,2.264756540154897E+17,0,false,0,7.9888964554701421E-15,7.9888964554701421E-15,71673989434116.047,0,false,0,2.3034150775515495E-11,2.3034150775515495E-11,24842356158.636581,0,false,0,7.2816430607590795E-8,7.2816430607590795E-8,7858426.6298469352,0,false,0,2.3026577180358589E-4,2.3026577180358589E-4,2485.0526975637199,0,false,0,0.72816430607591032,0.72816430607591032]
[null,6,13,2122.1803605866821,null,113,10,8,1431.3579298404622,1,1.0241876490131917E-5,1.0241876490131917E-5,1.0761341959908698E+16,0,false,0,3.0107808820738424E-23,3.0107808820738424E-23,3395936536812.8574,0,false,0,9.7665871227030529E-20,9.7665871227030529E-20,1074730617.3660774,0,false,0,2.8159714123283069E-16,2.8159714123283069E-16,372503.90248950198,0,false,0,8.9019555761840194E-13,8.9019555761840194E-13,117.83482083392069,0,false,0,2.8150455250378066E-9,2.8150455250378066E-9,3.726264215130521E-2,0,false,0,8.9019555761840173E-6,8.9019555761840173E-6]
[null,6,14,2419.4266654495973,null,114,14,1,1435.4863507413361,1,0.38979101767381991,0.38979101767381991,4.2350806254291924E+20,0,false,0,1.1081243155275126E-18,1.1081243155275126E-18,1.336456464799987E+17,0,false,0,3.5946131898281495E-15,3.5946131898281495E-15,42295569010997.945,0,false,0,1.0364242753135714E-11,1.0364242753135714E-11,14659733574.189341,0,false,0,3.2763837077776536E-8,3.2763837077776536E-8,4637339.5490435371,0,false,0,1.036083500524494E-4,1.036083500524494E-4,1466.4555258555654,0,false,0,0.32763837077776614,0.32763837077776614]
[null,6,15,2738.6912151171732,null,115,12,6,1442.8831048554016,1,0.88924907903491357,0.88924907903491357,1.0256640206608054E+21,0,false,0,2.3813774687639213E-18,2.3813774687639213E-18,3.2366687493369158E+17,0,false,0,7.7248831554638782E-15,7.7248831554638782E-15,102432626919730.44,0,false,0,2.2272928973107032E-11,2.2272928973107032E-11,35503364892.836174,0,false,0,7.0410027389505571E-8,7.0410027389505571E-8,11230842.450748758,0,false,0,2.2265605666567763E-4,2.2265605666567763E-4,3551.5042186873288,0,false,0,0.70410027389505836,0.70410027389505836]
[null,6,16,3079.9740095894094,null,116,4,11,1448.3876660565668,1,0.58350539467277784,0.58350539467277784,7.0348262286044784E+20,0,false,0,1.4949369978069465E-18,1.4949369978069465E-18,2.219966943606929E+17,0,false,0,4.8493839319108854E-15,4.8493839319108854E-15,70256508564619.234,0,false,0,1.3982086421900376E-11,1.3982086421900376E-11,24351054294.653374,0,false,0,4.4200701628291943E-8,4.4200701628291943E-8,7703012.2389347097,0,false,0,1.3977489132291555E-4,1.3977489132291555E-4,2435.9063519186875,0,false,0,0.4420070162829195,0.4420070162829195]
[null,6,17,3443.2750488663064,null,117,7,10,1457.0315473177714,1,0.25433105187281169,0.25433105187281169,3.2858898394774864E+20,0,false,0,6.0804019365404816E-19,6.0804019365404816E-19,1.0369221053838309E+17,0,false,0,1.9724044219840537E-15,1.9724044219840537E-15,32816041242207.184,0,false,0,5.6869758044197884E-12,5.6869758044197884E-12,11374109222.771736,0,false,0,1.7977883494179538E-8,1.7977883494179538E-8,3597992.1645210795,0,false,0,5.6851059350753826E-5,5.6851059350753826E-5,1137.78502433259,0,false,0,0.17977883494179547,0.17977883494179547]
[null,6,18,3828.5943329478632,null,118,14,2,1468.5137179483268,1,0.58352465612506099,0.58352465612506099,8.2594099176472655E+20,0,false,0,1.2733738152969653E-18,1.2733738152969653E-18,2.606406525909784E+17,0,false,0,4.1306613778881725E-15,4.1306613778881725E-15,82486373474074.219,0,false,0,1.1909814767435919E-11,1.1909814767435919E-11,28589951309.475956,0,false,0,3.7649757918754861E-8,3.7649757918754861E-8,9043910.0575532429,0,false,0,1.1905898837722605E-4,1.1905898837722605E-4,2859.9354735572629,0,false,0,0.37649757918754895,0.37649757918754895]
[null,6,19,4235.9318618340803,null,119,9,9,1480.425932422723,1,0.19361963426949796,0.19361963426949796,3.0104658140528653E+20,0,false,0,3.8463748321121805E-19,3.8463748321121805E-19,9.5000706128057984E+16,0,false,0,1.2477146752214008E-15,1.2477146752214008E-15,30065393284128.637,0,false,0,3.5974991181910077E-12,3.5974991181910077E-12,10420728829.394526,0,false,0,1.1372550586022645E-8,1.1372550586022645E-8,3296407.6520116082,0,false,0,3.5963162657314234E-5,3.5963162657314234E-5,1042.4156276764406,0,false,0,0.11372550586022664,0.11372550586022664]
[null,6,20,4665.2876355249582,null,120,13,5,1503.4762824526019,1,0.14359701384397291,0.14359701384397291,2.6720464423762097E+20,0,false,0,2.3835997342885783E-19,2.3835997342885783E-19,8.432126936892944E+16,0,false,0,7.7320918998748595E-16,7.7320918998748595E-16,26685613498246.266,0,false,0,2.2293713734380417E-12,2.2293713734380417E-12,9249290015.3762665,0,false,0,7.0475732964749393E-9,7.0475732964749393E-9,2925844.3321504514,0,false,0,2.2286383593841973E-5,2.2286383593841973E-5,925.23321686896577,0,false,0,7.0475732964749502E-2,7.0475732964749502E-2]
[null,7,1,367.12842948708169,null,121,5,11,1513.7973347047864,1,0.99270662602726889,0.99270662602726889,2.0001583685624081E+21,0,false,0,1.5218223955627233E-18,1.5218223955627233E-18,6.3118623202553702E+17,0,false,0,4.936596714838403E-15,4.936596714838403E-15,199754960513608.75,0,false,0,1.4233544480307033E-11,1.4233544480307033E-11,69235491322.761948,0,false,0,4.4995620374771083E-8,4.4995620374771083E-8,21901385.893792279,0,false,0,1.4228864511655581E-4,1.4228864511655581E-4,6925.8263338666175,0,false,0,0.44995620374771178,0.44995620374771178]
[null,7,2,400.15579669407231,null,122,14,3,1523.5593299599777,1,0.48375662418283394,0.48375662418283394,1.0503354484832482E+21,0,false,0,6.8819631072685773E-19,6.8819631072685773E-19,3.3145239122614669E+17,0,false,0,2.2324205877137564E-15,2.2324205877137564E-15,104896551860847.5,0,false,0,6.4366727868344959E-12,6.4366727868344959E-12,36357366482.794449,0,false,0,2.0347854014418927E-8,2.0347854014418927E-8,11500990.289931297,0,false,0,6.4345564182164468E-5,6.4345564182164468E-5,3636.932466366331,0,false,0,0.20347854014418937,0.20347854014418937]
[null,7,3,455.20140870572328,null,123,8,10,1566.047661731471,1,0.78271781141910701,0.78271781141910701,2.3398868163454383E+21,0,false,0,8.0872728586051316E-19,8.0872728586051316E-19,7.3839370231309542E+17,0,false,0,2.6234076159083645E-15,2.6234076159083645E-15,233683495243099.94,0,false,0,7.5639942146318068E-12,7.5639942146318068E-12,80995193138.515457,0,false,0,2.391158524634729E-8,2.391158524634729E-8,25621353.247848935,0,false,0,7.5615071843735591E-5,7.5615071843735591E-5,8102.1832998955506,0,false,0,0.23911585246347289,0.23911585246347289]
[null,7,4,532.26526552203461,null,124,11,8,1583.9804900196414,1,0.37596585018748158,0.37596585018748158,1.2830116200836642E+21,0,false,0,3.4029276928440631E-19,3.4029276928440631E-19,4.0487757512303501E+17,0,false,0,1.1038661093638855E-15,1.1038661093638855E-15,128133821569598.77,0,false,0,3.182744768416588E-12,3.182744768416588E-12,44411453255.649361,0,false,0,1.0061413413053935E-8,1.0061413413053935E-8,14048753.858359933,0,false,0,3.181698286581896E-5,3.181698286581896E-5,4442.6060479495918,0,false,0,0.10061413413053942,0.10061413413053942]
[null,7,5,631.34736714300641,null,125,12,7,1586.0016960856942,1,0.88924164636732761,0.88924164636732761,3.0799318250181561E+21,0,false,0,7.9302156598381632E-19,7.9302156598381632E-19,9.7192832031894656E+17,0,false,0,2.5724602745014347E-15,2.5724602745014347E-15,307591473635810.06,0,false,0,7.4170992398226698E-12,7.4170992398226698E-12,106611854589.79794,0,false,0,2.3447215283502242E-8,2.3447215283502242E-8,33724717.245653369,0,false,0,7.4146605084177754E-5,7.4146605084177754E-5,10664.691994142528,0,false,0,0.23447215283502262,0.23447215283502262]
[null,7,6,752.44771356863862,null,126,1,12,1592.581366896462,1,0.53646603935831272,0.53646603935831272,1.9497019994698492E+21,0,false,0,4.5593480349014474E-19,4.5593480349014474E-19,6.1526381008646656E+17,0,false,0,1.4789940400750095E-15,1.4789940400750095E-15,194715904519762.13,0,false,0,4.2643401257065726E-12,4.2643401257065726E-12,67488943869.623405,0,false,0,1.348059365751579E-8,1.348059365751579E-8,21348897.437045801,0,false,0,4.2629380168969887E-5,4.2629380168969887E-5,6751.1141434395649,0,false,0,0.1348059365751583,0.1348059365751583]
[null,7,7,895.56630479893124,null,127,6,11,1593.7424852748327,1,0.58348769457399652,0.58348769457399652,2.1386405663034111E+21,0,false,0,4.9171348161838699E-19,4.9171348161838699E-19,6.74886799924864E+17,0,false,0,1.5950554841857705E-15,1.5950554841857705E-15,213585118353297.19,0,false,0,4.5989766825542717E-12,4.5989766825542717E-12,74029053248.034119,0,false,0,1.4538459426388345E-8,1.4538459426388345E-8,23417741.848309048,0,false,0,4.5974645457332185E-5,4.5974645457332185E-5,7405.3401898497978,0,false,0,0.14538459426388334,0.14538459426388334]
[null,7,8,1060.7031408338842,null,128,14,4,1600.6231867762892,1,0.14066832158671849,0.14066832158671849,5.4207017604426111E+20,0,false,0,1.1275183297970123E-19,1.1275183297970123E-19,1.7106007068665827E+17,0,false,0,3.6575248853121004E-16,3.6575248853121004E-16,54136316560349.289,0,false,0,1.0545634199050463E-12,1.0545634199050463E-12,18763761689.938137,0,false,0,3.3337258592769043E-9,3.3337258592769043E-9,5935574.0493660262,0,false,0,1.054216680991703E-5,1.054216680991703E-5,1876.993321658528,0,false,0,3.3337258592769169E-2,3.3337258592769169E-2]
[null,7,9,{"$f":"3.1416/2*SQRT($H$2/$I$2)*(B138^2/$C$2^2+C138^2/$D$2^2)","v":1247.8582216734976},null,129,2,12,1614.3845897792019,1,{"$f":"ABS(SIN(G138*3.1416*$J$2/$C$2)*SIN(H138*3.1416*$K$2/$D$2))*(1/F138^$M$2)+(1-1/F138^$M$2)","v":0.63065173952968223},{"$f":"$J138*$K138","v":0.63065173952968223},{"$f":"10^(LOG10($I138/22.27)/LOG10(2)*70/20)*$L138","v":2.6845771400523541E+21},{"$f":"IF($I138<22.27,M138,0)","v":0},{"$f":"AND($I138>22.27,$I138<44.45)","v":false},{"$f":"IF($O138=TRUE,$L138,0)","v":0},{"$f":"10^(LOG10(44.45/$I138)/LOG10(2)*70/20)*$L138","v":4.5760400995783767E-19},{"$f":"IF($I138>44.45,Q138,0)","v":4.5760400995783767E-19},{"$f":"10^(LOG10($I138/44.548)/LOG10(2)*70/20)*$L138","v":8.4716698249721203E+17},{"$f":"IF($I138<44.528,S138,0)","v":0},{"$f":"AND($I138>44.548,$I138<89.095)","v":false},{"$f":"IF($U138=TRUE,$L138,0)","v":0},{"$f":"10^(LOG10(89.095/$I138)/LOG10(2)*70/20)*$L138","v":1.4844087318214382E-15},{"$f":"IF($I138>89.095,W138,0)","v":1.4844087318214382E-15},{"$f":"10^(LOG10($I138/89.09)/LOG10(2)*70/20)*$L138","v":268107570398201.94},{"$f":"IF($I138<89.09,Y138,0)","v":0},{"$f":"AND($I138>89.09,$I138<176.78)","v":false},{"$f":"IF($AA138=TRUE,$L138,0)","v":0},{"$f":"10^(LOG10(176.78/$I138)/LOG10(2)*70/20)*$L138","v":4.2799521475653653E-12},{"$f":"IF($I138>176.78,AC138,0)","v":4.2799521475653653E-12},{"$f":"10^(LOG10($I138/176.78)/LOG10(2)*70/20)*$L138","v":92926650312.680862},{"$f":"IF($I138<176.78,AE138,0)","v":0},{"$f":"AND($I138>176.78,$I138<353.55)","v":false},{"$f":"IF($AG138=TRUE,$L138,0)","v":0},{"$f":"10^(LOG10(353.55/$I138)/LOG10(2)*70/20)*$L138","v":1.3529946972834643E-8},{"$f":"IF($I138>353.55,AI138,0)","v":1.3529946972834643E-8},{"$f":"10^(LOG10($I138/353.55)/LOG10(2)*70/20)*$L138","v":29395652.279373866},{"$f":"IF($I138<353.55,AK138,0)","v":0},{"$f":"AND($I138>353.55,$I138<707.1)","v":false},{"$f":"IF($AM138=TRUE,$L138,0)","v":0},{"$f":"10^(LOG10(707.1/$I138)/LOG10(2)*70/20)*$L138","v":4.278544905545772E-5},{"$f":"IF($I138>707.1,AO138,0)","v":4.278544905545772E-5},{"$f":"10^(LOG10($I138/707.1)/LOG10(2)*70/20)*$L138","v":9295.7214509141795},{"$f":"IF($I138<707.1,AQ138,0)","v":0},{"$f":"AND($I138>707.1,$I138<1414.2)","v":false},{"$f":"IF($AS138=TRUE,$L138,0)","v":0},{"$f":"10^(LOG10(1414.2/$I138)/LOG10(2)*70/20)*$L138","v":0.13529946972834636},{"$f":"IF($I138>1414.2,AU138,0)","v":0.13529946972834636}]
[null,7,10,1457.0315473177714,null,130,10,9,1618.5130106800757,{"$f":"IF(ABS(I139-I138)>0.0001,1,$L$2)","v":1},5.2746596166265517E-6,5.2746596166265517E-6,2.3130073887429204E+16,0,false,0,3.7153383574302202E-24,3.7153383574302202E-24,7299114116634.5996,0,false,0,1.2052081230556886E-20,1.2052081230556886E-20,2309990583.0862269,0,false,0,3.4749412233691355E-17,3.4749412233691355E-17,800647.61625798256,0,false,0,1.0985115923000751E-13,1.0985115923000751E-13,253.27028195503055,0,false,0,3.4737986677665353E-10,3.4737986677665353E-10,8.0091095461093678E-2,0,false,0,1.098511592300078E-6,1.098511592300078E-6]
[null,7,11,1688.2231177667056,null,131,13,6,1624.576628878234,1,0.28891154541047542,0.28891154541047542,1.3232118783787582E+21,0,false,0,1.9484394633447864E-19,1.9484394633447864E-19,4.1756349537742822E+17,0,false,0,6.3204877795562684E-16,6.3204877795562684E-16,132148604166111.41,0,false,0,1.8223676987253623E-12,1.8223676987253623E-12,45802985385.359612,0,false,0,5.7609378513230476E-9,5.7609378513230476E-9,14488939.687536996,0,false,0,1.8217685068857333E-5,1.8217685068857333E-5,4581.8050293425404,0,false,0,5.7609378513230676E-2,5.7609378513230676E-2]
[null,7,12,1941.4329330203,null,132,15,1,1646.2508386078218,1,0.66312392684679,0.66312392684679,3.5430764479073422E+21,0,false,0,3.8334992886512415E-19,3.8334992886512415E-19,1.1180820019468942E+18,0,false,0,1.2435380140199033E-15,1.2435380140199033E-15,353845528970350.44,0,false,0,3.5854566734816547E-12,3.5854566734816547E-12,122643607886.55247,0,false,0,1.1334481553303944E-8,1.1334481553303944E-8,38796070.229478374,0,false,0,3.5842777805603535E-5,3.5842777805603535E-5,12268.39461890036,0,false,0,0.1133448155330391,0.1133448155330391]
[null,7,13,2216.6609930785553,null,133,3,12,1650.7232945837684,1,0.20490729537792526,0.20490729537792526,1.1299070111826849E+21,0,false,0,1.1477799969247789E-19,1.1477799969247789E-19,3.5656264030744064E+17,0,false,0,3.7232511354131421E-16,3.7232511354131421E-16,112843329783466.69,0,false,0,1.0735140767720457E-12,1.0735140767720457E-12,39111736499.391983,0,false,0,3.3936333941442605E-9,3.3936333941442605E-9,12372285.04750843,0,false,0,1.0731611069103827E-5,1.0731611069103827E-5,3912.4600610971033,0,false,0,3.3936333941442742E-2,3.3936333941442742E-2]
[null,7,14,2513.9072979414705,null,134,15,2,1679.2782058148123,1,0.99270928224768706,0.99270928224768706,6.6820190224419966E+21,0,false,0,4.5553628012971261E-19,4.5553628012971261E-19,2.1086322340213033E+18,0,false,0,1.4777012813946068E-15,1.4777012813946068E-15,667330380913003.63,0,false,0,4.2606127525297226E-12,4.2606127525297226E-12,231298119848.04254,0,false,0,1.3468810544132328E-8,1.3468810544132328E-8,73166944.908140957,0,false,0,4.2592118692749986E-5,4.2592118692749986E-5,23137.419534578465,0,false,0,0.13468810544132348,0.13468810544132348]
[null,7,15,2833.1718476090459,null,135,7,11,1688.2231177667056,1,0.30677778322967686,0.30677778322967686,2.1965174789535136E+21,0,false,0,1.3234259908905603E-19,1.3234259908905603E-19,6.9315090890297741E+17,0,false,0,4.2930242175508718E-16,4.2930242175508718E-16,219365260857407.84,0,false,0,1.2377950779709597E-12,1.2377950779709597E-12,76032462851.272232,0,false,0,3.9129647226802125E-9,3.9129647226802125E-9,24051483.965041094,0,false,0,1.237388092755864E-5,1.237388092755864E-5,7605.7470436547028,0,false,0,3.9129647226802358E-2,3.9129647226802358E-2]
[null,7,16,3174.4546420812821,null,136,9,10,1689.599258066997,1,0.66580612945327122,0.66580612945327122,4.8125235949388253E+21,0,false,0,2.8451765424592772E-19,2.8451765424592772E-19,1.5186790617018447E+18,0,false,0,9.2293878796849107E-16,9.2293878796849107E-16,480624672419696.69,0,false,0,2.6610823305991382E-12,2.6610823305991382E-12,166585526843.78555,0,false,0,8.4123143395036219E-9,8.4123143395036219E-9,52696295.469589338,0,false,0,2.6602073706126428E-5,2.6602073706126428E-5,16664.03179371142,0,false,0,8.4123143395036334E-2,8.4123143395036334E-2]
[null,7,17,3537.7556813581791,null,137,14,5,1699.7052883972608,1,0.27317343919454529,0.27317343919454529,2.116293261295939E+21,0,false,0,1.0891497720721976E-19,1.0891497720721976E-19,6.6783470271832115E+17,0,false,0,3.5330622038785491E-16,3.5330622038785491E-16,211353302563352.72,0,false,0,1.0186774601101496E-12,1.0186774601101496E-12,73255501180.232864,0,false,0,3.2202818028123075E-9,3.2202818028123075E-9,23173042.749304179,0,false,0,1.0183425204480153E-5,1.0183425204480153E-5,7327.9595404251168,0,false,0,3.2202818028123137E-2,3.2202818028123137E-2]
[null,7,18,3923.0749654397359,null,138,4,12,1701.5974813101614,1,0.38976949761371305,0.38976949761371305,3.0588865536462537E+21,0,false,0,1.5340476209036504E-19,1.5340476209036504E-19,9.6528710342934592E+17,0,false,0,4.9762537782592696E-16,4.9762537782592696E-16,305489691387982.44,0,false,0,1.4347886527827921E-12,1.4347886527827921E-12,105883372422.40858,0,false,0,4.5357082789859916E-9,4.5357082789859916E-9,33494275.188264471,0,false,0,1.4343168963678174E-5,1.4343168963678174E-5,10591.819817138074,0,false,0,4.5357082789859914E-2,4.5357082789859914E-2]
[null,7,19,4330.412494325953,null,139,15,3,1734.3238178264633,1,0.82298097626946265,0.82298097626946265,8.0600461065181777E+21,0,false,0,2.5955451013777409E-19,2.5955451013777409E-19,2.5434936612453233E+18,0,false,0,8.4196154939211374E-16,8.4196154939211374E-16,804953356219781.5,0,false,0,2.4276030342845733E-12,2.4276030342845733E-12,278998533836.08942,0,false,0,7.674230737286768E-9,7.674230737286768E-9,88256101.554342508,0,false,0,2.4268048419499549E-5,2.4268048419499549E-5,27909.029831884902,0,false,0,7.6742307372867941E-2,7.6742307372867941E-2]
[null,7,20,4759.7682680168309,null,140,12,8,1751.1385321206471,1,0.44196278163139063,0.44196278163139063,4.8423165590866462E+21,0,false,0,1.2459618142404728E-19,1.2459618142404728E-19,1.5280807716248701E+18,0,false,0,4.0417403613771539E-16,4.0417403613771539E-16,483600083002410.69,0,false,0,1.1653431409253228E-12,1.1653431409253228E-12,167616810437.70218,0,false,0,3.6839269127915578E-9,3.6839269127915578E-9,53022523.239837959,0,false,0,1.1649599778013855E-5,1.1649599778013855E-5,16767.194072709884,0,false,0,3.6839269127915748E-2,3.6839269127915748E-2]
[null,8,1,476.14454390078106,null,141,5,12,1767.007149958381,1,0.66310743043161768,0.66310743043161768,8.0686834333423826E+21,0,false,0,1.6832616362230387E-19,1.6832616362230387E-19,2.5462193263020211E+18,0,false,0,5.4602849109205555E-16,5.4602849109205555E-16,805815962354313.75,0,false,0,1.5743479292349166E-12,1.5743479292349166E-12,279297514944.68481,0,false,0,4.9768883541039777E-9,4.9768883541039777E-9,88350678.779248387,0,false,0,1.573830285933519E-5,1.573830285933519E-5,27938.937776432955,0,false,0,4.9768883541039879E-2,4.9768883541039879E-2]
[null,8,2,509.17191110777173,null,142,13,7,1767.6952201085267,1,0.28890913058258366,0.28890913058258366,3.5313918389177538E+21,0,false,0,7.3006770727847033E-20,7.3006770727847033E-20,1.1143947117618939E+18,0,false,0,2.3682460291483683E-16,2.3682460291483683E-16,352678592069739,0,false,0,6.8282942973391082E-13,6.8282942973391082E-13,122239145091.49261,0,false,0,2.1585862778970795E-9,2.1585862778970795E-9,38668125.795416608,0,false,0,6.826049164139937E-6,6.826049164139937E-6,12227.935036342657,0,false,0,2.1585862778970805E-2,2.1585862778970805E-2]
[null,8,3,564.21752311942271,null,143,11,9,1771.1355708592548,1,0.19362583498495545,0.19362583498495545,2.4208382809552946E+21,0,false,0,4.7835172253971132E-20,4.7835172253971132E-20,7.6393940445705549E+17,0,false,0,1.5517116510521669E-16,1.5517116510521669E-16,241768083379129.97,0,false,0,4.4740046800814729E-13,4.4740046800814729E-13,83797328466.224304,0,false,0,1.4143393194746431E-9,1.4143393194746431E-9,26507757.691094406,0,false,0,4.4725336338724298E-6,4.4725336338724298E-6,8382.4889967704057,0,false,0,1.414339319474649E-2,1.414339319474649E-2]
[null,8,4,641.28137993573409,null,144,8,11,1797.239232180405,1,0.9441255140234297,0.9441255140234297,1.3992958795729898E+22,0,false,0,1.9675982438717014E-19,1.9675982438717014E-19,4.4157318120332119E+18,0,false,0,6.3826364069422548E-16,6.3826364069422548E-16,1397470808133344.5,0,false,0,1.8402868301307952E-12,1.8402868301307952E-12,484366334440.73096,0,false,0,5.8175844887983866E-9,5.8175844887983866E-9,153220462.53841636,0,false,0,1.8396817465069128E-5,1.8396817465069128E-5,48452.564576590252,0,false,0,5.8175844887983719E-2,5.8175844887983719E-2]
[null,8,5,740.36348155670589,null,145,15,4,1811.3876746427748,1,0.2393090799018609,0.2393090799018609,3.8853853566223306E+21,0,false,0,4.5527181853866321E-20,4.5527181853866321E-20,1.2261037834600394E+18,0,false,0,1.4768434019039286E-16,1.4768434019039286E-16,388031773229076.19,0,false,0,4.2581392537623366E-13,4.2581392537623366E-13,134492632369.58394,0,false,0,1.3460991226063801E-9,1.3460991226063801E-9,42544293.181462482,0,false,0,4.2567391837903908E-6,4.2567391837903908E-6,13453.686789539339,0,false,0,1.3460991226063757E-2,1.3460991226063757E-2]
[null,8,6,861.46382798233799,null,146,14,6,1820.8056348228931,1,0.54961421808217636,0.54961421808217636,9.4780373526277763E+21,0,false,0,9.8442813064929203E-20,9.8442813064929203E-20,2.9909665042684856E+18,0,false,0,3.1933586270826262E-16,3.1933586270826262E-16,946567535290455.38,0,false,0,9.2073172441919425E-13,9.2073172441919425E-13,328082307480.64569,0,false,0,2.9106520302299817E-9,2.9106520302299817E-9,103782858.81676279,0,false,0,9.2042898917199958E-6,9.2042898917199958E-6,32819.021594465834,0,false,0,2.9106520302299779E-2,2.9106520302299779E-2]
[null,8,7,1004.5824192126305,null,147,10,10,1827.6863363243494,1,1.8138143462462109E-5,1.8138143462462109E-5,3.2681259929390816E+17,0,false,0,3.1093770397804616E-24,3.1093770397804616E-24,103131640158600.67,0,false,0,1.0086420415766128E-20,1.0086420415766128E-20,32638634466.842258,0,false,0,2.908188007405122E-17,2.908188007405122E-17,11312619.659634924,0,false,0,9.1934741722772339E-14,9.1934741722772339E-14,3578.54106184284,0,false,0,2.9072317994327392E-10,2.9072317994327392E-10,1.1316340455860801,0,false,0,9.1934741722772691E-7,9.1934741722772691E-7]
[null,8,8,1169.7192552475835,null,148,6,12,1846.9523005284273,1,0.38975767431495228,0.38975767431495228,7.9332111370650397E+21,0,false,0,5.9146200441519573E-20,5.9146200441519573E-20,2.5034685873729818E+18,0,false,0,1.918626901839039E-16,1.918626901839039E-16,792286402086022.75,0,false,0,5.531920658285689E-13,5.531920658285689E-13,274608140772.71454,0,false,0,1.7487717288407149E-9,1.7487717288407149E-9,86867280.72171253,0,false,0,5.5301017708470296E-6,5.5301017708470296E-6,27469.846122584633,0,false,0,1.7487717288407145E-2,1.7487717288407145E-2]
[null,8,9,1356.874336087197,null,149,1,13,1867.8094269547169,1,1.7830140664581112E-5,1.7830140664581112E-5,4.1353417334553286E+17,0,false,0,2.3745682015791987E-24,2.3745682015791987E-24,130498204937327.48,0,false,0,7.7027947658379029E-21,7.7027947658379029E-21,41299480964.118431,0,false,0,2.2209242167317554E-17,2.2209242167317554E-17,14314487.352773305,0,false,0,7.0208698244811741E-14,7.0208698244811741E-14,4528.1271988580429,0,false,0,2.2201939800907115E-10,2.2201939800907115E-10,1.4319195483349603,0,false,0,7.0208698244811793E-7,7.0208698244811793E-7]
[null,8,10,1566.047661731471,null,150,16,1,1871.5508083961338,1,0.38975554689512582,0.38975554689512582,9.2523758607875713E+21,0,false,0,5.0712831043500908E-20,5.0712831043500908E-20,2.9197549297319096E+18,0,false,0,1.6450592122934735E-16,1.6450592122934735E-16,924030818648172.25,0,false,0,4.7431509648210278E-13,4.7431509648210278E-13,320271033880.63782,0,false,0,1.4994228632832603E-9,1.4994228632832603E-9,101311904.77040297,0,false,0,4.7415914237063784E-6,4.7415914237063784E-6,32037.63731645509,0,false,0,1.4994228632832654E-2,1.4994228632832654E-2]
[null,8,11,1797.239232180405,null,151,2,13,1889.6126498374567,1,2.096052387514987E-5,2.096052387514987E-5,5.5636549940315846E+17,0,false,0,2.4391055134134299E-24,2.4391055134134299E-24,175571219117858.16,0,false,0,7.9121455301019998E-21,7.9121455301019998E-21,55563984388.041862,0,false,0,2.2812857084084614E-17,2.2812857084084614E-17,19258594.375153285,0,false,0,7.2116868601463055E-14,7.2116868601463055E-14,6092.1053512272811,0,false,0,2.2805356249970553E-10,2.2805356249970553E-10,1.9264928655578226,0,false,0,7.2116868601463143E-7,7.2116868601463143E-7]
[null,8,12,2050.4490474339996,null,152,16,2,1904.5781756031242,1,0.58347155568661713,0.58347155568661713,1.6975054271011107E+22,0,false,0,6.1946207049366467E-20,6.1946207049366467E-20,5.3567860986175805E+18,0,false,0,2.0094555258764161E-16,2.0094555258764161E-16,1695291407379582,0,false,0,5.7938041652845626E-13,5.7938041652845626E-13,587591583324.84045,0,false,0,1.8315593358182848E-9,1.8315593358182848E-9,185873888.78846416,0,false,0,5.7918991709310084E-6,5.7918991709310084E-6,58778.484612438071,0,false,0,1.8315593358182874E-2,1.8315593358182874E-2]
[null,8,13,2325.6771074922544,null,153,15,5,1910.4697762637466,1,0.4647306774537211,0.4647306774537211,1.4014853836566224E+22,0,false,0,4.759930635393671E-20,4.759930635393671E-20,4.422641189081857E+18,0,false,0,1.5440604636951706E-16,1.5440604636951706E-16,1399657456494017.5,0,false,0,4.4519442360420029E-13,4.4519442360420029E-13,485124231382.12213,0,false,0,1.4073654882784041E-9,1.4073654882784041E-9,153460209.42348886,0,false,0,4.4504804432747541E-6,4.4504804432747541E-6,48528.379198466049,0,false,0,1.4073654882784052E-2,1.4073654882784052E-2]
[null,8,14,2622.9234123551696,null,154,9,11,1920.7908285159308,1,0.80310495690691897,0.80310495690691897,2.5784872448422259E+22,0,false,0,7.7262034280511652E-20,7.7262034280511652E-20,8.136883928684288E+18,0,false,0,2.5062813224657945E-16,2.5062813224657945E-16,2575124179534364.5,0,false,0,7.2262874089457334E-13,7.2262874089457334E-13,892543480916.65796,0,false,0,2.284401369046036E-9,2.284401369046036E-9,282339863.9783718,0,false,0,7.2239114161923818E-6,7.2239114161923818E-6,89283.704443378068,0,false,0,2.2844013690460473E-2,2.2844013690460473E-2]
[null,8,15,2942.1879620227455,null,155,3,13,1925.9513546420233,1,6.8103582179356576E-6,6.8103582179356576E-6,2.2558519393619898E+17,0,false,0,6.350615710362149E-25,6.350615710362149E-25,71187497349861.859,0,false,0,2.0600583053834294E-21,2.0600583053834294E-21,22529096803.253716,0,false,0,5.9397056748761797E-18,5.9397056748761797E-18,7808632.5477012154,0,false,0,1.8776822741122095E-14,1.8776822741122095E-14,2470.1185975957101,0,false,0,5.9377527083192236E-11,5.9377527083192236E-11,0.78112008591433291,0,false,0,1.8776822741122184E-7,1.8776822741122184E-7]
[null,8,16,3283.4707564949817,null,156,13,8,1932.8320561434796,1,0.14359098397224687,0.14359098397224687,4.9576445685571634E+21,0,false,0,1.2845927569893223E-20,1.2845927569893223E-20,1.5644746156768502E+18,0,false,0,4.1670541861842905E-17,4.1670541861842905E-17,495117841965894.13,0,false,0,1.2014745083920729E-13,1.2014745083920729E-13,171608890027.23425,0,false,0,3.7981467612913291E-10,3.7981467612913291E-10,54285344.864104286,0,false,0,1.2010794653272456E-6,1.2010794653272456E-6,17166.533333829317,0,false,0,3.7981467612913339E-3,3.7981467612913339E-3]
[null,8,17,3646.7717957718787,null,157,12,9,1938.2936129602606,1,0.22761485539970705,0.22761485539970705,8.1207615434962659E+21,0,false,0,1.9705658914691943E-20,1.9705658914691943E-20,2.5626535180318633E+18,0,false,0,6.3922630752205614E-17,6.3922630752205614E-17,811016980934090.75,0,false,0,1.8430624591531868E-13,1.8430624591531868E-13,281100198972.27734,0,false,0,5.8263589124822284E-10,5.8263589124822284E-10,88920925.018258378,0,false,0,1.8424564629065457E-6,1.8424564629065457E-6,28119.265470674742,0,false,0,5.8263589124822298E-3,5.8263589124822298E-3]
[null,8,18,4032.0910798534355,null,158,7,12,1941.4329330203,1,0.2049211944570529,0.2049211944570529,7.4499719002759774E+21,0,false,0,1.7410275196658183E-20,1.7410275196658183E-20,2.3509736860542188E+18,0,false,0,5.6476700297523202E-17,5.6476700297523202E-17,744025506258650.75,0,false,0,1.628376130805908E-13,1.628376130805908E-13,257880812321.42889,0,false,0,5.1476843530052643E-10,5.1476843530052643E-10,81575895.214300737,0,false,0,1.6278407231106927E-6,1.6278407231106927E-6,25796.563104441884,0,false,0,5.1476843530052808E-3,5.1476843530052808E-3]
[null,8,19,4439.4286087396531,null,159,16,3,1959.6237876147754,1,0.48371260258310445,0.48371260258310445,1.9599594971650259E+22,0,false,0,3.6873488055682413E-20,3.6873488055682413E-20,6.1850074943186156E+18,0,false,0,1.1961286713289871E-16,1.1961286713289871E-16,1957403164259773,0,false,0,3.4487627065742963E-13,3.4487627065742963E-13,678440072005.22595,0,false,0,1.0902359403336556E-9,1.0902359403336556E-9,214612152.50903744,0,false,0,3.4476287584297868E-6,3.4476287584297868E-6,67866.32154799781,0,false,0,1.0902359403336568E-2,1.0902359403336568E-2]
[null,8,20,4868.784382430531,null,160,14,7,1963.9242260531855,1,0.54960962420642223,0.54960962420642223,2.2844569350576749E+22,0,false,0,4.0842488541584009E-20,4.0842488541584009E-20,7.2090179844111237E+18,0,false,0,1.3248779578227452E-16,1.3248779578227452E-16,2281477367142027.5,0,false,0,3.8199817471348556E-13,3.8199817471348556E-13,790764875373.79004,0,false,0,1.2075871106486783E-9,1.2075871106486783E-9,250144056.98489249,0,false,0,3.8187257427115974E-6,3.8187257427115974E-6,79102.496322721126,0,false,0,1.2075871106486823E-2,1.2075871106486823E-2]
[null,9,1,599.69614023630709,null,161,4,13,1976.8255413684165,1,1.2954491914396573E-5,1.2954491914396573E-5,5.8104670317184166E+17,0,false,0,8.9210554838466416E-25,8.9210554838466416E-25,183359820387368.56,0,false,0,2.8938760083211912E-21,2.8938760083211912E-21,58028885648.727715,0,false,0,8.3438277955993375E-18,8.3438277955993375E-18,20112934.35953657,0,false,0,2.6376824724346587E-14,2.6376824724346587E-14,6362.3602353191673,0,false,0,8.3410843571978502E-11,8.3410843571978502E-11,2.0119549638093357,0,false,0,2.6376824724346663E-7,2.6376824724346663E-7]
[null,9,2,632.72350744329776,null,162,11,10,1980.3088965035286,1,0.66582745205505256,0.66582745205505256,3.0481905062935899E+22,0,false,0,4.4922901760958699E-20,4.4922901760958699E-20,9.619117717895084E+18,0,false,0,1.4572413305308966E-16,1.4572413305308966E-16,3044214817151039,0,false,0,4.2016211764489731E-13,4.2016211764489731E-13,1055131286930.5446,0,false,0,1.3282324137579744E-9,1.3282324137579744E-9,333771553.32011384,0,false,0,4.2002396895383677E-6,4.2002396895383677E-6,105547.83266638947,0,false,0,1.3282324137579743E-2,1.3282324137579743E-2]
[null,9,3,687.76911945494874,null,163,15,6,2031.5701226893786,1,0.93501984915020719,0.93501984915020719,5.7616265983801388E+22,0,false,0,4.6868717001115505E-20,4.6868717001115505E-20,1.8181857197555214E+19,0,false,0,1.520361081891185E-16,1.520361081891185E-16,5754111833058486,0,false,0,4.3836125037680503E-13,4.3836125037680503E-13,1994387317659.5354,0,false,0,1.3857642020407951E-9,1.3857642020407951E-9,630888081.11608243,0,false,0,4.3821711783746448E-6,4.3821711783746448E-6,199504.32849798937,0,false,0,1.3857642020407884E-2,1.3857642020407884E-2]
[null,9,4,764.83297627126012,null,164,16,4,2036.6876444310869,1,0.14065552084304292,0.14065552084304292,8.9245141153749685E+21,0,false,0,6.8472391886894447E-21,6.8472391886894447E-21,2.8162922124966753E+18,0,false,0,2.2211565937756913E-17,2.2211565937756913E-17,891287406407325.38,0,false,0,6.4041956435707062E-14,6.4041956435707062E-14,308922098023.17938,0,false,0,2.0245186037993421E-10,2.0245186037993421E-10,97721875.741224587,0,false,0,6.4020899533899513E-7,6.4020899533899513E-7,30902.370456622419,0,false,0,2.024518603799349E-3,2.024518603799349E-3]
[null,9,5,863.91507789223192,null,165,5,13,2042.2352100166361,1,2.2039230618338811E-5,2.2039230618338811E-5,1.4433088109590525E+18,0,false,0,1.0394895055374518E-24,1.0394895055374518E-24,455462259567611.81,0,false,0,3.3719706669500406E-21,3.3719706669500406E-21,144142633440.21475,0,false,0,9.7223040987044449E-18,9.7223040987044449E-18,49960141.270735301,0,false,0,3.0734516268849161E-14,3.0734516268849161E-14,15803.980189550932,0,false,0,9.7191074193062988E-11,9.7191074193062988E-11,4.9976573495160617,0,false,0,3.073451626884915E-7,3.073451626884915E-7]
[null,9,6,985.01542431786402,null,166,8,12,2050.4490474339996,1,0.63065625552882065,0.63065625552882065,4.3273651911493574E+22,0,false,0,2.8388888017057792E-20,2.8388888017057792E-20,1.3655785324454957E+19,0,false,0,9.2089912549289742E-17,9.2089912549289742E-17,4321721102050963.5,0,false,0,2.6552014316219411E-13,2.6552014316219411E-13,1497917664177.6655,0,false,0,8.3937234187244093E-10,8.3937234187244093E-10,473838954.17663831,0,false,0,2.6543284052664509E-6,2.6543284052664509E-6,149841.03393103258,0,false,0,8.3937234187244601E-3,8.3937234187244601E-3]
[null,9,7,1128.1340155481566,null,167,10,11,2058.8779067732835,1,2.1878490268261345E-5,2.1878490268261345E-5,1.5745720531013716E+18,0,false,0,9.3898504296623192E-25,9.3898504296623192E-25,496884755162705.5,0,false,0,3.0459470775993142E-21,3.0459470775993142E-21,157251837272.84573,0,false,0,8.7822898482584265E-18,8.7822898482584265E-18,54503819.014050432,0,false,0,2.776290758638333E-14,2.776290758638333E-14,17241.28983713418,0,false,0,8.7794022441739259E-11,8.7794022441739259E-11,5.4521745684457521,0,false,0,2.7762907586383349E-7,2.7762907586383349E-7]
[null,9,8,1293.2708515831096,null,168,17,1,2111.3862601062729,1,0.20494019179663767,0.20494019179663767,1.9766747271713366E+22,0,false,0,6.5630479954866648E-21,6.5630479954866648E-21,6.2377554327367322E+18,0,false,0,2.1289686147551785E-17,2.1289686147551785E-17,1974096592952053.3,0,false,0,6.138392748229087E-14,6.138392748229087E-14,684226049657.04883,0,false,0,1.9404919849212835E-10,1.9404919849212835E-10,216442441.09231088,0,false,0,6.1363744536523831E-7,6.1363744536523831E-7,68445.109617852373,0,false,0,1.9404919849212901E-3,1.9404919849212901E-3]
[null,9,9,1480.425932422723,null,169,13,9,2119.987136983093,1,7.3950663747979414E-2,7.3950663747979414E-2,7.4778642447643967E+21,0,false,0,2.2588796318353433E-21,2.2588796318353433E-21,2.359775620989313E+18,0,false,0,7.3275158798081283E-18,7.3275158798081283E-18,746811102769151.5,0,false,0,2.1127211564985936E-14,2.1127211564985936E-14,258846305956.91,0,false,0,6.6788142087225042E-11,6.6788142087225042E-11,81881311.530190736,0,false,0,2.1120264968658292E-7,2.1120264968658292E-7,25893.14422372101,0,false,0,6.6788142087224965E-4,6.6788142087224965E-4]
[null,9,10,1689.599258066997,null,170,6,13,2122.1803605866821,1,1.2954098951814495E-5,1.2954098951814495E-5,1.3257568475925473E+18,0,false,0,3.9096425679115702E-25,3.9096425679115702E-25,418366606547980.75,0,false,0,1.2682379174613279E-21,1.2682379174613279E-21,132402769152.64307,0,false,0,3.6566731804399682E-18,3.6566731804399682E-18,45891079.506648771,0,false,0,1.1559613874767969E-14,1.1559613874767969E-14,14516.806657330479,0,false,0,3.655470871635126E-11,3.655470871635126E-11,4.590617338945969,0,false,0,1.1559613874767974E-7,1.1559613874767974E-7]
[null,9,11,1920.7908285159308,null,171,14,8,2129.0610620881384,1,0.27316196819836502,0.27316196819836502,2.9028332538193833E+22,0,false,0,7.939714574230533E-21,7.939714574230533E-21,9.160416557382869E+18,0,false,0,2.5755416005300587E-17,2.5755416005300587E-17,2899047151006578,0,false,0,7.4259835367624873E-14,7.4259835367624873E-14,1004815867159.0004,0,false,0,2.3475300659773331E-10,2.3475300659773331E-10,317855187.25162542,0,false,0,7.4235418842137245E-7,7.4235418842137245E-7,100514.63578144519,0,false,0,2.3475300659773347E-3,2.3475300659773347E-3]
[null,9,12,2174.0006437695256,null,172,16,5,2135.769746052059,1,0.27314858055448582,0.27314858055448582,3.0108324033738542E+22,0,false,0,7.6541651382387025E-21,7.6541651382387025E-21,9.5012274518634086E+18,0,false,0,2.4829130249649061E-17,2.4829130249649061E-17,3006905439599349.5,0,false,0,7.158910282329679E-14,7.158910282329679E-14,1042199777850.1357,0,false,0,2.263101856367713E-10,2.263101856367713E-10,329680906.09355074,0,false,0,7.1565564430771968E-7,7.1565564430771968E-7,104254.25643237065,0,false,0,2.2631018563677124E-3,2.2631018563677124E-3]
[null,9,13,2449.2287038277805,null,173,17,2,2144.4136273132631,1,0.3067994117925234,0.3067994117925234,3.5443529463239065E+22,0,false,0,8.2027333910645227E-21,8.2027333910645227E-21,1.1184848241625676E+19,0,false,0,2.6608615321402754E-17,2.6608615321402754E-17,3539730123210661.5,0,false,0,7.6719839924976669E-14,7.6719839924976669E-14,1226877938852.3596,0,false,0,2.425296662580136E-10,2.425296662580136E-10,388100476.64891911,0,false,0,7.6694614553580796E-7,7.6694614553580796E-7,122728.14672075785,0,false,0,2.4252966625801331E-3,2.4252966625801331E-3]
[null,9,14,2746.4750086906956,null,174,12,10,2147.4669386045343,1,0.78270660127788028,0.78270660127788028,9.1931835035148435E+22,0,false,0,2.0583469368197552E-20,2.0583469368197552E-20,2.9010757083567649E+19,0,false,0,6.6770135305734617E-17,6.6770135305734617E-17,9181193032524024,0,false,0,1.9251637225573994E-13,1.9251637225573994E-13,3182220901556.1011,0,false,0,6.0859005386412282E-10,6.0859005386412282E-10,1006637587.6408091,0,false,0,1.9245307315351767E-6,1.9245307315351767E-6,318326.75552823237,0,false,0,6.0859005386412115E-3,6.0859005386412115E-3]
[null,9,15,3065.7395583582716,null,175,1,14,2165.055731817632,1,0.53649273142207965,0.53649273142207965,6.9281873336855798E+22,0,false,0,1.2832006643944137E-20,1.2832006643944137E-20,2.1863151071677956E+19,0,false,0,4.1625384163080823E-17,4.1625384163080823E-17,6919151048353931,0,false,0,1.2001724897118309E-13,1.2001724897118309E-13,2398192370980.2095,0,false,0,3.7940307704825693E-10,3.7940307704825693E-10,758624450.56583929,0,false,0,1.1997778747488495E-6,1.1997778747488495E-6,239898.1152481864,0,false,0,3.7940307704825778E-3,3.7940307704825778E-3]
[null,9,16,3407.0223528305078,null,176,9,12,2174.0006437695256,1,0.53645744913846627,0.53645744913846627,7.26791396249317E+22,0,false,0,1.2230586856287901E-20,1.2230586856287901E-20,2.2935220034446746E+19,0,false,0,3.9674455489249134E-17,3.9674455489249134E-17,7258434579045836,0,false,0,1.1439219356136499E-13,1.1439219356136499E-13,2515788759499.2993,0,false,0,3.6162093865276503E-10,3.6162093865276503E-10,795823924.93175852,0,false,0,1.1435458157507632E-6,1.1435458157507632E-6,251661.62192392166,0,false,0,3.6162093865276623E-3,3.6162093865276623E-3]
[null,9,17,3770.3233921074047,null,177,15,7,2174.688713919671,1,0.93501203391385901,0.93501203391385901,1.2714216074019044E+23,0,false,0,2.1238866066637696E-20,2.1238866066637696E-20,4.0122013651781796E+19,0,false,0,6.8896158156934479E-17,6.8896158156934479E-17,1.269763319617828E+16,0,false,0,1.9864627157033203E-13,1.9864627157033203E-13,4401026491223.1094,0,false,0,6.2796812394895472E-10,6.2796812394895472E-10,1392184523.739928,0,false,0,1.9858095696616208E-6,1.9858095696616208E-6,440247.40182549425,0,false,0,6.2796812394895337E-3,6.2796812394895337E-3]
[null,9,18,4155.6426761889616,null,178,2,14,2186.8589547003721,1,0.63068311783736863,0.63068311783736863,9.1508835035903984E+22,0,false,0,1.3425976990750317E-20,1.3425976990750317E-20,2.8877271765671641E+19,0,false,0,4.3552147806002857E-17,4.3552147806002857E-17,9138948203577206,0,false,0,1.2557263005632059E-13,1.2557263005632059E-13,3167578754595.3633,0,false,0,3.9696495832736585E-10,3.9696495832736585E-10,1002005811.2964262,0,false,0,1.2553134195882988E-6,1.2553134195882988E-6,316862.05924215855,0,false,0,3.9696495832736642E-3,3.9696495832736642E-3]
[null,9,19,4562.9802050751787,null,179,17,3,2199.4592393249141,1,0.25434443290811293,0.25434443290811293,3.9453403620241582E+22,0,false,0,5.0646158551311008E-21,5.0646158551311008E-21,1.2450236722775945E+19,0,false,0,1.6428964421379503E-17,1.6428964421379503E-17,3940194539672040.5,0,false,0,4.7369151130819574E-14,4.7369151130819574E-14,1365679751631.8567,0,false,0,1.4974515621927022E-10,1.4974515621927022E-10,432007900.52015346,0,false,0,4.7353576223062497E-7,4.7353576223062497E-7,136612.89328311218,0,false,0,1.4974515621927098E-3,1.4974515621927098E-3]
[null,9,20,4992.3359787660565,null,180,11,11,2211.5004669524628,1,0.80313067653674386,0.80313067653674386,1.3274459273046515E+23,0,false,0,1.5008666348887793E-20,1.5008666348887793E-20,4.1889962627073098E+19,0,false,0,4.8686189142740483E-17,4.8686189142740483E-17,1.3257145682083106E+16,0,false,0,1.4037546082241038E-13,1.4037546082241038E-13,4594954700881.6895,0,false,0,4.4376022808919176E-10,4.4376022808919176E-10,1453530178.6097085,0,false,0,1.4032930557576761E-6,1.4032930557576761E-6,459646.60121980339,0,false,0,4.437602280891924E-3,4.437602280891924E-3]
[null,10,1,737.78321849365966,null,181,7,13,2216.6609930785553,1,6.810820171755232E-6,6.810820171755232E-6,1.156642483507479E+18,0,false,0,1.2387572252220102E-25,1.2387572252220102E-25,364999503259574.75,0,false,0,4.0183695984129865E-22,4.0183695984129865E-22,115513389965.94633,0,false,0,1.1586047174039214E-18,1.1586047174039214E-18,40037184.999494605,0,false,0,3.6626251529163196E-15,3.6626251529163196E-15,12665.033814626835,0,false,0,1.1582237698638074E-11,1.1582237698638074E-11,4.0050353497271542,0,false,0,3.6626251529163185E-8,3.6626251529163185E-8]
[null,10,2,770.81058570065034,null,182,3,14,2223.1976595049387,1,0.20491749061526235,0.20491749061526235,3.6011981025859399E+22,0,false,0,3.6016172563247289E-21,3.6016172563247289E-21,1.1364233437087592E+19,0,false,0,1.1683184560510628E-17,1.1683184560510628E-17,3596501137561258,0,false,0,3.3685783287466633E-14,3.3685783287466633E-14,1246554892362.5493,0,false,0,1.0648877508527348E-10,1.0648877508527348E-10,394324922.28810662,0,false,0,3.3674707451085618E-7,3.3674707451085618E-7,124696.48925993071,0,false,0,1.0648877508527364E-3,1.0648877508527364E-3]
[null,10,3,825.85619771230131,null,183,16,6,2256.8700924776908,1,0.54956420347585455,0.54956420347585455,1.150247957276255E+23,0,false,0,8.1102065689457963E-21,8.1102065689457963E-21,3.6298159458747994E+19,0,false,0,2.6308470174743156E-17,2.6308470174743156E-17,1.1487477136708954E+16,0,false,0,7.5854440229131992E-14,7.5854440229131992E-14,3981583844396.481,0,false,0,2.397939319340346E-10,2.397939319340346E-10,1259501486.5727878,0,false,0,7.5829499399893343E-7,7.5829499399893343E-7,398289.34139379964,0,false,0,2.3979393193403436E-3,2.3979393193403436E-3]
[null,10,4,902.9200545286127,null,184,4,14,2274.0718462313316,1,0.38978889073745515,0.38978889073745515,8.9113415690068074E+22,0,false,0,5.26626049219365E-21,5.26626049219365E-21,2.8121353766985593E+19,0,false,0,1.7083073768035221E-17,1.7083073768035221E-17,8899718698373189,0,false,0,4.9255125420075144E-14,4.9255125420075144E-14,3084661302687.7148,0,false,0,1.5570716963576953E-10,1.5570716963576953E-10,975776386.51928008,0,false,0,4.9238930406724319E-7,4.9238930406724319E-7,308567.58684097388,0,false,0,1.5570716963576989E-3,1.5570716963576989E-3]
[null,10,5,1002.0021561495845,null,185,17,4,2276.5230961412258,1,7.3959099872889261E-2,7.3959099872889261E-2,1.7121632219639241E+22,0,false,0,9.8678964396479356E-22,9.8678964396479356E-22,5.4030414274688891E+18,0,false,0,3.20101907347202E-18,3.20101907347202E-18,1709930084396666,0,false,0,9.2294043845277891E-15,9.2294043845277891E-15,592665379705.09253,0,false,0,2.9176343007606357E-11,2.9176343007606357E-11,187478891.80566519,0,false,0,9.2263697698363509E-8,9.2263697698363509E-8,59286.031131018055,0,false,0,2.9176343007606374E-4,2.9176343007606374E-4]
[null,10,6,1123.1025025752167,null,186,10,12,2312.0877220268781,1,1.4614377584613218E-5,1.4614377584613218E-5,4.051426917700822E+18,0,false,0,1.6283177296843577E-25,1.6283177296843577E-25,1278501208056039.3,0,false,0,5.2820539233164169E-22,5.2820539233164169E-22,404614272894.19141,0,false,0,1.5229591114648103E-18,1.5229591114648103E-18,140240161.78623474,0,false,0,4.8144360753275344E-15,4.8144360753275344E-15,44362.419366242197,0,false,0,1.5224583647317106E-11,1.5224583647317106E-11,14.028628771288821,0,false,0,4.8144360753275585E-8,4.8144360753275585E-8]
[null,10,7,1266.2210938055091,null,187,14,9,2316.2161429277521,1,0.14068090001303893,0.14068090001303893,3.9817222010983907E+22,0,false,0,1.5352737793134708E-21,1.5352737793134708E-21,1.2565046211266245E+19,0,false,0,4.9802312789160105E-18,4.9802312789160105E-18,3976528926698122,0,false,0,1.4359354738781378E-14,1.4359354738781378E-14,1378273326936.2944,0,false,0,4.5393336533061661E-11,4.5393336533061661E-11,435991648.55537879,0,false,0,1.4354633403900582E-7,1.4354633403900582E-7,137872.66502466646,0,false,0,4.5393336533061608E-4,4.5393336533061608E-4]
[null,10,8,1431.3579298404622,null,188,8,13,2325.6771074922544,1,2.0960673970205236E-5,2.0960673970205236E-5,6.2204855801653565E+18,0,false,0,2.1815878755277727E-25,2.1815878755277727E-25,1962986989643118.8,0,false,0,7.0767913331170411E-22,7.0767913331170411E-22,621237233496.91003,0,false,0,2.0404304835152146E-18,2.0404304835152146E-18,215322137.57576242,0,false,0,6.4502861929005674E-15,6.4502861929005674E-15,68113.234071505954,0,false,0,2.0397595929502017E-11,2.0397595929502017E-11,21.539295846614287,0,false,0,6.4502861929005769E-8,6.4502861929005769E-8]
[null,10,9,1618.5130106800757,null,189,13,10,2329.1604626273665,1,0.25429655099962695,0.25429655099962695,7.6792145435727732E+22,0,false,0,2.6010616860275064E-21,2.6010616860275064E-21,2.4233153578519765E+19,0,false,0,8.4375105871584668E-18,8.4375105871584668E-18,7669198709647314,0,false,0,2.4327626740178971E-14,2.4327626740178971E-14,2658160474959.2661,0,false,0,7.6905415860028025E-11,7.6905415860028025E-11,840860622.45606732,0,false,0,2.4319627852012652E-7,2.4319627852012652E-7,265903.47617080889,0,false,0,7.6905415860028278E-4,7.6905415860028278E-4]
[null,10,10,1827.6863363243494,null,190,5,14,2339.4815148795515,1,0.66314042358406144,0.66314042358406144,2.1081796473053993E+23,0,false,0,6.4430262641864674E-21,6.4430262641864674E-21,6.6527430474018587E+19,0,false,0,2.0900351041054895E-17,2.0900351041054895E-17,2.1054299940547136E+16,0,false,0,6.0261368991861303E-14,6.0261368991861303E-14,7297464839383.9219,0,false,0,1.9050052403835976E-10,1.9050052403835976E-10,2308420008.8746028,0,false,0,6.0241555141687671E-7,6.0241555141687671E-7,729986.50243498443,0,false,0,1.9050052403836038E-3,1.9050052403836038E-3]
[null,10,11,2058.8779067732835,null,191,15,8,2339.825549954624,1,0.46471116265813317,0.46471116265813317,1.479884133455755E+23,0,false,0,4.5073886689495936E-21,4.5073886689495936E-21,4.6700426561807196E+19,0,false,0,1.4621390880115346E-17,1.4621390880115346E-17,1.4779539524944818E+16,0,false,0,4.2157427369047587E-14,4.2157427369047587E-14,5122619623075.752,0,false,0,1.3326965749811071E-10,1.3326965749811071E-10,1620447360.2863081,0,false,0,4.2143566068456925E-7,4.2143566068456925E-7,512430.44869121932,0,false,0,1.3326965749811139E-3,1.3326965749811139E-3]
[null,10,12,2312.0877220268781,null,192,18,1,2365.7571937382381,1,0.6306764607533305,0.6306764607533305,2.2829945533729027E+23,0,false,0,5.3813951305369773E-21,5.3813951305369773E-21,7.2044031739045003E+19,0,false,0,1.7456555771629735E-17,1.7456555771629735E-17,2.2800168928101496E+16,0,false,0,5.0331975123997634E-14,5.0331975123997634E-14,7902586718849.1055,0,false,0,1.5911134774090835E-10,1.5911134774090835E-10,2499839287.3651896,0,false,0,5.0315426044035898E-7,5.0315426044035898E-7,790518.59324461513,0,false,0,1.5911134774090902E-3,1.5911134774090902E-3]
[null,10,13,{"$f":"3.1416/2*SQRT($H$2/$I$2)*(B202^2/$C$2^2+C202^2/$D$2^2)","v":2587.3157820851334},null,193,17,5,2375.6051977621973,1,{"$f":"ABS(SIN(G202*3.1416*$J$2/$C$2)*SIN(H202*3.1416*$K$2/$D$2))*(1/F202^$M$2)+(1-1/F202^$M$2)","v":0.14362623683936521},{"$f":"$J202*$K202","v":0.14362623683936521},{"$f":"10^(LOG10($I202/22.27)/LOG10(2)*70/20)*$L202","v":5.4564203822084566E+22},{"$f":"IF($I202<22.27,M202,0)","v":0},{"$f":"AND($I202>22.27,$I202<44.45)","v":false},{"$f":"IF($O202=TRUE,$L202,0)","v":0},{"$f":"10^(LOG10(44.45/$I202)/LOG10(2)*70/20)*$L202","v":1.1677402611587455E-21},{"$f":"IF($I202>44.45,Q202,0)","v":1.1677402611587455E-21},{"$f":"10^(LOG10($I202/44.548)/LOG10(2)*70/20)*$L202","v":1.7218723654711753E+19},{"$f":"IF($I202<44.528,S202,0)","v":0},{"$f":"AND($I202>44.548,$I202<89.095)","v":false},{"$f":"IF($U202=TRUE,$L202,0)","v":0},{"$f":"10^(LOG10(89.095/$I202)/LOG10(2)*70/20)*$L202","v":3.7879996731741922E-18},{"$f":"IF($I202>89.095,W202,0)","v":3.7879996731741922E-18},{"$f":"10^(LOG10($I202/89.09)/LOG10(2)*70/20)*$L202","v":5449303690772723},{"$f":"IF($I202<89.09,Y202,0)","v":0},{"$f":"AND($I202>89.09,$I202<176.78)","v":false},{"$f":"IF($AA202=TRUE,$L202,0)","v":0},{"$f":"10^(LOG10(176.78/$I202)/LOG10(2)*70/20)*$L202","v":1.0921828327084378E-14},{"$f":"IF($I202>176.78,AC202,0)","v":1.0921828327084378E-14},{"$f":"10^(LOG10($I202/176.78)/LOG10(2)*70/20)*$L202","v":1888740171595.8191},{"$f":"IF($I202<176.78,AE202,0)","v":0},{"$f":"AND($I202>176.78,$I202<353.55)","v":false},{"$f":"IF($AG202=TRUE,$L202,0)","v":0},{"$f":"10^(LOG10(353.55/$I202)/LOG10(2)*70/20)*$L202","v":3.45264977310351E-11},{"$f":"IF($I202>353.55,AI202,0)","v":3.45264977310351E-11},{"$f":"10^(LOG10($I202/353.55)/LOG10(2)*70/20)*$L202","v":597468531.83127606},{"$f":"IF($I202<353.55,AK202,0)","v":0},{"$f":"AND($I202>353.55,$I202<707.1)","v":false},{"$f":"IF($AM202=TRUE,$L202,0)","v":0},{"$f":"10^(LOG10(707.1/$I202)/LOG10(2)*70/20)*$L202","v":1.0918237245870718E-7},{"$f":"IF($I202>707.1,AO202,0)","v":1.0918237245870718E-7},{"$f":"10^(LOG10($I202/707.1)/LOG10(2)*70/20)*$L202","v":188936.13908636337},{"$f":"IF($I202<707.1,AQ202,0)","v":0},{"$f":"AND($I202>707.1,$I202<1414.2)","v":false},{"$f":"IF($AS202=TRUE,$L202,0)","v":0},{"$f":"10^(LOG10(1414.2/$I202)/LOG10(2)*70/20)*$L202","v":3.4526497731035251E-4},{"$f":"IF($I202>1414.2,AU202,0)","v":3.4526497731035251E-4}]
[null,10,14,2884.5620869480485,null,194,12,11,2378.6585090534686,{"$f":"IF(ABS(I203-I202)>0.0001,1,$L$2)","v":1},0.94411199218938735,0.94411199218938735,3.640686712660148E+23,0,false,0,7.5622361071137708E-21,7.5622361071137708E-21,1.1488846904662976E+20,0,false,0,2.4530924260321153E-17,2.4530924260321153E-17,3.6359382434929256E+16,0,false,0,7.0729294242897486E-14,7.0729294242897486E-14,12602238765945.574,0,false,0,2.2359212615888322E-10,2.2359212615888322E-10,3986488563.3871903,0,false,0,7.070603855417889E-7,7.070603855417889E-7,1260638.3726516,0,false,0,2.2359212615888375E-3,2.2359212615888375E-3]
[null,10,15,3203.826636615624,null,195,18,2,2398.7845609452283,1,0.94413480095946101,0.94413480095946101,4.0154829899222157E+23,0,false,0,6.8567250501991629E-21,6.8567250501991629E-21,1.2671584500547992E+20,0,false,0,2.2242336856165703E-17,2.2242336856165703E-17,4.0102456820532008E+16,0,false,0,6.4130677322012401E-14,6.4130677322012401E-14,13899596255734.549,0,false,0,2.027323282089427E-10,2.027323282089427E-10,4396883961.5163116,0,false,0,6.4109591248906696E-7,6.4109591248906696E-7,1390416.7925855597,0,false,0,2.0273232820894392E-3,2.0273232820894392E-3]
[null,10,16,3545.1094310878602,null,196,16,7,2399.9886837079835,1,0.5495596100181408,0.5495596100181408,2.3509999999632438E+23,0,false,0,3.967925390753667E-21,3.967925390753667E-21,7.4190066886324044E+19,0,false,0,1.287144117857155E-17,1.287144117857155E-17,2.3479336413630872E+16,0,false,0,3.7111848733799374E-14,3.7111848733799374E-14,8137987604164.5996,0,false,0,1.1731938304912879E-10,1.1731938304912879E-10,2574304067.3578844,0,false,0,3.7099646412099761E-7,3.7099646412099761E-7,814066.42426864442,0,false,0,1.1731938304912919E-3,1.1731938304912919E-3]
[null,10,17,3908.4104703647572,null,197,6,14,2419.4266654495973,1,0.38977706685042185,0.38977706685042185,1.8314106339790092E+23,0,false,0,2.5623198908416005E-21,2.5623198908416005E-21,5.7793482532262945E+19,0,false,0,8.3118371712596514E-18,8.3118371712596514E-18,1.8290219645838288E+16,0,false,0,2.3965276267066089E-14,2.3965276267066089E-14,6339428769752.96,0,false,0,7.5759939808482611E-11,7.5759939808482611E-11,2005362758.0299044,0,false,0,2.3957396519206525E-7,2.3957396519206525E-7,634151.38502516225,0,false,0,7.5759939808482668E-4,7.5759939808482668E-4]
[null,10,18,4293.7297544463145,null,198,9,13,2449.2287038277805,1,1.7829855157546252E-5,1.7829855157546252E-5,9.6590688560411791E+18,0,false,0,1.0165924537207323E-25,1.0165924537207323E-25,3048094276905607.5,0,false,0,3.2976955668414607E-22,3.2976955668414607E-22,964647074083.20374,0,false,0,9.5081488816098406E-19,9.5081488816098406E-19,334348713.82162654,0,false,0,3.0057520678397596E-15,3.0057520678397596E-15,105765.12226025241,0,false,0,9.5050226161345687E-12,9.5050226161345687E-12,33.445868334857465,0,false,0,3.0057520678397564E-8,3.0057520678397564E-8]
[null,10,19,4701.0672833325316,null,199,18,3,2453.8301729568798,1,0.7827115089165898,0.7827115089165898,4.3337798706739354E+23,0,false,0,4.3663958401769454E-21,4.3663958401769454E-21,1.3676028008546514E+20,0,false,0,1.4164028222446417E-17,1.4164028222446417E-17,4.3281274150474328E+16,0,false,0,4.083872703608443E-14,4.083872703608443E-14,15001381057964.139,0,false,0,1.2910093201640081E-10,1.2910093201640081E-10,4745413504.1616592,0,false,0,4.0825299322238334E-7,4.0825299322238334E-7,1500631.5112471678,0,false,0,1.291009320164016E-3,1.291009320164016E-3]
[null,10,20,5130.4230570234095,null,200,11,12,2464.7102822060574,1,0.53647462931758239,0.53647462931758239,3.1271855780216491E+23,0,false,0,2.8427013478263562E-21,2.8427013478263562E-21,9.8684009869416448E+19,0,false,0,9.221358665678737E-18,9.221358665678737E-18,3.1231068573106088E+16,0,false,0,2.6587672908804833E-14,2.6587672908804833E-14,10824754347197.016,0,false,0,8.4049959481867402E-11,8.4049959481867402E-11,3424213761.3823276,0,false,0,2.6578930920756731E-7,2.6578930920756731E-7,1082831.4681260451,0,false,0,8.4049959481867519E-4,8.4049959481867519E-4]
[null,11,1,890.40577867283889,null,201,1,15,2484.3202814852079,1,0.80312211516877807,0.80312211516877807,5.1333623853410431E+23,0,false,0,3.88103678712353E-21,3.88103678712353E-21,1.6199255581715897E+20,0,false,0,1.2589585689726007E-17,1.2589585689726007E-17,5.1266670514837776E+16,0,false,0,3.6299183071756595E-14,3.6299183071756595E-14,17769136308057.383,0,false,0,1.1475035355184027E-10,1.1475035355184027E-10,5620942436.4150925,0,false,0,3.6287247953340848E-7,3.6287247953340848E-7,1777498.0695767768,0,false,0,1.1475035355184076E-3,1.1475035355184076E-3]
[null,11,2,923.43314587982957,null,202,17,6,2496.7055441878297,1,0.28897034092811402,0.28897034092811402,1.9569709188443638E+23,0,false,0,1.3179795810164594E-21,1.3179795810164594E-21,6.1755764936590066E+19,0,false,0,4.2753567622876645E-18,4.2753567622876645E-18,1.9544184838773788E+16,0,false,0,1.2327010724268764E-14,1.2327010724268764E-14,6774055754791.5879,0,false,0,3.8968613592513011E-11,3.8968613592513011E-11,2142849083.8625636,0,false,0,1.2322957621133803E-7,1.2322957621133803E-7,677628.37870108243,0,false,0,3.8968613592513072E-4,3.8968613592513072E-4]
[null,11,3,978.47875789148065,null,203,2,15,2506.1235043679476,1,0.94412380621852576,0.94412380621852576,6.6799230262514282E+23,0,false,0,4.1216674861621815E-21,4.1216674861621815E-21,2.107970804427213E+20,0,false,0,1.337016082242675E-17,1.337016082242675E-17,6.6712105467020992E+16,0,false,0,3.8549792451721561E-14,3.8549792451721561E-14,23122556693006.254,0,false,0,1.2186506523963567E-10,1.2186506523963567E-10,7314399411.4783049,0,false,0,3.8537117336226348E-7,3.8537117336226348E-7,2313016.1856466616,0,false,0,1.2186506523963597E-3,1.2186506523963597E-3]
[null,11,4,1055.5426147077919,null,204,7,14,2513.9072979414705,1,0.20493139038594374,0.20493139038594374,1.5031757941997753E+23,0,false,0,8.629660546538269E-22,8.629660546538269E-22,4.7435437139654681E+19,0,false,0,2.7993512270831183E-18,2.7993512270831183E-18,1.5012152344276828E+16,0,false,0,8.0712872669798531E-15,8.0712872669798531E-15,5203243717681.5576,0,false,0,2.5515259273838661E-11,2.5515259273838661E-11,1645951323.2764351,0,false,0,8.0686334395063941E-8,8.0686334395063941E-8,520495.50993216602,0,false,0,2.5515259273838677E-4,2.5515259273838677E-4]
[null,11,5,1154.6247163287637,null,205,14,10,2525.3894685720256,1,0.4837639833329645,0.4837639833329645,3.7414968978776919E+23,0,false,0,1.9320047373864852E-21,1.9320047373864852E-21,1.1806971718964601E+20,0,false,0,6.2671756358977766E-18,6.2671756358977766E-18,3.7366169441598816E+16,0,false,0,1.8069963647489927E-14,1.8069963647489927E-14,12951193269427.811,0,false,0,5.7123454076621665E-11,5.7123454076621665E-11,4096873961.0225148,0,false,0,1.8064022269815443E-7,1.8064022269815443E-7,1295545.3003467082,0,false,0,5.7123454076621599E-4,5.7123454076621599E-4]
[null,11,6,1275.7250627543958,null,206,15,9,2526.9806307942376,1,0.23933047869012683,0.23933047869012683,1.8646200149869957E+23,0,false,0,9.4883826452150674E-22,9.4883826452150674E-22,5.8841464751860728E+19,0,false,0,3.0779096648907998E-18,3.0779096648907998E-18,1.8621880313123332E+16,0,false,0,8.8744466384923325E-15,8.8744466384923325E-15,6454383057711.001,0,false,0,2.8054237125140225E-11,2.8054237125140225E-11,2041726452.0344193,0,false,0,8.8715287333897813E-8,8.8715287333897813E-8,645650.59474433004,0,false,0,2.8054237125140315E-4,2.8054237125140315E-4]
[null,11,7,1418.8436539846884,null,207,18,4,2530.8940297731911,1,0.22759939345924413,0.22759939345924413,1.805415507547774E+23,0,false,0,8.862404033502515E-22,8.862404033502515E-22,5.6973159193819316E+19,0,false,0,2.8748502298904179E-18,2.8748502298904179E-18,1.8030607430354208E+16,0,false,0,8.2889713268193878E-15,8.2889713268193878E-15,6249446627401.0967,0,false,0,2.6203410375746578E-11,2.6203410375746578E-11,1976898547.181581,0,false,0,8.2862459251447595E-8,8.2862459251447595E-8,625150.21121716045,0,false,0,2.6203410375746575E-4,2.6203410375746575E-4]
[null,11,8,1583.9804900196414,null,208,3,15,2542.4622091725141,1,0.30675861732883603,0.30675861732883603,2.565843348882981E+23,0,false,0,1.132791334977779E-21,1.132791334977779E-21,8.096983822902349E+19,0,false,0,3.6746298379850258E-18,3.6746298379850258E-18,2.5624967747359688E+16,0,false,0,1.0594952407275136E-14,1.0594952407275136E-14,8881667957364.6699,0,false,0,3.3493165182158287E-11,3.3493165182158287E-11,2809553793.8476624,0,false,0,1.059146880238682E-7,1.059146880238682E-7,888458.91973258089,0,false,0,3.3493165182158299E-4,3.3493165182158299E-4]
[null,11,9,1771.1355708592548,null,209,13,11,2560.3520330763008,1,0.30673616777880225,0.30673616777880225,2.7835809038353079E+23,0,false,0,1.0440291859782011E-21,1.0440291859782011E-21,8.7840941489690804E+19,0,false,0,3.3866968081972483E-18,3.3866968081972483E-18,2.7799503392908868E+16,0,false,0,9.764763549733813E-15,9.764763549733813E-15,9635366606105.9238,0,false,0,3.0868740694991466E-11,3.0868740694991466E-11,3047972625.5529242,0,false,0,9.761552909730171E-8,9.761552909730171E-8,963853.57425908046,0,false,0,3.0868740694991456E-4,3.0868740694991456E-4]
[null,11,10,1980.3088965035286,null,210,16,8,2565.1255197429364,1,0.27313711060216017,0.27313711060216017,2.5329400029626676E+23,0,false,0,9.0975202746389847E-22,9.0975202746389847E-22,7.9931513501396894E+19,0,false,0,2.9511189237263992E-18,2.9511189237263992E-18,2.529636343940154E+16,0,false,0,8.5088746142211416E-15,8.5088746142211416E-15,8767773010006.3926,0,false,0,2.6898576983950416E-11,2.6898576983950416E-11,2773525202.9358506,0,false,0,8.5060769086665757E-8,8.5060769086665757E-8,877065.67891580088,0,false,0,2.6898576983950406E-4,2.6898576983950406E-4]
[null,11,11,2211.5004669524628,null,211,10,13,2587.3157820851334,1,4.8572768626815625E-10,4.8572768626815625E-10,497886762718997.19,0,false,0,1.4636648755627181E-30,1.4636648755627181E-30,157117193655.95712,0,false,0,4.7479411772327387E-27,4.7479411772327387E-27,49723737.97514125,0,false,0,1.3689599503417254E-23,1.3689599503417254E-23,17234.352630149791,0,false,0,4.3276080894021752E-20,4.3276080894021752E-20,5.4517733661046108,0,false,0,1.3685098383080393E-16,1.3685098383080393E-16,1.7240021123933664E-3,0,false,0,4.327608089402163E-13,4.327608089402163E-13]
[null,11,12,2464.7102822060574,null,212,4,15,2593.3363958989075,1,0.58350851756846944,0.58350851756846944,6.1449897731527063E+23,0,false,0,1.7114323961198877E-21,1.7114323961198877E-21,1.939162919153995E+20,0,false,0,5.5516672438174641E-18,5.5516672438174641E-18,6.136974995509456E+16,0,false,0,1.600695929185824E-14,1.600695929185824E-14,21270884986140.699,0,false,0,5.0601806503458795E-11,5.0601806503458795E-11,6728656812.9080486,0,false,0,1.6001696227005048E-7,1.6001696227005048E-7,2127788.1122398921,0,false,0,5.0601806503458775E-4,5.0601806503458775E-4]
[null,11,13,2739.9383422643123,null,213,8,14,2622.9234123551696,1,0.63068763406120221,0.63068763406120221,7.5782759486535626E+23,0,false,0,1.6212303663697002E-21,1.6212303663697002E-21,2.3914623544126538E+20,0,false,0,5.2590634255040823E-18,5.2590634255040823E-18,7.568391766760696E+16,0,false,0,1.5163303286790528E-14,1.5163303286790528E-14,26232205755867.887,0,false,0,4.7934809159020361E-11,4.7934809159020361E-11,8298080220.537714,0,false,0,1.5158317614800476E-7,1.5158317614800476E-7,2624083.3703691503,0,false,0,4.7934809159020384E-4,4.7934809159020384E-4]
[null,11,14,3037.1846471272274,null,214,18,5,2629.9761313941631,1,0.44199083609258427,0.44199083609258427,5.4793424978660682E+23,0,false,0,1.1012466383157018E-21,1.1012466383157018E-21,1.729105854598529E+20,0,false,0,3.572302886846341E-18,3.572302886846341E-18,5.472195909609164E+16,0,false,0,1.0299916111077557E-14,1.0299916111077557E-14,18966746630073.664,0,false,0,3.2560485258415208E-11,3.2560485258415208E-11,5999784635.8672523,0,false,0,1.0296529513692808E-7,1.0296529513692808E-7,1897298.4919824514,0,false,0,3.2560485258415172E-4,3.2560485258415172E-4]
[null,11,15,3356.4491967948034,null,215,12,12,2631.8683243070632,1,0.63064722322421884,0.63064722322421884,7.8837580455604419E+23,0,false,0,1.5582107698980621E-21,1.5582107698980621E-21,2.4878627678641809E+20,0,false,0,5.0546359352663994E-18,5.0546359352663994E-18,7.8734754299565824E+16,0,false,0,1.457388350158708E-14,1.457388350158708E-14,27289632177799.891,0,false,0,4.6071512990375414E-11,4.6071512990375414E-11,8632577797.9877224,0,false,0,1.4569091629962175E-7,1.4569091629962175E-7,2729860.7920242064,0,false,0,4.6071512990375393E-4,4.6071512990375393E-4]
[null,11,16,3697.7319912670396,null,216,19,1,2634.6636092920298,1,0.53646220439280201,0.53646220439280201,6.7896289782026404E+23,0,false,0,1.3092383864178148E-21,1.3092383864178148E-21,2.1425905063124038E+20,0,false,0,4.2470014478533057E-18,4.2470014478533057E-18,6.7807734115460112E+16,0,false,0,1.224525467803538E-14,1.224525467803538E-14,23502303897215.273,0,false,0,3.8710163279960627E-11,3.8710163279960627E-11,7434525518.8052301,0,false,0,1.2241228456168941E-7,1.2241228456168941E-7,2351003.3962069587,0,false,0,3.8710163279960595E-4,3.8710163279960595E-4]
[null,11,17,4061.0330305439365,null,217,17,7,2639.8241354181218,1,0.28896792560878792,0.28896792560878792,3.7414265485159366E+23,0,false,0,6.8936395298208918E-22,6.8936395298208918E-22,1.1806749718800579E+20,0,false,0,2.2362082694682693E-18,2.2362082694682693E-18,3.736546686553308E+16,0,false,0,6.4475936985160529E-15,6.4475936985160529E-15,12950949755079.094,0,false,0,2.0382377614415306E-11,2.0382377614415306E-11,4096796929.6962399,0,false,0,6.4454737391181483E-8,6.4454737391181483E-8,1295520.9409024846,0,false,0,2.0382377614415316E-4,2.0382377614415316E-4]
[null,11,18,4446.3523146254929,null,218,5,15,2658.7460645471269,1,0.99271193895029186,0.99271193895029186,1.3966109099131194E+24,0,false,0,2.1795035109083653E-21,2.1795035109083653E-21,4.4072589035407363E+20,0,false,0,7.0700299215601822E-18,7.0700299215601822E-18,1.3947893404214997E+17,0,false,0,2.0384809855573486E-14,2.0384809855573486E-14,48343693206684.734,0,false,0,6.4441233660548342E-11,6.4441233660548342E-11,15292646303.538544,0,false,0,2.0378107359844341E-7,2.0378107359844341E-7,4835959.3770536287,0,false,0,6.4441233660548548E-4,6.4441233660548548E-4]
[null,11,19,4853.6898435117109,null,219,19,2,2667.6909764990201,1,0.80309424575903221,0.80309424575903221,1.1748384964616122E+24,0,false,0,1.6956701410291453E-21,1.6956701410291453E-21,3.7074158500416035E+20,0,false,0,5.5005365094254472E-18,5.5005365094254472E-18,1.1733061799463011E+17,0,false,0,1.5859535545435466E-14,1.5859535545435466E-14,40667040073370.555,0,false,0,5.0135764967744278E-11,5.0135764967744278E-11,12864276988.417795,0,false,0,1.5854320953294938E-7,1.5854320953294938E-7,4068041.5734691522,0,false,0,5.0135764967744001E-4,5.0135764967744001E-4]
[null,11,20,5283.0456172025888,null,220,19,3,2722.7365885106715,1,0.66578533940438123,0.66578533940438123,1.2350268302823813E+24,0,false,0,1.1086094499548622E-21,1.1086094499548622E-21,3.8973510483404744E+20,0,false,0,3.5961869037038629E-18,3.5961869037038629E-18,1.233416011421232E+17,0,false,0,1.0368780196184671E-14,1.0368780196184671E-14,42750459531287.414,0,false,0,3.2778181014747905E-11,3.2778181014747905E-11,13523328764.532917,0,false,0,1.0365370956389283E-7,1.0365370956389283E-7,4276452.0443194797,0,false,0,3.2778181014747962E-4,3.2778181014747962E-4]
[null,12,1,1057.5638207738448,null,221,15,10,2736.1539564385112,1,0.82299349587179194,0.82299349587179194,1.616443563651866E+24,0,false,0,1.2942517859349152E-21,1.2942517859349152E-21,5.1009806936271389E+20,0,false,0,4.1983868375503955E-18,4.1983868375503955E-18,1.6143352711707075E+17,0,false,0,1.2105085598381901E-14,1.2105085598381901E-14,55953201548431.102,0,false,0,3.826705547184642E-11,3.826705547184642E-11,17699775587.530842,0,false,0,1.2101105463904367E-7,1.2101105463904367E-7,5597160.4930442413,0,false,0,3.826705547184637E-4,3.826705547184637E-4]
[null,12,2,1090.5911879808355,null,222,6,15,2738.6912151171732,1,0.58349081737495789,0.58349081737495789,1.1584528996798146E+24,0,false,0,9.0777074780222097E-22,9.0777074780222097E-22,3.6557081290193102E+20,0,false,0,2.9446919065544009E-18,2.9446919065544009E-18,1.1569419545450194E+17,0,false,0,8.4903437841619386E-15,8.4903437841619386E-15,40099852563803.172,0,false,0,2.6839996621502423E-11,2.6839996621502423E-11,12684857556.507339,0,false,0,8.4875521715172372E-8,8.4875521715172372E-8,4011304.1673361058,0,false,0,2.6839996621502585E-4,2.6839996621502585E-4]
[null,12,3,1145.6367999924864,null,223,11,13,2739.9383422643123,1,1.7830426162955372E-5,1.7830426162955372E-5,3.5588110672519664E+19,0,false,0,2.7593387979180181E-26,2.7593387979180181E-26,1.123047346317914E+16,0,false,0,8.950941242976868E-23,8.950941242976868E-23,3554169386723.4126,0,false,0,2.5807986287309456E-19,2.5807986287309456E-19,1231882618.0907266,0,false,0,8.1585184577722323E-16,8.1585184577722323E-16,389683.61571791687,0,false,0,2.5799500659084516E-12,2.5799500659084516E-12,123.22877925184031,0,false,0,8.158518457772237E-9,8.158518457772237E-9]
[null,12,4,1222.7006568087977,null,224,9,14,2746.4750086906956,1,0.53648414077482376,0.53648414077482376,1.100860207660224E+24,0,false,0,8.075475721393551E-22,8.075475721393551E-22,3.4739639489613319E+20,0,false,0,2.6195807758662731E-18,2.6195807758662731E-18,1.0994243794316325E+17,0,false,0,7.5529603990085315E-15,7.5529603990085315E-15,38106281259025.547,0,false,0,2.3876704730130077E-11,2.3876704730130077E-11,12054227606.195009,0,false,0,7.5504769966527309E-8,7.5504769966527309E-8,3811881.4669655287,0,false,0,2.3876704730130195E-4,2.3876704730130195E-4]
[null,12,5,1321.7827584297695,null,225,18,6,2751.0764778197949,1,0.88926818249526129,0.88926818249526129,1.8606334557072476E+24,0,false,0,1.3127777132006657E-21,1.3127777132006657E-21,5.8715661646962642E+20,0,false,0,4.2584825701051213E-18,4.2584825701051213E-18,1.8582066716158829E+17,0,false,0,1.2278357860996064E-14,1.2278357860996064E-14,64405835808915.977,0,false,0,3.8814810316808014E-11,3.8814810316808014E-11,20373612390.319687,0,false,0,1.2274320754851491E-7,1.2274320754851491E-7,6442701.9318837514,0,false,0,3.8814810316807965E-4,3.8814810316807965E-4]
[null,12,6,1442.8831048554016,null,226,16,9,2752.2806005825496,1,0.14066809812473316,0.14066809812473316,2.9582392687175654E+23,0,false,0,2.0660672182178546E-22,2.0660672182178546E-22,9.3352602813838655E+19,0,false,0,6.7020571334923113E-19,6.7020571334923113E-19,2.95438090103439E+16,0,false,0,1.9323844711152435E-15,1.9323844711152435E-15,10239946618184.902,0,false,0,6.1087270427055771E-12,6.1087270427055771E-12,3239220494.1711712,0,false,0,1.9317491059214202E-8,1.9317491059214202E-8,1024331.4605077122,0,false,0,6.1087270427055647E-5,6.1087270427055647E-5]
[null,12,7,1586.0016960856942,null,227,14,11,2756.5810390209599,1,0.58352309448813389,0.58352309448813389,1.2496238694076832E+24,0,false,0,8.4163405351847997E-22,8.4163405351847997E-22,3.9434146514484278E+20,0,false,0,2.730152950705596E-18,2.730152950705596E-18,1.2479940119432088E+17,0,false,0,7.8717699068075341E-15,7.8717699068075341E-15,43255736109174.477,0,false,0,2.4884537431579799E-11,2.4884537431579799E-11,13683163801.505751,0,false,0,7.8691816803508512E-8,7.8691816803508512E-8,4326996.3209926188,0,false,0,2.4884537431579833E-4,2.4884537431579833E-4]
[null,12,8,1751.1385321206471,null,228,19,4,2799.8004453269828,1,0.19359922231403184,0.19359922231403184,4.9679684692301751E+23,0,false,0,2.3303164413032286E-22,2.3303164413032286E-22,1.567732509685646E+20,0,false,0,7.5592477297048018E-19,7.5592477297048018E-19,4.9614888550909432E+16,0,false,0,2.1795357209351093E-15,2.1795357209351093E-15,17196625189752.434,0,false,0,6.8900309426183356E-12,6.8900309426183356E-12,5439838977.9008169,0,false,0,2.1788190927710884E-8,2.1788190927710884E-8,1720228.1274728971,0,false,0,6.8900309426183522E-5,6.8900309426183522E-5]
[null,12,9,1938.2936129602606,null,229,17,8,2804.9609714530752,1,0.14362020574051815,0.14362020574051815,3.7652099295351241E+23,0,false,0,1.6921092789139597E-22,1.6921092789139597E-22,1.1881802489052558E+20,0,false,0,5.4889855293169043E-19,5.4889855293169043E-19,3.7602990474214992E+16,0,false,0,1.5826230943365917E-15,1.5826230943365917E-15,13033275939648.248,0,false,0,5.0030481197174331E-12,5.0030481197174331E-12,4122839317.8264565,0,false,0,1.582102730172989E-8,1.582102730172989E-8,1303756.2671226417,0,false,0,5.0030481197174541E-5,5.0030481197174541E-5]
[null,12,10,2147.4669386045343,null,230,13,12,2813.5618483298954,1,0.20489339619926736,0.20489339619926736,5.5662286549719274E+23,0,false,0,2.3296001885322135E-22,2.3296001885322135E-22,1.7565243565435863E+20,0,false,0,7.5569242975573572E-19,7.5569242975573572E-19,5.5589687429740264E+16,0,false,0,2.1788658125604605E-15,2.1788658125604605E-15,19267503103707.09,0,false,0,6.8879132028695111E-12,6.8879132028695111E-12,6094923465.1476879,0,false,0,2.1781494046613133E-8,2.1781494046613133E-8,1927384.031427254,0,false,0,6.8879132028695149E-5,6.8879132028695149E-5]
[null,12,11,2378.6585090534686,null,231,1,16,2825.6030759574442,1,0.66579653341792222,0.66579653341792222,1.9008095511598185E+24,0,false,0,7.2032911171079458E-22,7.2032911171079458E-22,5.9983491170103486E+20,0,false,0,2.3366552738626625E-18,2.3366552738626625E-18,1.89833036625356E+17,0,false,0,6.7372095994187E-15,6.7372095994187E-15,65796531541718.695,0,false,0,2.1297922379076175E-11,2.1297922379076175E-11,20813533640.578068,0,false,0,6.7349944147353147E-8,6.7349944147353147E-8,6581817.2460762691,0,false,0,2.1297922379076339E-4,2.1297922379076339E-4]
[null,12,12,2631.8683243070632,null,232,7,15,2833.1718476090459,1,0.30677942509113393,0.30677942509113393,9.0350556409807383E+23,0,false,0,3.2174228385494323E-22,3.2174228385494323E-22,2.8511755947957918E+20,0,false,0,1.0436907132751175E-18,1.0436907132751175E-18,9.0232714127508992E+16,0,false,0,3.0092428142717349E-15,3.0092428142717349E-15,31274849345124.395,0,false,0,9.5129324585184071E-12,9.5129324585184071E-12,9893228620.0531273,0,false,0,3.0082533796263366E-8,3.0082533796263366E-8,3128513.5852132384,0,false,0,9.5129324585183943E-5,9.5129324585183943E-5]
[null,12,13,2907.096384365318,null,233,2,16,2847.4062988401843,1,0.78268839249374678,0.78268839249374678,2.4434271149346366E+24,0,false,0,7.7439922661838028E-22,7.7439922661838028E-22,7.7106772050910826E+20,0,false,0,2.5120517934578561E-18,2.5120517934578561E-18,2.4402402056415978E+17,0,false,0,7.2429252386657645E-15,7.2429252386657645E-15,84579241060521.281,0,false,0,2.2896609828476411E-11,2.2896609828476411E-11,26755101490.289455,0,false,0,7.2405437754182336E-8,7.2405437754182336E-8,8460705.9738280177,0,false,0,2.2896609828476383E-4,2.2896609828476383E-4]
[null,12,14,3204.3426892282332,null,234,3,16,2883.7450036447503,1,0.25430606399213984,0.25430606399213984,9.2002689778833342E+23,0,false,0,2.17119795400303E-22,2.17119795400303E-22,2.9033116582390615E+20,0,false,0,7.043087759943129E-19,7.043087759943129E-19,9.1882692654610288E+16,0,false,0,2.0307128311399684E-15,2.0307128311399684E-15,31846735388415.332,0,false,0,6.4195663818362526E-12,6.4195663818362526E-12,10074134347.478415,0,false,0,2.0300451357248703E-8,2.0300451357248703E-8,3185720.9992565992,0,false,0,6.4195663818362669E-5,6.4195663818362669E-5]
[null,12,15,3523.6072388958091,null,235,10,14,2884.5620869480485,1,1.4615104728308782E-5,1.4615104728308782E-5,5.3048883626842505E+19,0,false,0,1.2436956857879721E-26,1.2436956857879721E-26,1.6740536897413128E+16,0,false,0,4.0343893312526194E-23,4.0343893312526194E-23,5297969311193.7656,0,false,0,1.163223639975619E-19,1.163223639975619E-19,1836287355.919888,0,false,0,3.6772266660435869E-16,3.6772266660435869E-16,580876.03952152422,0,false,0,1.1628411737405066E-12,1.1628411737405066E-12,183.68913231060034,0,false,0,3.6772266660435823E-9,3.6772266660435823E-9]
[null,12,16,3864.8900333680449,null,236,18,7,2894.1950690500876,1,0.88926074966800162,0.88926074966800162,3.3553505893535941E+24,0,false,0,7.2795889310633746E-22,7.2795889310633746E-22,1.0588417041901249E+21,0,false,0,2.361405306377623E-18,2.361405306377623E-18,3.3509742779386496E+17,0,false,0,6.8085706420641966E-15,6.8085706420641966E-15,116145476410941.53,0,false,0,2.1523511612233457E-11,2.1523511612233457E-11,36740504762.737366,0,false,0,6.8063319939740688E-8,6.8063319939740688E-8,11618367.743451407,0,false,0,2.1523511612233547E-4,2.1523511612233547E-4]
[null,12,17,4228.1910726449423,null,237,19,5,2898.8825469479548,1,0.37596357721742235,0.37596357721742235,1.4455265368420875E+24,0,false,0,3.0203132701214997E-22,3.0203132701214997E-22,4.5616210317288807E+20,0,false,0,9.7975089672347296E-19,9.7975089672347296E-19,1.4436411677531386E+17,0,false,0,2.8248870170450613E-15,2.8248870170450613E-15,50036907862593.633,0,false,0,8.9301399237864074E-12,8.9301399237864074E-12,15828263901.848072,0,false,0,2.8239581983167473E-8,2.8239581983167473E-8,5005336.5336063812,0,false,0,8.930139923786414E-5,8.930139923786414E-5]
[null,12,18,4613.5103567264987,null,238,12,13,2907.096384365318,1,2.0960373769913399E-5,2.0960373769913399E-5,8.328492514457618E+19,0,false,0,1.6293641597699742E-26,1.6293641597699742E-26,2.6282067916610624E+16,0,false,0,5.2854484083351468E-23,5.2854484083351468E-23,8317629841276.4766,0,false,0,1.5239378333716941E-19,1.5239378333716941E-19,2882908075.0783992,0,false,0,4.8175300481208736E-16,4.8175300481208736E-16,911955.4298282821,0,false,0,1.5234367648362514E-12,1.5234367648362514E-12,288.38562828152232,0,false,0,4.8175300481208769E-9,4.8175300481208769E-9]
[null,12,19,5020.8478856127167,null,239,20,1,2918.1055067676484,1,2.922948231292197E-5,2.922948231292197E-5,1.2135970047091638E+20,0,false,0,2.1744742268651529E-26,2.1744742268651529E-26,3.8297253489503368E+16,0,false,0,7.0537155690062306E-23,7.0537155690062306E-23,12120141363073.977,0,false,0,2.0337771161477447E-19,2.0337771161477447E-19,4200866601.8413033,0,false,0,6.4292533157634794E-16,6.4292533157634794E-16,1328867.5905593277,0,false,0,2.0331084132002374E-12,2.0331084132002374E-12,420.22482949475335,0,false,0,6.4292533157634715E-9,6.4292533157634715E-9]
[null,12,20,5450.2036593035946,null,240,4,16,2934.6191903711438,1,0.48373459138934799,0.48373459138934799,2.1446425683677298E+24,0,false,0,3.3701239979013683E-22,3.3701239979013683E-22,6.7678084048041266E+20,0,false,0,1.0932250113513419E-18,1.0932250113513419E-18,2.1418453573154627E+17,0,false,0,3.1520636027006116E-15,3.1520636027006116E-15,74236812577682.328,0,false,0,9.9644229489344033E-12,9.9644229489344033E-12,23483462725.921665,0,false,0,3.151027208788433E-8,3.151027208788433E-8,7426122.9561579023,0,false,0,9.9644229489343893E-5,9.9644229489343893E-5]
[null,13,1,1239.2573447966772,null,241,8,15,2942.1879620227455,1,0.94413056694243769,0.94413056694243769,4.3130672146052559E+24,0,false,0,6.3835814490282322E-22,6.3835814490282322E-22,1.3610665467536094E+21,0,false,0,2.0707519683020413E-18,2.0707519683020413E-18,4.3074417740493606E+17,0,false,0,5.9705383994437068E-15,5.9705383994437068E-15,149296841892533.78,0,false,0,1.8874292318828538E-11,1.8874292318828538E-11,47227335063.886192,0,false,0,5.9685752951319031E-8,5.9685752951319031E-8,14934594.662181431,0,false,0,1.8874292318828514E-4,1.8874292318828514E-4]
[null,13,2,1272.2847120036677,null,242,20,2,2951.1328739746386,1,4.3757097629258452E-5,4.3757097629258452E-5,2.0707649042026784E+20,0,false,0,2.8559640291581216E-26,2.8559640291581216E-26,6.5346740430052408E+16,0,false,0,9.2643811033055892E-23,9.2643811033055892E-23,20680640501946.098,0,false,0,2.6711718241041715E-19,2.6711718241041715E-19,7167953688.5598717,0,false,0,8.4442096288431602E-16,8.4442096288431602E-16,2267451.5165947666,0,false,0,2.6702935467069507E-12,2.6702935467069507E-12,717.03112764425259,0,false,0,8.4442096288431659E-9,8.4442096288431659E-9]
[null,13,3,1327.3303240153189,null,243,16,10,2961.4539262268236,1,0.48371996106355614,0.48371996106355614,2.3839929343653028E+24,0,false,0,3.0315837314476052E-22,3.0315837314476052E-22,7.5231218740896308E+20,0,false,0,9.8340688986166011E-19,9.8340688986166011E-19,2.3808835437922538E+17,0,false,0,2.8354282348025638E-15,2.8354282348025638E-15,82521926620943.406,0,false,0,8.9634632209566754E-12,8.9634632209566754E-12,26104307560.973618,0,false,0,2.8344959501372156E-8,2.8344959501372156E-8,8254906.863423151,0,false,0,8.9634632209566805E-5,8.9634632209566805E-5]
[null,13,4,1404.3941808316301,null,244,15,11,2967.3455268874454,1,0.99270662554508371,0.99270662554508371,5.0068822839392182E+24,0,false,0,6.079403557693917E-22,6.079403557693917E-22,1.5800124693458374E+21,0,false,0,1.9720805606879865E-18,1.9720805606879865E-18,5.0003519153507149E+17,0,false,0,5.6860420246461304E-15,5.6860420246461304E-15,173313253776459.28,0,false,0,1.7974931594161304E-11,1.7974931594161304E-11,54824489274.897194,0,false,0,5.6841724623271206E-8,5.6841724623271206E-8,17337025.766414795,0,false,0,1.7974931594161346E-4,1.7974931594161346E-4]
[null,13,5,1503.4762824526019,null,245,17,9,2992.1160522926884,1,7.3965713224623211E-2,7.3965713224623211E-2,4.109160688348265E+23,0,false,0,4.1123899327807317E-23,4.1123899327807317E-23,1.2967201459803103E+20,0,false,0,1.3340065628875909E-19,1.3340065628875909E-19,4.103801198677284E+16,0,false,0,3.8463019863075131E-16,3.8463019863075131E-16,14223861652837.564,0,false,0,1.2159075644304049E-12,1.2159075644304049E-12,4499459410.2965965,0,false,0,3.8450373278280227E-9,3.8450373278280227E-9,1422853.9976015284,0,false,0,1.2159075644304058E-5,1.2159075644304058E-5]
[null,13,6,1624.576628878234,null,246,5,16,3000.0288590193632,1,0.82296845666712759,0.82296845666712759,4.7145660722254665E+24,0,false,0,4.4372220847711054E-22,4.4372220847711054E-22,1.4877667896378985E+21,0,false,0,1.4393779478182628E-18,1.4393779478182628E-18,4.7084169653680102E+17,0,false,0,4.1501162091412637E-15,4.1501162091412637E-15,163194726734944.88,0,false,0,1.3119504682481891E-11,1.3119504682481891E-11,51623677650.987717,0,false,0,4.1487516569887154E-8,4.1487516569887154E-8,16324840.257145235,0,false,0,1.311950468248197E-4,1.311950468248197E-4]
[null,13,7,1767.6952201085267,null,247,20,3,3006.1784859862901,1,3.6275735071307894E-5,3.6275735071307894E-5,2.1282114420075433E+20,0,false,0,1.9098716514982418E-26,1.9098716514982418E-26,6.715957006943688E+16,0,false,0,6.1953787433013388E-23,6.1953787433013388E-23,21254356617190.172,0,false,0,1.7862953773410515E-19,1.7862953773410515E-19,7366804906.1545067,0,false,0,5.6469046615374095E-16,5.6469046615374095E-16,2330354.4753054972,0,false,0,1.7857080460280471E-12,1.7857080460280471E-12,736.92278975319891,0,false,0,5.6469046615374327E-9,5.6469046615374327E-9]
[null,13,8,1932.8320561434796,null,248,14,12,3009.7908542745545,1,0.38978132072315158,0.38978132072315158,2.3189082888528535E+24,0,false,0,2.023694661202598E-22,2.023694661202598E-22,7.3177354766453834E+20,0,false,0,6.5646059917751677E-19,6.5646059917751677E-19,2.3158837867794006E+17,0,false,0,1.8927535866717079E-15,1.8927535866717079E-15,80269021310821.078,0,false,0,5.9834443884795263E-12,5.9834443884795263E-12,25391642024.317558,0,false,0,1.8921312520548761E-8,1.8921312520548761E-8,8029542.2328491863,0,false,0,5.9834443884795514E-5,5.9834443884795514E-5]
[null,13,9,2119.987136983093,null,249,19,6,3019.9828933735866,1,0.75642393392636098,0.75642393392636098,4.6805597511184063E+24,0,false,0,3.7758892120629654E-22,3.7758892120629654E-22,1.4770354785467244E+21,0,false,0,1.2248500438824878E-18,1.2248500438824878E-18,4.674454997972183E+17,0,false,0,3.5315741974434883E-15,3.5315741974434883E-15,162017597770091.19,0,false,0,1.116414622748109E-11,1.116414622748109E-11,51251314355.61026,0,false,0,3.530413021001649E-8,3.530413021001649E-8,16207088.644101296,0,false,0,1.1164146227481059E-4,1.1164146227481059E-4]
[null,13,10,2329.1604626273665,null,250,11,14,3037.1846471272274,1,0.53650132180874599,0.53650132180874599,3.5463629320394072E+24,0,false,0,2.5069456978758442E-22,2.5069456978758442E-22,1.1191191115920693E+21,0,false,0,8.1322103896597526E-19,8.1322103896597526E-19,3.5417374873451386E+17,0,false,0,2.3447363637486707E-15,2.3447363637486707E-15,122757369550218.7,0,false,0,7.4122694770880971E-12,7.4122694770880971E-12,38832056658.523804,0,false,0,2.3439654178543698E-8,2.3439654178543698E-8,12279774.526964232,0,false,0,7.412269477088116E-5,7.412269477088116E-5]
[null,13,11,2560.3520330763008,null,251,18,8,3059.3319050850405,1,0.44197227617985085,0.44197227617985085,3.1790287280622719E+24,0,false,0,1.8979384172892015E-22,1.8979384172892015E-22,1.0032001445009486E+21,0,false,0,6.156668861671538E-19,6.156668861671538E-19,3.1748823894486419E+17,0,false,0,1.7751342707360005E-15,1.7751342707360005E-15,110042094354139.95,0,false,0,5.6116217482435107E-12,5.6116217482435107E-12,34809811080.50296,0,false,0,1.7745506091785516E-8,1.7745506091785516E-8,11007828.793455599,0,false,0,5.6116217482435248E-5,5.6116217482435248E-5]
[null,13,12,2813.5618483298954,null,252,9,15,3065.7395583582716,1,0.80310925508999087,0.80310925508999087,5.9188705033239626E+24,0,false,0,3.3658668866211409E-22,3.3658668866211409E-22,1.867806884474524E+21,0,false,0,1.0918440590390311E-18,1.0918440590390311E-18,5.9111506481680858E+17,0,false,0,3.1480819434122424E-15,3.1480819434122424E-15,204881730274178.94,0,false,0,9.9518359766557808E-12,9.9518359766557808E-12,64810601493.448341,0,false,0,3.1470468586638608E-8,3.1470468586638608E-8,20494911.724480666,0,false,0,9.9518359766558048E-5,9.9518359766558048E-5]
[null,13,13,3088.7899083881507,null,253,6,16,3079.9740095894094,1,0.48371991774600259,0.48371991774600259,3.7622599531408575E+24,0,false,0,1.9209924330870713E-22,1.9209924330870713E-22,1.1872493303769567E+21,0,false,0,6.2314531328081486E-19,6.2314531328081486E-19,3.7573529186178803E+17,0,false,0,1.7966966002341907E-15,1.7966966002341907E-15,130230645949739.48,0,false,0,5.6797854016356032E-12,5.6797854016356032E-12,41196091450.359909,0,false,0,1.7961058490142791E-8,1.7961058490142791E-8,13027347.967972599,0,false,0,5.6797854016356268E-5,5.6797854016356268E-5]
[null,13,14,3386.0362132510659,null,254,20,4,3083.2423428026013,1,1.0548376005031694E-5,1.0548376005031694E-5,8.3060745916786147E+19,0,false,0,4.1377275465963859E-27,4.1377275465963859E-27,2.6211324097365508E+16,0,false,0,1.3422257599166772E-23,1.3422257599166772E-23,8295241157710.8838,0,false,0,3.8700001559704847E-20,3.8700001559704847E-20,2875148110.0554514,0,false,0,1.2233991196590263E-16,1.2233991196590263E-16,909500.70631520473,0,false,0,3.8687277055674091E-13,3.8687277055674091E-13,287.6093765487928,0,false,0,1.2233991196590291E-9,1.2233991196590291E-9]
[null,13,15,3705.3007629186413,null,255,13,13,3088.7899083881507,1,6.8098962608080654E-6,6.8098962608080654E-6,5.4755508613854536E+19,0,false,0,2.616011736320366E-27,2.616011736320366E-27,1.727909334972395E+16,0,false,0,8.4860066333315817E-24,8.4860066333315817E-24,5468409218478.2813,0,false,0,2.4467453967355302E-20,2.4467453967355302E-20,1895362187.8615241,0,false,0,7.7347442991133121E-17,7.7347442991133121E-17,599563.28599361621,0,false,0,2.4459409104200809E-13,2.4459409104200809E-13,189.59855851547601,0,false,0,7.7347442991132883E-10,7.7347442991132883E-10]
[null,13,16,4046.5835573908776,null,256,19,7,3163.1014846038793,1,0.75641761145970066,0.75641761145970066,8.0184845392278165E+24,0,false,0,2.2040298944399288E-22,2.2040298944399288E-22,2.5303781552597516E+21,0,false,0,7.149590364830072E-19,7.149590364830072E-19,8.0080262027635008E+17,0,false,0,2.0614204147545856E-15,2.0614204147545856E-15,277559879989117.06,0,false,0,6.5166403592184511E-12,6.5166403592184511E-12,87801009628.681946,0,false,0,2.0607426227308267E-8,2.0607426227308267E-8,27765117.128900912,0,false,0,6.5166403592184676E-5,6.5166403592184676E-5]
[null,13,17,{"$f":"3.1416/2*SQRT($H$2/$I$2)*(B266^2/$C$2^2+C266^2/$D$2^2)","v":4409.8845966677745},null,257,7,16,3174.4546420812821,1,{"$f":"ABS(SIN(G266*3.1416*$J$2/$C$2)*SIN(H266*3.1416*$K$2/$D$2))*(1/F266^$M$2)+(1-1/F266^$M$2)","v":0.25432331384212464},{"$f":"$J266*$K266","v":0.25432331384212464},{"$f":"10^(LOG10($I266/22.27)/LOG10(2)*70/20)*$L266","v":2.8106583588975029E+24},{"$f":"IF($I266<22.27,M266,0)","v":0},{"$f":"AND($I266>22.27,$I266<44.45)","v":false},{"$f":"IF($O266=TRUE,$L266,0)","v":0},{"$f":"10^(LOG10(44.45/$I266)/LOG10(2)*70/20)*$L266","v":7.1080553574522472E-23},{"$f":"IF($I266>44.45,Q266,0)","v":7.1080553574522472E-23},{"$f":"10^(LOG10($I266/44.548)/LOG10(2)*70/20)*$L266","v":8.8695419670128309E+20},{"$f":"IF($I266<44.528,S266,0)","v":0},{"$f":"AND($I266>44.548,$I266<89.095)","v":false},{"$f":"IF($U266=TRUE,$L266,0)","v":0},{"$f":"10^(LOG10(89.095/$I266)/LOG10(2)*70/20)*$L266","v":2.3057620145952193E-19},{"$f":"IF($I266>89.095,W266,0)","v":2.3057620145952193E-19},{"$f":"10^(LOG10($I266/89.09)/LOG10(2)*70/20)*$L266","v":2.8069924778124147E+17},{"$f":"IF($I266<89.09,Y266,0)","v":0},{"$f":"AND($I266>89.09,$I266<176.78)","v":false},{"$f":"IF($AA266=TRUE,$L266,0)","v":0},{"$f":"10^(LOG10(176.78/$I266)/LOG10(2)*70/20)*$L266","v":6.6481359713050031E-16},{"$f":"IF($I266>176.78,AC266,0)","v":6.6481359713050031E-16},{"$f":"10^(LOG10($I266/176.78)/LOG10(2)*70/20)*$L266","v":97290952295224.078},{"$f":"IF($I266<176.78,AE266,0)","v":0},{"$f":"AND($I266>176.78,$I266<353.55)","v":false},{"$f":"IF($AG266=TRUE,$L266,0)","v":0},{"$f":"10^(LOG10(353.55/$I266)/LOG10(2)*70/20)*$L266","v":2.1016339449289952E-12},{"$f":"IF($I266>353.55,AI266,0)","v":2.1016339449289952E-12},{"$f":"10^(LOG10($I266/353.55)/LOG10(2)*70/20)*$L266","v":30776219674.080822},{"$f":"IF($I266<353.55,AK266,0)","v":0},{"$f":"AND($I266>353.55,$I266<707.1)","v":false},{"$f":"IF($AM266=TRUE,$L266,0)","v":0},{"$f":"10^(LOG10(707.1/$I266)/LOG10(2)*70/20)*$L266","v":6.6459500739005171E-9},{"$f":"IF($I266>707.1,AO266,0)","v":6.6459500739005171E-9},{"$f":"10^(LOG10($I266/707.1)/LOG10(2)*70/20)*$L266","v":9732295.1939780135},{"$f":"IF($I266<707.1,AQ266,0)","v":0},{"$f":"AND($I266>707.1,$I266<1414.2)","v":false},{"$f":"IF($AS266=TRUE,$L266,0)","v":0},{"$f":"10^(LOG10(1414.2/$I266)/LOG10(2)*70/20)*$L266","v":2.1016339449289928E-5},{"$f":"IF($I266>1414.2,AU266,0)","v":2.1016339449289928E-5}]
[null,13,18,4795.2038807493318,null,258,20,5,3182.3244444235734,{"$f":"IF(ABS(I267-I266)>0.0001,1,$L$2)","v":1},2.048461315745018E-5,2.048461315745018E-5,2.3299801904426779E+20,0,false,0,5.5627535354514997E-27,5.5627535354514997E-27,7.3526748692238912E+16,0,false,0,1.8044859182408821E-23,1.8044859182408821E-23,23269412475267.492,0,false,0,5.2028213088923802E-20,5.2028213088923802E-20,8065227523.6358852,0,false,0,1.6447355949643349E-16,1.6447355949643349E-16,2551287.7419028571,0,false,0,5.2011106288394559E-13,5.2011106288394559E-13,806.78802308808474,0,false,0,1.6447355949643359E-9,1.6447355949643359E-9]
[null,13,19,5202.5414096355489,null,259,1,17,3188.9041152343411,1,0.19358811055801858,0.19358811055801858,2.2554458672745229E+24,0,false,0,5.1322932984777486E-23,5.1322932984777486E-23,7.1174683009014786E+20,0,false,0,1.6648501369625036E-19,1.6648501369625036E-19,2.2525041378689558E+17,0,false,0,4.8002135573023011E-16,4.8002135573023011E-16,78072269289796.297,0,false,0,1.5174617063306772E-12,1.5174617063306772E-12,24696739557.299232,0,false,0,4.7986352540905E-9,4.7986352540905E-9,7809794.7781043909,0,false,0,1.5174617063306862E-5,1.5174617063306862E-5]
[null,13,20,5631.8971833264268,null,260,16,11,3192.6454966757574,1,0.58346999419179824,0.58346999419179824,6.8911710112393735E+24,0,false,0,1.5259156920430279E-22,1.5259156920430279E-22,2.1746339355888231E+21,0,false,0,4.9498748437557151E-19,4.9498748437557151E-19,6.8821830054988275E+17,0,false,0,1.4271828919866672E-15,1.4271828919866672E-15,238537916922673.84,0,false,0,4.511664659638914E-12,4.511664659638914E-12,75457122770.60582,0,false,0,1.4267136363347394E-8,1.4267136363347394E-8,23861637.3638069,0,false,0,4.5116646596389413E-5,4.5116646596389413E-5]
[null,14,1,1435.4863507413361,null,261,17,10,3201.289377936962,1,0.25434830212410514,0.25434830212410514,3.0999585204687717E+24,0,false,0,6.4459705397602701E-23,6.4459705397602701E-23,9.7824810711187744E+20,0,false,0,2.0909901893485535E-19,2.0909901893485535E-19,3.0959153114217408E+17,0,false,0,6.0288906684475654E-16,6.0288906684475654E-16,107305078746889.06,0,false,0,1.9058757723614735E-12,1.9058757723614735E-12,33944006074.046051,0,false,0,6.0269083779948555E-9,6.0269083779948555E-9,10734037.210457539,0,false,0,1.9058757723614816E-5,1.9058757723614816E-5]
[null,14,2,1468.5137179483268,null,262,10,15,3203.826636615624,1,2.1878607360997111E-5,2.1878607360997111E-5,2.69120746046466E+20,0,false,0,5.4938738630505486E-27,5.4938738630505486E-27,8.4925930029761376E+16,0,false,0,1.7821422357267255E-23,1.7821422357267255E-23,26876973766103.766,0,false,0,5.1383984246079138E-20,5.1383984246079138E-20,9315615888.4896545,0,false,0,1.6243699885707863E-16,1.6243699885707863E-16,2946825.3133502114,0,false,0,5.1367089267053554E-13,5.1367089267053554E-13,931.86798568260394,0,false,0,1.6243699885707843E-9,1.6243699885707843E-9]
[null,14,3,1523.5593299599777,null,263,12,14,3204.3426892282332,1,0.63067860130719489,0.63067860130719489,7.7722876510015712E+24,0,false,0,1.5807159643536223E-22,1.5807159643536223E-22,2.4526862641282852E+21,0,false,0,5.1276399003414312E-19,5.1276399003414312E-19,7.762150423829175E+17,0,false,0,1.4784373692331531E-15,1.4784373692331531E-15,269037773546748.53,0,false,0,4.6736922560595557E-12,4.6736922560595557E-12,85105196567.253647,0,false,0,1.4779512611839118E-8,1.4779512611839118E-8,26912626.18688643,0,false,0,4.6736922560595674E-5,4.6736922560595674E-5]
[null,14,4,1600.6231867762892,null,264,2,17,3210.7073381170808,1,0.22757578247024052,0.22757578247024052,2.8700293566740191E+24,0,false,0,5.5738113231088112E-23,5.5738113231088112E-23,9.0568979132576786E+20,0,false,0,1.8080729227679431E-19,1.8080729227679431E-19,2.8662860392768579E+17,0,false,0,5.2131636138113424E-16,5.2131636138113424E-16,99346079662130.609,0,false,0,1.6480050436008059E-12,1.6480050436008059E-12,31426321762.815815,0,false,0,5.211449533223656E-9,5.211449533223656E-9,9937875.525181558,0,false,0,1.6480050436008127E-5,1.6480050436008127E-5]
[null,14,5,1699.7052883972608,null,265,15,12,3220.55534214104,1,0.66310743010952811,0.66310743010952811,8.6657927256015505E+24,0,false,0,1.567277881555471E-22,1.567277881555471E-22,2.7346479878581298E+21,0,false,0,5.084048482848563E-19,5.084048482848563E-19,8.6544901190290778E+17,0,false,0,1.4658687837139044E-15,1.4658687837139044E-15,299966455900927.19,0,false,0,4.6339599670675627E-12,4.6339599670675627E-12,94888921568.461136,0,false,0,1.4653868081972433E-8,1.4653868081972433E-8,30006511.687341247,0,false,0,4.6339599670675819E-5,4.6339599670675819E-5]
[null,14,6,1820.8056348228931,null,266,18,9,3246.4869859246537,1,0.22761974517858588,0.22761974517858588,3.2653454624597831E+24,0,false,0,4.9009158311039036E-23,4.9009158311039036E-23,1.0304389547878926E+21,0,false,0,1.589794253394524E-19,1.589794253394524E-19,3.2610865427908922E+17,0,false,0,4.5838071301654389E-16,4.5838071301654389E-16,113029948520749.44,0,false,0,1.4490504862330899E-12,1.4490504862330899E-12,35754964293.790833,0,false,0,4.5822999810710377E-9,4.5822999810710377E-9,11306712.482637258,0,false,0,1.4490504862330934E-5,1.4490504862330934E-5]
[null,14,7,1963.9242260531855,null,267,3,17,3247.0460429216473,1,7.3942455330843121E-2,7.3942455330843121E-2,1.0628758166391719E+24,0,false,0,1.5888822843079488E-23,1.5888822843079488E-23,3.3540973172925884E+20,0,false,0,5.1541303951431842E-20,5.1541303951431842E-20,1.0614895306326712E+17,0,false,0,1.4860752958827568E-16,1.4860752958827568E-16,36791451385415.438,0,false,0,4.6978375593219249E-13,4.6978375593219249E-13,11638305137.870401,0,false,0,1.4855866764943698E-9,1.4855866764943698E-9,3680355.2339710626,0,false,0,4.6978375593219535E-6,4.6978375593219535E-6]
[null,14,8,2129.0610620881384,null,268,8,16,3283.4707564949817,1,0.78269399720373911,0.78269399720373911,1.2808811537693334E+25,0,false,0,1.4772761406958586E-22,1.4772761406958586E-22,4.0420526785650276E+21,0,false,0,4.7920943760140005E-19,4.7920943760140005E-19,1.2792105281029266E+18,0,false,0,1.3816905126117229E-15,1.3816905126117229E-15,443377071541722.25,0,false,0,4.3678524254388181E-12,4.3678524254388181E-12,140254256231.47528,0,false,0,1.3812362147877478E-8,1.3812362147877478E-8,44352290.1224325,0,false,0,4.367852425438821E-5,4.367852425438821E-5]
[null,14,9,2316.2161429277521,null,269,14,13,3285.0189143328093,1,1.2954884870686283E-5,1.2954884870686283E-5,2.1317223518682061E+20,0,false,0,2.4317727631446665E-27,2.4317727631446665E-27,6.7270363194660496E+16,0,false,0,7.8883590284755301E-24,7.8883590284755301E-24,21289419923756.77,0,false,0,2.274427416178213E-20,2.274427416178213E-20,7378957922.2864103,0,false,0,7.1900061667646638E-17,7.1900061667646638E-17,2334198.8604754638,0,false,0,2.2736795877632826E-13,2.2736795877632826E-13,738.13849108720308,0,false,0,7.1900061667646551E-10,7.1900061667646551E-10]
[null,14,10,2525.3894685720256,null,270,4,17,3297.9202296480403,1,0.14065147662737626,0.14065147662737626,2.4223297769121363E+24,0,false,0,2.5225619309335935E-23,2.5225619309335935E-23,7.6441007304405261E+20,0,false,0,8.1828674473005813E-20,8.1828674473005813E-20,2.4191703844221635E+17,0,false,0,2.3593421645629068E-16,2.3593421645629068E-16,83848956605776.406,0,false,0,7.4584418882971896E-13,7.4584418882971896E-13,26524089312.141735,0,false,0,2.3585664163026224E-9,2.3585664163026224E-9,8387653.508809682,0,false,0,7.4584418882971543E-6,7.4584418882971543E-6]
[null,14,11,2756.5810390209599,null,271,20,6,3303.4247908492052,1,4.1214236187983873E-5,4.1214236187983873E-5,7.236977353907528E+20,0,false,0,7.2497630236273135E-27,7.2497630236273135E-27,2.2837593957873344E+17,0,false,0,2.3517301644493995E-23,2.3517301644493995E-23,72275383204117.219,0,false,0,6.7806745891873312E-20,6.7806745891873312E-20,25050800509.842777,0,false,0,2.1435325552398858E-16,2.1435325552398858E-16,7924364.2015449824,0,false,0,6.7784451132787472E-13,6.7784451132787472E-13,2505.9039885583684,0,false,0,2.1435325552398872E-9,2.1435325552398872E-9]
[null,14,12,3009.7908542745545,null,272,19,8,3328.2383206388322,1,0.37594778989647742,0.37594778989647742,7.2015228798190759E+24,0,false,0,6.0620182647787356E-23,6.0620182647787356E-23,2.2725710937708031E+21,0,false,0,1.9664409945899947E-19,1.9664409945899947E-19,7.1921300888291379E+17,0,false,0,5.6697816291667666E-16,5.6697816291667666E-16,249280748311318.72,0,false,0,1.7923528615574672E-12,1.7923528615574672E-12,78855421697.059799,0,false,0,5.667917413242059E-9,5.667917413242059E-9,24936273.841576859,0,false,0,1.7923528615574779E-5,1.7923528615574779E-5]
[null,14,13,3285.0189143328093,null,273,11,15,3356.4491967948034,1,0.80313497485746621,0.80313497485746621,1.6970907664008298E+25,0,false,0,1.173974113244868E-22,1.173974113244868E-22,5.3554775616081698E+21,0,false,0,3.8082214900030612E-19,3.8082214900030612E-19,1.69487728751231E+18,0,false,0,1.0980133298288727E-15,1.0980133298288727E-15,587448048503956.88,0,false,0,3.4710813616224924E-12,3.4710813616224924E-12,185828484163.73553,0,false,0,1.0976523046485629E-8,1.0976523046485629E-8,58764126.409393519,0,false,0,3.4710813616224948E-5,3.4710813616224948E-5]
[null,14,14,3582.265219195725,null,274,5,17,3363.3298982962601,1,0.23928768111358453,0.23928768111358453,5.1781852689263433E+24,0,false,0,3.415463200890066E-23,3.415463200890066E-23,1.6340702316351513E+21,0,false,0,1.107932467436888E-19,1.107932467436888E-19,5.1714314735486323E+17,0,false,0,3.1944691793515595E-16,3.1944691793515595E-16,179242907406417.25,0,false,0,1.0098477065349234E-12,1.0098477065349234E-12,56700227135.42337,0,false,0,3.1934188425476577E-9,3.1934188425476577E-9,17930186.159682184,0,false,0,1.0098477065349241E-5,1.0098477065349241E-5]
[null,14,15,3901.5297688633004,null,275,13,14,3386.0362132510659,1,0.20490359074504574,0.20490359074504574,4.7949235757797315E+24,0,false,0,2.7046057180092093E-23,2.7046057180092093E-23,1.5131250566034432E+21,0,false,0,8.7733941499266323E-20,8.7733941499266323E-20,4.7886696603633485E+17,0,false,0,2.5296069962711866E-16,2.5296069962711866E-16,165976302097925.34,0,false,0,7.9966895286737753E-13,7.9966895286737753E-13,52503578324.087257,0,false,0,2.5287752651827452E-9,2.5287752651827452E-9,16603089.281316211,0,false,0,7.9966895286737818E-6,7.9966895286737818E-6]
[null,14,16,4242.8125633355367,null,276,9,16,3407.0223528305078,1,0.66578587227970398,0.66578587227970398,1.6740396133460776E+25,0,false,0,8.1788064975294151E-23,8.1788064975294151E-23,5.2827354694361243E+21,0,false,0,2.6530999546811637E-19,2.6530999546811637E-19,1.6718561995793846E+18,0,false,0,7.6496052639153458E-16,7.6496052639153458E-16,579468890791319.25,0,false,0,2.4182222140676654E-12,2.4182222140676654E-12,183304423037.95782,0,false,0,7.6470900848690562E-9,7.6470900848690562E-9,57965948.198298886,0,false,0,2.4182222140676625E-5,2.4182222140676625E-5]
[null,14,17,4606.1136026124332,null,277,17,11,3432.4809483858962,1,0.30679859073160398,0.30679859073160398,8.4115410011394486E+24,0,false,0,3.4563496326780274E-23,3.4563496326780274E-23,2.6544142471346405E+21,0,false,0,1.1211955016407839E-19,1.1211955016407839E-19,8.4005700096082637E+17,0,false,0,3.2327100967668338E-16,3.2327100967668338E-16,291165531264423.94,0,false,0,1.021936570311489E-12,1.021936570311489E-12,92104909452.656708,0,false,0,3.2316471864051324E-9,3.2316471864051324E-9,29126129.755396605,0,false,0,1.0219365703114968E-5,1.0219365703114968E-5]
[null,14,18,4991.4328866939904,null,278,6,17,3443.2750488663064,1,0.14064721009436257,0.14064721009436257,3.9995150066965793E+24,0,false,0,1.5277117759078167E-23,1.5277117759078167E-23,1.2621194634807017E+21,0,false,0,4.9557011095093852E-20,4.9557011095093852E-20,3.9942985255236749E+17,0,false,0,1.428862762098615E-16,1.428862762098615E-16,138443230742985.13,0,false,0,4.5169751287171334E-13,4.5169751287171334E-13,43793992978.982552,0,false,0,1.4283929541078461E-9,1.4283929541078461E-9,13848876.564700708,0,false,0,4.5169751287171444E-6,4.5169751287171444E-6]
[null,14,19,5398.7704155802076,null,279,16,12,3445.855311929352,1,0.38974585082687491,0.38974585082687491,1.1179957444325464E+25,0,false,0,4.196713903753351E-23,4.196713903753351E-23,3.528038241572677E+21,0,false,0,1.3613601778231652E-19,1.3613601778231652E-19,1.1165375666928975E+18,0,false,0,3.9251698617635778E-16,3.9251698617635778E-16,386994279448877.56,0,false,0,1.2408395761910427E-12,1.2408395761910427E-12,122418587504.31848,0,false,0,3.9238792716417287E-9,3.9238792716417287E-9,38712156.445427336,0,false,0,1.2408395761910459E-5,1.2408395761910459E-5]
[null,14,20,5828.1261892710854,null,280,20,7,3446.5433820794979,1,4.1213891704391349E-5,4.1213891704391349E-5,1.1849784387344712E+21,0,false,0,4.4275483878696334E-27,4.4275483878696334E-27,3.7394142760500262E+17,0,false,0,1.4362399245848426E-23,1.4362399245848426E-23,118343289691111.53,0,false,0,4.1410684388141862E-20,4.1410684388141862E-20,41018034222.774055,0,false,0,1.3090902527942197E-16,1.3090902527942197E-16,12975307.590868635,0,false,0,4.1397068615553312E-13,4.1397068615553312E-13,4103.1525328417138,0,false,0,1.3090902527942206E-9,1.3090902527942206E-9]
[null,15,1,1646.2508386078218,null,281,18,10,3455.6603115689277,1,0.78272341591944017,0.78272341591944017,2.3206757702618692E+25,0,false,0,8.1543377919689493E-23,8.1543377919689493E-23,7.3233130846402139E+21,0,false,0,2.6451626203484548E-19,2.6451626203484548E-19,2.3176489629005471E+18,0,false,0,7.6267197806956277E-16,7.6267197806956277E-16,803302026880967.88,0,false,0,2.4109875683582121E-12,2.4109875683582121E-12,254109956380.15411,0,false,0,7.6242121263628739E-9,7.6242121263628739E-9,80356623.828731805,0,false,0,2.4109875683582178E-5,2.4109875683582178E-5]
[null,15,2,1679.2782058148123,null,282,15,13,3495.7834021992953,1,2.2039230607633745E-5,2.2039230607633745E-5,7.4729647738122614E+20,0,false,0,2.0076427578539598E-27,2.0076427578539598E-27,2.3582295041128845E+17,0,false,0,6.5125356755748185E-24,6.5125356755748185E-24,74632179470137.359,0,false,0,1.8777403051631556E-20,1.8777403051631556E-20,25867671074.688656,0,false,0,5.9359838338528386E-17,5.9359838338528386E-17,8182766.3176297992,0,false,0,1.8771229068913452E-13,1.8771229068913452E-13,2587.6179124619025,0,false,0,5.935983833852831E-10,5.935983833852831E-10]
[null,15,3,1734.3238178264633,null,283,19,9,3515.3934014784459,1,0.19361653377069887,0.19361653377069887,7.0062425626113667E+24,0,false,0,1.6526703136943122E-23,1.6526703136943122E-23,2.2109468496387207E+21,0,false,0,5.3610505832235758E-20,5.3610505832235758E-20,6.997104471527904E+17,0,false,0,1.5457359866591182E-16,1.5457359866591182E-16,242521119213919.69,0,false,0,4.8864391966150373E-13,4.8864391966150373E-13,76717136223.343658,0,false,0,1.5452277509226831E-9,1.5452277509226831E-9,24260088.603117436,0,false,0,4.8864391966150406E-6,4.8864391966150406E-6]
[null,15,4,1811.3876746427748,null,284,12,15,3523.6072388958091,1,0.94411704503602711,0.94411704503602711,3.5103706700346399E+25,0,false,0,7.8430541384887519E-23,7.8430541384887519E-23,1.1077611008495532E+22,0,false,0,2.5441861946082473E-19,2.5441861946082473E-19,3.5057921692715494E+18,0,false,0,7.3355774147584678E-16,7.3355774147584678E-16,1215114972318656.3,0,false,0,2.3189505399789071E-12,2.3189505399789071E-12,384379476560.83569,0,false,0,7.3331654876106882E-9,7.3331654876106882E-9,121551463.17555477,0,false,0,2.3189505399789088E-5,2.3189505399789088E-5]
[null,15,5,1910.4697762637466,null,285,7,17,3537.7556813581791,1,7.3947470925996239E-2,7.3947470925996239E-2,2.880613559386897E+24,0,false,0,5.863381646031486E-24,5.863381646031486E-24,9.0902982836199752E+20,0,false,0,1.9020058224954423E-20,1.9020058224954423E-20,2.8768564372423878E+17,0,false,0,5.4839975878358E-17,5.4839975878358E-17,99712451888751.391,0,false,0,1.7336221061438464E-13,1.7336221061438464E-13,31542216939.735634,0,false,0,5.482194457432771E-10,5.482194457432771E-10,9974524.7980710752,0,false,0,1.7336221061438503E-6,1.7336221061438503E-6]
[null,15,6,2031.5701226893786,null,286,10,16,3545.1094310878602,1,1.8137591608845794E-5,1.8137591608845794E-5,7.2381302688004112E+20,0,false,0,1.4038456354357681E-27,1.4038456354357681E-27,2.2841232189817827E+17,0,false,0,4.5538952326101185E-24,4.5538952326101185E-24,72286897315824.688,0,false,0,1.3130112524117081E-20,1.3130112524117081E-20,25054791325.285667,0,false,0,4.150740944608727E-17,4.150740944608727E-17,7925626.6232795268,0,false,0,1.312579536228231E-13,1.312579536228231E-13,2506.3032013632719,0,false,0,4.1507409446087293E-10,4.1507409446087293E-10]
[null,15,7,2174.688713919671,null,287,1,18,3574.223399315898,1,0.37599140574359308,0.37599140574359308,1.6501501501262619E+25,0,false,0,2.6461769751105038E-23,2.6461769751105038E-23,5.2073479375694678E+21,0,false,0,8.5838588000154199E-20,8.5838588000154199E-20,1.6479978948712891E+18,0,false,0,2.4749588248813295E-16,2.4749588248813295E-16,571199551975664.5,0,false,0,7.8239336576793158E-13,7.8239336576793158E-13,180688568408.6633,0,false,0,2.4741450620318742E-9,2.4741450620318742E-9,57138742.332652271,0,false,0,7.8239336576792927E-6,7.8239336576792927E-6]
[null,15,8,2339.825549954624,null,288,14,14,3582.265219195725,1,0.38980071443515685,0.38980071443515685,1.7560479866549072E+25,0,false,0,2.6726088076528249E-23,2.6726088076528249E-23,5.5415277578714276E+21,0,false,0,8.6696002755487451E-20,8.6696002755487451E-20,1.753757611135422E+18,0,false,0,2.499680412977504E-16,2.499680412977504E-16,607856093064190.13,0,false,0,7.9020844791121611E-13,7.9020844791121611E-13,192284197132.79303,0,false,0,2.4988585217059635E-9,2.4988585217059635E-9,60805602.099644504,0,false,0,7.9020844791121804E-6,7.9020844791121804E-6]
[null,15,9,2526.9806307942376,null,289,2,18,3596.0266221986376,1,0.44200306577474185,0.44200306577474185,2.0819938755900762E+25,0,false,0,2.8983953811086685E-23,2.8983953811086685E-23,6.5701090978034751E+21,0,false,0,9.402022968253807E-20,9.402022968253807E-20,2.0792783758767524E+18,0,false,0,2.7108576992173859E-16,2.7108576992173859E-16,720682277829162.25,0,false,0,8.5696661216588052E-13,8.5696661216588052E-13,227974704475.94778,0,false,0,2.7099663731623397E-9,2.7099663731623397E-9,72091931.504777893,0,false,0,8.5696661216588092E-6,8.5696661216588092E-6]
[null,15,10,2736.1539564385112,null,290,20,8,3611.6802181144508,1,2.0483752975289071E-5,2.0483752975289071E-5,1.0148370244377836E+21,0,false,0,1.2770540231546577E-27,1.2770540231546577E-27,3.2025022000397203E+17,0,false,0,4.1425995002822348E-24,4.1425995002822348E-24,101351339439197,0,false,0,1.194423560549949E-20,1.194423560549949E-20,35128588367.720619,0,false,0,3.7758570376862719E-17,3.7758570376862719E-17,11112288.72716455,0,false,0,1.1940308358264836E-13,1.1940308358264836E-13,3514.014239525367,0,false,0,3.7758570376862878E-10,3.7758570376862878E-10]
[null,15,11,2967.3455268874454,null,291,3,18,3632.3653270032041,1,0.14361278512320796,0.14361278512320796,7.6035586367990453E+24,0,false,0,8.3782983824002689E-24,8.3782983824002689E-24,2.3994407649809594E+21,0,false,0,2.7178125641395238E-20,2.7178125641395238E-20,7.5936414792412557E+17,0,false,0,7.8361892322580915E-17,7.8361892322580915E-17,263197217927590.38,0,false,0,2.4772058454405843E-13,2.4772058454405843E-13,83257643238.672806,0,false,0,7.8336127046752997E-10,7.8336127046752997E-10,26328378.525192339,0,false,0,2.4772058454405995E-6,2.4772058454405995E-6]
[null,15,12,3220.55534214104,null,292,8,17,3646.7717957718787,1,0.22757741210506613,0.22757741210506613,1.2616534959921991E+25,0,false,0,1.2679575875322776E-23,1.2679575875322776E-23,3.981376318863799E+21,0,false,0,4.1130918295177592E-20,4.1130918295177592E-20,1.2600079485451653E+18,0,false,0,1.1859157004066732E-16,1.1859157004066732E-16,436721416899015.81,0,false,0,3.7489616676863435E-13,3.7489616676863435E-13,138148861181.61353,0,false,0,1.1855257730552101E-9,1.1855257730552101E-9,43686505.749231964,0,false,0,3.7489616676863334E-6,3.7489616676863334E-6]
[null,15,13,3495.7834021992953,null,293,4,18,3683.2395137295971,1,0.27317662362942491,0.27317662362942491,1.7001921212878672E+25,0,false,0,1.3557374095286615E-23,1.3557374095286615E-23,5.365264449167091E+21,0,false,0,4.3978383164664946E-20,4.3978383164664946E-20,1.6979745973690376E+18,0,false,0,1.2680158196125469E-16,1.2680158196125469E-16,588521582643779.13,0,false,0,4.0084996767621595E-13,4.0084996767621595E-13,186168077124.18408,0,false,0,1.2675988978617217E-9,1.2675988978617217E-9,58871515.132630795,0,false,0,4.008499676762183E-6,4.008499676762183E-6]
[null,15,14,3793.02970706221,null,294,17,12,3685.6907636394908,1,0.20493509343664548,0.20493509343664548,1.28537590377767E+25,0,false,0,1.0092273869958098E-23,1.0092273869958098E-23,4.0562366770236275E+21,0,false,0,3.2738042347748096E-20,3.2738042347748096E-20,1.2836994157057667E+18,0,false,0,9.4392637047749282E-17,9.4392637047749282E-17,444932929468228.38,0,false,0,2.9839758246095328E-13,2.9839758246095328E-13,140746423531.70639,0,false,0,9.4361600886452969E-10,9.4361600886452969E-10,44507927.088290974,0,false,0,2.9839758246095458E-6,2.9839758246095458E-6]
[null,15,15,4112.294256729786,null,295,18,11,3686.8518820178615,1,0.94413227425257062,0.94413227425257062,5.9434300673126466E+25,0,false,0,4.6324959030858171E-23,4.6324959030858171E-23,1.8755571001063339E+22,0,false,0,1.5027222705721399E-19,1.5027222705721399E-19,5.9356781796470077E+18,0,false,0,4.3327550365711349E-16,4.3327550365711349E-16,2057318596970019.5,0,false,0,1.3696869467205736E-12,1.3696869467205736E-12,650795244431.2644,0,false,0,4.3313304330387016E-9,4.3313304330387016E-9,205799526.28088105,0,false,0,1.3696869467205748E-5,1.3696869467205748E-5]
[null,15,16,4453.5770512020217,null,296,11,16,3697.7319912670396,1,0.66580719423274448,0.66580719423274448,4.3374253684146261E+25,0,false,0,3.156831962352517E-23,3.156831962352517E-23,1.3687532037522464E+22,0,false,0,1.0240358099660972E-19,1.0240358099660972E-19,4.3317681580440975E+18,0,false,0,2.9525724081872589E-16,2.9525724081872589E-16,1501399995010603.3,0,false,0,9.333783822548664E-13,9.333783822548664E-13,474940526071.70105,0,false,0,2.9516016066886723E-9,2.9516016066886723E-9,150189381.5505155,0,false,0,9.3337838225487032E-6,9.3337838225487032E-6]
[null,15,17,4816.8780904789191,null,297,13,15,3705.3007629186413,1,0.3067378094175352,0.3067378094175352,2.0463306322656135E+25,0,false,0,1.4201863405963237E-23,1.4201863405963237E-23,6.4575672684684016E+21,0,false,0,4.6069023848566274E-20,4.6069023848566274E-20,2.0436616473514732E+18,0,false,0,1.3282946491090176E-16,1.3282946491090176E-16,708337444477245.75,0,false,0,4.1990553976095525E-13,4.1990553976095525E-13,224069641424.18988,0,false,0,1.3278579077670168E-9,1.3278579077670168E-9,70857042.139765337,0,false,0,4.199055397609541E-6,4.199055397609541E-6]
[null,15,18,5202.1973745604764,null,298,16,13,3721.0833719876073,1,1.2953705982940234E-5,1.2953705982940234E-5,9.0795588549279928E+20,0,false,0,5.7083400435090466E-28,5.7083400435090466E-28,2.8652193907101245E+17,0,false,0,1.8517123146651457E-24,1.8517123146651457E-24,90677165821161.172,0,false,0,5.3389877921962904E-21,5.3389877921962904E-21,31428897241.106937,0,false,0,1.6877810598447607E-17,1.6877810598447607E-17,9941958.8644924965,0,false,0,5.3372323408023891E-14,5.3372323408023891E-14,3143.9234415497658,0,false,0,1.687781059844765E-10,1.687781059844765E-10]
[null,15,19,5609.5349034466935,null,299,19,10,3724.5667271227194,1,0.66579546766727726,0.66579546766727726,4.7177636130561554E+25,0,false,0,2.9022311934133509E-23,2.9022311934133509E-23,1.4887758316119595E+22,0,false,0,9.41446585152149E-20,9.41446585152149E-20,4.7116103357151488E+18,0,false,0,2.7144453192456221E-16,2.7144453192456221E-16,1633054096258183.8,0,false,0,8.5810074420911056E-13,8.5810074420911056E-13,516586901663.68701,0,false,0,2.7135528135863275E-9,2.7135528135863275E-9,163359121.8666679,0,false,0,8.5810074420911121E-6,8.5810074420911121E-6]
[null,15,20,6038.8906771375714,null,300,5,18,3748.6491823778169,1,0.46475019224931763,0.46475019224931763,3.5494302734585492E+25,0,false,0,1.8796068553209274E-23,1.8796068553209274E-23,1.1200870667815676E+22,0,false,0,6.0972036252193079E-20,6.0972036252193079E-20,3.5448008280970158E+18,0,false,0,1.7579888335660712E-16,1.7579888335660712E-16,1228635455878508.3,0,false,0,5.5574209423146608E-13,5.5574209423146608E-13,388656435130.17194,0,false,0,1.7574108094033591E-9,1.7574108094033591E-9,122903956.22928211,0,false,0,5.5574209423146739E-6,5.5574209423146739E-6]
[null,16,1,1871.5508083961338,null,301,9,17,3770.3233921074047,1,0.19358501070768822,0.19358501070768822,1.5809636827662981E+25,0,false,0,7.3216349796402754E-24,7.3216349796402754E-24,4.9890174977079467E+21,0,false,0,2.3750445053986043E-20,2.3750445053986043E-20,1.5789016659286487E+18,0,false,0,6.8478961444608455E-17,6.8478961444608455E-17,547250653049240.81,0,false,0,2.1647828881156675E-13,2.1647828881156675E-13,173112770691.36465,0,false,0,6.8456445662029736E-10,6.8456445662029736E-10,54743064.744715266,0,false,0,2.1647828881156647E-6,2.1647828881156647E-6]
[null,16,2,1904.5781756031242,null,302,15,14,3793.02970706221,1,0.66314042326195577,0.66314042326195577,5.8072973140018089E+25,0,false,0,2.3389635642154574E-23,2.3389635642154574E-23,1.8325979419876656E+22,0,false,0,7.587297887650813E-20,7.587297887650813E-20,5.7997229813506683E+18,0,false,0,2.1876233406834605E-16,2.1876233406834605E-16,2010196238017175.8,0,false,0,6.9155978327513656E-13,6.9155978327513656E-13,635888944960.65503,0,false,0,2.1869040533218552E-9,2.1869040533218552E-9,201085740.49971151,0,false,0,6.915597832751359E-6,6.915597832751359E-6]
[null,16,3,1959.6237876147754,null,303,20,9,3798.8352989540645,1,1.0549319230691054E-5,1.0549319230691054E-5,9.404067129675987E+20,0,false,0,3.65527168181235E-28,3.65527168181235E-28,2.9676238594855206E+17,0,false,0,1.1857232636929424E-24,1.1857232636929424E-24,93918016077193.125,0,false,0,3.4187611000063147E-21,3.4187611000063147E-21,32552182786.572166,0,false,0,1.0807517187356281E-17,1.0807517187356281E-17,10297289.77541892,0,false,0,3.4176370163462635E-14,3.4176370163462635E-14,3256.2889417087458,0,false,0,1.0807517187356288E-10,1.0807517187356288E-10]
[null,16,4,2036.6876444310869,null,304,6,18,3828.5943329478632,1,0.27316833706812288,0.27316833706812288,2.6663882387063992E+25,0,false,0,8.6441808807905854E-24,8.6441808807905854E-24,8.4142714494951547E+21,0,false,0,2.8040614373269643E-20,2.8040614373269643E-20,2.6629105260278994E+18,0,false,0,8.0848680779899693E-17,8.0848680779899693E-17,922970414071562.5,0,false,0,2.5558191448423711E-13,2.5558191448423711E-13,291964869764.54584,0,false,0,8.0822097851656712E-10,8.0822097851656712E-10,92327398.521039501,0,false,0,2.5558191448423596E-6,2.5558191448423596E-6]
[null,16,5,2135.769746052059,null,305,12,16,3864.8900333680449,1,0.78268278740358133,0.78268278740358133,8.5255572536266914E+25,0,false,0,2.2193985809292627E-23,2.2193985809292627E-23,2.6903941424909602E+22,0,false,0,7.1994444131445187E-20,7.1994444131445187E-20,8.5144375531559885E+18,0,false,0,2.0757946862456085E-16,2.0757946862456085E-16,2951122043798110.5,0,false,0,6.5620808511542075E-13,6.5620808511542075E-13,933533675663.39954,0,false,0,2.0751121679823694E-9,2.0751121679823694E-9,295209268.75652355,0,false,0,6.562080851154223E-6,6.562080851154223E-6]
[null,16,6,2256.8700924776908,null,306,14,15,3901.5297688633004,1,0.58352621747855415,0.58352621747855415,7.0931845877458992E+25,0,false,0,1.4827433957019864E-23,1.4827433957019864E-23,2.2383829817530195E+22,0,false,0,4.8098294502125912E-20,4.8098294502125912E-20,7.0839331000539771E+18,0,false,0,1.3868040145250737E-16,1.3868040145250737E-16,2455306178223300.5,0,false,0,4.3840174215293348E-13,4.3840174215293348E-13,776691362613.35095,0,false,0,1.3863480353891226E-9,1.3863480353891226E-9,245611374.48379329,0,false,0,4.3840174215293374E-6,4.3840174215293374E-6]
[null,16,7,2399.9886837079835,null,307,10,17,3908.4104703647572,1,5.2737163884051432E-6,5.2737163884051432E-6,6.5432716049358415E+20,0,false,0,1.3128802233337624E-28,1.3128802233337624E-28,2.0648479712171891E+17,0,false,0,4.2588150998325092E-25,4.2588150998325092E-25,65347373568884.195,0,false,0,1.2279316634203397E-21,1.2279316634203397E-21,22649537733.935356,0,false,0,3.8817841227016089E-18,3.8817841227016089E-18,7164768.484337193,0,false,0,1.2275279212815593E-14,1.2275279212815593E-14,2265.6987318297997,0,false,0,3.8817841227016051E-11,3.8817841227016051E-11]
[null,16,8,2565.1255197429364,null,308,7,18,3923.0749654397359,1,0.14362252653070876,0.14362252653070876,1.861276683119234E+25,0,false,0,3.4231087853660273E-24,3.4231087853660273E-24,5.8735959853989898E+21,0,false,0,1.1104125970050442E-20,1.1104125970050442E-20,1.8588490600802534E+18,0,false,0,3.2016200641745089E-17,3.2016200641745089E-17,644281011288034.38,0,false,0,1.0121082713526492E-13,1.0121082713526492E-13,203806556184.90561,0,false,0,3.2005673761701139E-10,3.2005673761701139E-10,64449291.961938649,0,false,0,1.0121082713526444E-6,1.0121082713526444E-6]
[null,16,9,2752.2806005825496,null,309,18,12,3940.0616972714561,1,0.63066077122163189,0.63066077122163189,8.5941078941871112E+25,0,false,0,1.4294775747968283E-23,1.4294775747968283E-23,2.7120265398043007E+22,0,false,0,4.6370419572303439E-20,4.6370419572303439E-20,8.5828987845944136E+18,0,false,0,1.3369847035894316E-16,1.3369847035894316E-16,2974850851248044.5,0,false,0,4.226526727254689E-13,4.226526727254689E-13,941039851453.17712,0,false,0,1.3365451049702102E-9,1.3365451049702102E-9,297582929.95785463,0,false,0,4.226526727254692E-6,4.226526727254692E-6]
[null,16,10,2961.4539262268236,null,310,19,11,3955.7582975716537,1,0.80309209650686786,0.80309209650686786,1.1461633993896943E+26,0,false,0,1.7380836774912494E-23,1.7380836774912494E-23,3.6169263830160279E+22,0,false,0,5.6381205832134771E-20,5.6381205832134771E-20,1.14466848318511E+19,0,false,0,1.6256227669010817E-16,1.6256227669010817E-16,3967445145353588,0,false,0,5.1389803146551492E-13,5.1389803146551492E-13,1255028966802.0962,0,false,0,1.6250882645078909E-9,1.6250882645078909E-9,396875006.45825052,0,false,0,5.1389803146551349E-6,5.1389803146551349E-6]
[null,16,11,3192.6454966757574,null,311,17,13,3960.9188236977461,1,6.8112821222666321E-6,6.8112821222666321E-6,9.8694522592507278E+20,0,false,0,1.4519484611709444E-28,1.4519484611709444E-28,3.1144845736139341E+17,0,false,0,4.7099346312883432E-25,4.7099346312883432E-25,98565797455056.719,0,false,0,1.358001634451445E-21,1.358001634451445E-21,34163113631.192135,0,false,0,4.2929662458031376E-18,4.2929662458031376E-18,10806878.389613247,0,false,0,1.3575551254960159E-14,1.3575551254960159E-14,3417.4350107630448,0,false,0,4.2929662458031482E-11,4.2929662458031482E-11]
[null,16,12,3445.855311929352,null,312,1,19,3981.5609282021151,1,0.75645448200966658,0.75645448200966658,1.1643766371342076E+26,0,false,0,1.5179540710187765E-23,1.5179540710187765E-23,3.6744015564104851E+22,0,false,0,4.9240483660354411E-20,4.9240483660354411E-20,1.1628579657964052E+19,0,false,0,1.4197364194341347E-16,1.4197364194341347E-16,4030490276361188.5,0,false,0,4.4881245883257772E-13,4.4881245883257772E-13,1274972145026.7756,0,false,0,1.4192696121715037E-9,1.4192696121715037E-9,403181593.15551233,0,false,0,4.4881245883257952E-6,4.4881245883257952E-6]
[null,16,13,3721.0833719876073,null,313,2,19,4003.3641510848552,1,0.8892628795758436,0.8892628795758436,1.4585333149955665E+26,0,false,0,1.6746748095949243E-23,1.6746748095949243E-23,4.6026662780580196E+22,0,false,0,5.4324303463887325E-20,5.4324303463887325E-20,1.4566309814463767E+19,0,false,0,1.5663167043618865E-16,1.5663167043618865E-16,5048713754947102,0,false,0,4.951499741588538E-13,4.951499741588538E-13,1597068585805.5217,0,false,0,1.5658017017154971E-9,1.5658017017154971E-9,505037431.06494975,0,false,0,4.9514997415885597E-6,4.9514997415885597E-6]
[null,16,14,4018.329676850522,null,314,20,10,4008.008624598338,1,3.6276286916114019E-5,3.6276286916114019E-5,6.03064389388295E+21,0,false,0,6.7401332921852045E-28,6.7401332921852045E-28,1.9030790040909094E+18,0,false,0,2.1864128143199484E-24,2.1864128143199484E-24,602277825510414,0,false,0,6.3040199235628856E-21,6.3040199235628856E-21,208750766713.38788,0,false,0,1.9928506754454549E-17,1.9928506754454549E-17,66034500.659516893,0,false,0,6.3019471710126623E-14,6.3019471710126623E-14,20881.942623596395,0,false,0,1.9928506754454666E-10,1.9928506754454666E-10]
[null,16,15,4337.5942265180984,null,315,16,14,4018.329676850522,1,0.38976524277406249,0.38976524277406249,6.6762114352694233E+25,0,false,0,7.0284999768653499E-24,7.0284999768653499E-24,2.1067995446092189E+22,0,false,0,2.2799552692352906E-20,2.2799552692352906E-20,6.6675037966682644E+18,0,false,0,6.5737281395151016E-17,6.5737281395151016E-17,2310970901907874.5,0,false,0,2.0781118590791663E-13,2.0781118590791663E-13,731033528397.45544,0,false,0,6.5715667072970636E-10,6.5715667072970636E-10,231173099.56853271,0,false,0,2.0781118590791747E-6,2.0781118590791747E-6]
[null,16,16,4678.8770209903341,null,316,8,18,4032.0910798534355,1,0.4420062308900331,0.4420062308900331,7.8780439601516967E+25,0,false,0,7.6599316870218285E-24,7.6599316870218285E-24,2.4860595846286231E+22,0,false,0,2.4847836194482656E-20,2.4847836194482656E-20,7.8677687973060434E+18,0,false,0,7.164303712525016E-17,7.164303712525016E-17,2726985286847316.5,0,false,0,2.2648068479664022E-13,2.2648068479664022E-13,862632097395.13953,0,false,0,7.1619480999205318E-10,7.1619480999205318E-10,272788221.05368376,0,false,0,2.2648068479664039E-6,2.2648068479664039E-6]
[null,16,17,5042.1780602672316,null,317,3,19,4039.7028558894217,1,0.28893355890806288,0.28893355890806288,5.263944735544418E+25,0,false,0,4.8985908406048714E-24,4.8985908406048714E-24,1.6611331859721562E+22,0,false,0,1.5890400562889114E-20,1.5890400562889114E-20,5.2570790859438162E+18,0,false,0,4.5816325757771108E-17,4.5816325757771108E-17,1822114717462239.8,0,false,0,1.4483630578565752E-13,1.4483630578565752E-13,576392783635.50989,0,false,0,4.5801261416730201E-10,4.5801261416730201E-10,182271402.31728351,0,false,0,1.4483630578565789E-6,1.4483630578565789E-6]
[null,16,18,5427.4973443487879,null,318,13,16,4046.5835573908776,1,0.25428881401863013,0.25428881401863013,4.7253482128821614E+25,0,false,0,4.226756298329458E-24,4.226756298329458E-24,1.4911692895805099E+22,0,false,0,1.371105545403687E-20,1.371105545403687E-20,4.7191850431111311E+18,0,false,0,3.9532683942033898E-17,3.9532683942033898E-17,1635679505844213,0,false,0,1.24972219078153E-13,1.24972219078153E-13,517417402139.30054,0,false,0,3.951968565325126E-10,3.951968565325126E-10,163621749.17674652,0,false,0,1.2497221907815286E-6,1.2497221907815286E-6]
[null,16,19,5834.8348732350059,null,319,11,17,4061.0330305439365,1,0.19359121031431775,0.19359121031431775,3.749648095368982E+25,0,false,0,3.0872178184106526E-24,3.0872178184106526E-24,1.1832694300295519E+22,0,false,0,1.0014538743018755E-20,1.0014538743018755E-20,3.7447575102200658E+18,0,false,0,2.8874625755849708E-17,2.8874625755849708E-17,1297940864337257.3,0,false,0,9.1279561515501013E-14,9.1279561515501013E-14,410579938035.72339,0,false,0,2.886513182104338E-10,2.886513182104338E-10,129836776.57636875,0,false,0,9.127956151550074E-7,9.127956151550074E-7]
[null,16,20,6264.1906469258838,null,320,4,19,4090.5770426158147,1,0.54960214028314269,0.54960214028314269,1.1581236548731335E+26,0,false,0,8.0561660963298941E-24,8.0561660963298941E-24,3.6546691373464296E+22,0,false,0,2.6133169810941477E-20,2.6133169810941477E-20,1.1566131391652393E+19,0,false,0,7.5349001833063983E-17,7.5349001833063983E-17,4008845575327355,0,false,0,2.3819612091628007E-13,2.3819612091628007E-13,1268125238319.8071,0,false,0,7.5324227191232014E-10,7.5324227191232014E-10,401016411.14344192,0,false,0,2.3819612091628108E-6,2.3819612091628108E-6]
[null,17,1,{"$f":"3.1416/2*SQRT($H$2/$I$2)*(B330^2/$C$2^2+C330^2/$D$2^2)","v":2111.3862601062729},null,321,15,15,4112.294256729786,1,{"$f":"ABS(SIN(G330*3.1416*$J$2/$C$2)*SIN(H330*3.1416*$K$2/$D$2))*(1/F330^$M$2)+(1-1/F330^$M$2)","v":0.99271193846810413},{"$f":"$J330*$K330","v":0.99271193846810413},{"$f":"10^(LOG10($I330/22.27)/LOG10(2)*70/20)*$L330","v":2.2246756861494396E+26},{"$f":"IF($I330<22.27,M330,0)","v":0},{"$f":"AND($I330>22.27,$I330<44.45)","v":false},{"$f":"IF($O330=TRUE,$L330,0)","v":0},{"$f":"10^(LOG10(44.45/$I330)/LOG10(2)*70/20)*$L330","v":1.3682526390352365E-23},{"$f":"IF($I330>44.45,Q330,0)","v":1.3682526390352365E-23},{"$f":"10^(LOG10($I330/44.548)/LOG10(2)*70/20)*$L330","v":7.0203674163499026E+22},{"$f":"IF($I330<44.528,S330,0)","v":0},{"$f":"AND($I330>44.548,$I330<89.095)","v":false},{"$f":"IF($U330=TRUE,$L330,0)","v":0},{"$f":"10^(LOG10(89.095/$I330)/LOG10(2)*70/20)*$L330","v":4.4384361162149049E-20},{"$f":"IF($I330>89.095,W330,0)","v":4.4384361162149049E-20},{"$f":"10^(LOG10($I330/89.09)/LOG10(2)*70/20)*$L330","v":2.2217740896275649E+19},{"$f":"IF($I330<89.09,Y330,0)","v":0},{"$f":"AND($I330>89.09,$I330<176.78)","v":false},{"$f":"IF($AA330=TRUE,$L330,0)","v":0},{"$f":"10^(LOG10(176.78/$I330)/LOG10(2)*70/20)*$L330","v":1.2797212641100804E-16},{"$f":"IF($I330>176.78,AC330,0)","v":1.2797212641100804E-16},{"$f":"10^(LOG10($I330/176.78)/LOG10(2)*70/20)*$L330","v":7700715932562102},{"$f":"IF($I330<176.78,AE330,0)","v":0},{"$f":"AND($I330>176.78,$I330<353.55)","v":false},{"$f":"IF($AG330=TRUE,$L330,0)","v":0},{"$f":"10^(LOG10(353.55/$I330)/LOG10(2)*70/20)*$L330","v":4.0455033716364255E-13},{"$f":"IF($I330>353.55,AI330,0)","v":4.0455033716364255E-13},{"$f":"10^(LOG10($I330/353.55)/LOG10(2)*70/20)*$L330","v":2435981143128.9717},{"$f":"IF($I330<353.55,AK330,0)","v":0},{"$f":"AND($I330>353.55,$I330<707.1)","v":false},{"$f":"IF($AM330=TRUE,$L330,0)","v":0},{"$f":"10^(LOG10(707.1/$I330)/LOG10(2)*70/20)*$L330","v":1.2793004936261752E-9},{"$f":"IF($I330>707.1,AO330,0)","v":1.2793004936261752E-9},{"$f":"10^(LOG10($I330/707.1)/LOG10(2)*70/20)*$L330","v":770324874.95081627},{"$f":"IF($I330<707.1,AQ330,0)","v":0},{"$f":"AND($I330>707.1,$I330<1414.2)","v":false},{"$f":"IF($AS330=TRUE,$L330,0)","v":0},{"$f":"10^(LOG10(1414.2/$I330)/LOG10(2)*70/20)*$L330","v":4.04550337163642E-6},{"$f":"IF($I330>1414.2,AU330,0)","v":4.04550337163642E-6}]
[null,17,2,2144.4136273132631,null,322,9,18,4155.6426761889616,{"$f":"IF(ABS(I331-I330)>0.0001,1,$L$2)","v":1},0.37598538514098506,0.37598538514098506,9.5183749062115013E+25,0,false,0,4.5873896919650044E-24,4.5873896919650044E-24,3.0036957505400896E+22,0,false,0,1.4880903940609977E-20,1.4880903940609977E-20,9.5059602950869627E+18,0,false,0,4.2905673762897691E-17,4.2905673762897691E-17,3294785920874153,0,false,0,1.3563504236279144E-13,1.3563504236279144E-13,1042245480054.4622,0,false,0,4.2891566439984798E-10,4.2891566439984798E-10,329586959.7987687,0,false,0,1.3563504236279128E-6,1.3563504236279128E-6]
[null,17,3,2199.4592393249141,null,323,5,19,4155.9867112640341,1,0.93502766438655804,0.93502766438655804,2.3693778028969985E+26,0,false,0,1.1397277394104564E-23,1.1397277394104564E-23,7.4770011773137758E+22,0,false,0,3.6971306445410526E-20,3.6971306445410526E-20,2.3662874745247797E+19,0,false,0,1.0659828322699929E-16,1.0659828322699929E-16,8201602377652029,0,false,0,3.3698253385307664E-13,3.3698253385307664E-13,2594427441599.5811,0,false,0,1.065632338670525E-9,1.065632338670525E-9,820429993.9498111,0,false,0,3.3698253385307865E-6,3.3698253385307865E-6]
[null,17,4,2276.5230961412258,null,324,19,12,4208.9681128252478,1,0.53644885865804781,0.53644885865804781,1.5750798147211017E+26,0,false,0,5.6433969436849063E-24,5.6433969436849063E-24,4.970449885465131E+22,0,false,0,1.8306456058180382E-20,1.8306456058180382E-20,1.5730254720856902E+19,0,false,0,5.2782467686228049E-17,5.2782467686228049E-17,5452139518490318,0,false,0,1.6685793772163122E-13,1.6685793772163122E-13,1724684973846.5579,0,false,0,5.2765112887888417E-10,5.2765112887888417E-10,545393276.36230242,0,false,0,1.6685793772163193E-6,1.6685793772163193E-6]
[null,17,5,2375.6051977621973,null,325,18,13,4215.2897573297114,1,2.0960824055079422E-5,2.0960824055079422E-5,6.2626895012879212E+21,0,false,0,2.1669173057220033E-28,2.1669173057220033E-28,1.976305202025058E+18,0,false,0,7.029201885807545E-25,7.029201885807545E-25,625452121042752.5,0,false,0,2.0267091577881752E-21,2.0267091577881752E-21,216783026503.65591,0,false,0,6.4069098178658042E-18,6.4069098178658042E-18,68575359.659791395,0,false,0,2.0260427787750532E-14,2.0260427787750532E-14,21685.432789016977,0,false,0,6.4069098178657959E-11,6.4069098178657959E-11]
[null,17,6,2496.7055441878297,null,326,12,17,4228.1910726449423,1,0.22757415272487508,0.22757415272487508,7.0454080882258991E+25,0,false,0,2.2705246888116592E-24,2.2705246888116592E-24,2.2233062412381808E+22,0,false,0,7.3652909514466344E-21,7.3652909514466344E-21,7.0362189143920404E+18,0,false,0,2.1236127320813695E-17,2.1236127320813695E-17,2438768340670334.5,0,false,0,6.7132450703313889E-14,6.7132450703313889E-14,771459919098.23474,0,false,0,2.1229144913144422E-10,2.1229144913144422E-10,243957046.78796566,0,false,0,6.7132450703314175E-7,6.7132450703314175E-7]
[null,17,7,2639.8241354181218,null,327,6,19,4235.9318618340803,1,0.54958546860836077,0.54958546860836077,1.7380180854737656E+26,0,false,0,5.3678788351948126E-24,5.3678788351948126E-24,5.4846311362379655E+22,0,false,0,1.7412710642672731E-20,1.7412710642672731E-20,1.7357512259655725E+19,0,false,0,5.0205557749984331E-17,5.0205557749984331E-17,6016150419234527,0,false,0,1.5871171234596007E-13,1.5871171234596007E-13,1903099543448.155,0,false,0,5.0189050235870052E-10,5.0189050235870052E-10,601812917.13227308,0,false,0,1.5871171234596098E-6,1.5871171234596098E-6]
[null,17,8,2804.9609714530752,null,328,20,11,4239.2001950472722,1,4.3756980525895699E-5,4.3756980525895699E-5,1.3962426580771782E+22,0,false,0,4.2356522991576582E-28,4.2356522991576582E-28,4.4060968181159076E+18,0,false,0,1.373991294002952E-24,1.373991294002952E-24,1394421568888506.3,0,false,0,3.9615887884789803E-21,3.9615887884789803E-21,483309461676.5459,0,false,0,1.2523524653607747E-17,1.2523524653607747E-17,152886140.10050607,0,false,0,3.9602862238672081E-14,3.9602862238672081E-14,48346.842538920231,0,false,0,1.2523524653607865E-10,1.2523524653607865E-10]
[null,17,9,2992.1160522926884,null,329,14,16,4242.8125633355367,1,0.48374926479772962,0.48374926479772962,1.5589595177365586E+26,0,false,0,4.6365218569869183E-24,4.6365218569869183E-24,4.9195793660465077E+22,0,false,0,1.504028238394691E-20,1.504028238394691E-20,1.5569262004568443E+19,0,false,0,4.3365204952800175E-17,4.3365204952800175E-17,5396339102906355,0,false,0,1.3708772978016849E-13,1.3708772978016849E-13,1707033529314.4302,0,false,0,4.3350946536702565E-10,4.3350946536702565E-10,539811399.49094331,0,false,0,1.370877297801686E-6,1.370877297801686E-6]
[null,17,10,3201.289377936962,null,330,17,14,4258.1651285606613,1,0.20494529005708514,0.20494529005708514,6.8879628202007624E+25,0,false,0,1.8835259288012574E-24,1.8835259288012574E-24,2.1736215327485752E+22,0,false,0,6.1099165970644791E-21,6.1099165970644791E-21,6.878978998834603E+18,0,false,0,1.7616543274414616E-17,1.7616543274414616E-17,2384268653748048,0,false,0,5.5690084405046802E-14,5.5690084405046802E-14,754219936373.02441,0,false,0,1.7610750980697133E-10,1.7610750980697133E-10,238505285.5646027,0,false,0,5.5690084405046941E-7,5.5690084405046941E-7]
[null,17,11,3432.4809483858962,null,331,10,18,4293.7297544463145,1,1.0242736667318242E-5,1.0242736667318242E-5,3.7919891696678637E+21,0,false,0,8.5457747202216392E-29,8.5457747202216392E-29,1.1966309235826353E+18,0,false,0,2.7721397406558181E-25,2.7721397406558181E-25,378704335996894.06,0,false,0,7.9928291864821093E-22,7.9928291864821093E-22,131259722919.46521,0,false,0,2.5267234615588804E-18,2.5267234615588804E-18,41521621.195260674,0,false,0,7.9902011559109799E-15,7.9902011559109799E-15,13130.289511974643,0,false,0,2.526723461558891E-11,2.526723461558891E-11]
[null,17,12,3685.6907636394908,null,332,7,19,4330.412494325953,1,0.28895315757774659,0.28895315757774659,1.1809574504552784E+26,0,false,0,2.1837712905849267E-24,2.1837712905849267E-24,3.726725318611187E+22,0,false,0,7.083874051592963E-21,7.083874051592963E-21,1.1794171531202382E+19,0,false,0,2.0424726229544187E-17,2.0424726229544187E-17,4087884769460304,0,false,0,6.4567418815090209E-14,6.4567418815090209E-14,1293127846929.4561,0,false,0,2.0418010609369494E-10,2.0418010609369494E-10,408922930.20866603,0,false,0,6.4567418815090356E-7,6.4567418815090356E-7]
[null,17,13,3960.9188236977461,null,333,16,15,4337.5942265180984,1,0.58347311689802794,0.58347311689802794,2.4310556743083044E+26,0,false,0,4.3254700619931176E-24,4.3254700619931176E-24,7.671636881502842E+22,0,false,0,1.4031270245744655E-20,1.4031270245744655E-20,2.4278849008184992E+19,0,false,0,4.0455949856652089E-17,4.0455949856652089E-17,8415100358513070,0,false,0,1.278908822865054E-13,1.278908822865054E-13,2661963636938.8149,0,false,0,4.0442647999383937E-10,4.0442647999383937E-10,841786814.12721968,0,false,0,1.2789088228650525E-6,1.2789088228650525E-6]
[null,17,14,4258.1651285606613,null,334,13,17,4409.8845966677745,1,7.3937439699773705E-2,7.3937439699773705E-2,3.7333505926368108E+25,0,false,0,4.5228954945806206E-25,4.5228954945806206E-25,1.1781264576016544E+22,0,false,0,1.4671693034092647E-21,1.4671693034092647E-21,3.7284812639692498E+18,0,false,0,4.2302462093868893E-18,4.2302462093868893E-18,1292299483001013,0,false,0,1.3372814676817657E-14,1.3372814676817657E-14,408795389861.68018,0,false,0,4.2288553106072396E-11,4.2288553106072396E-11,129272452.89394024,0,false,0,1.3372814676817764E-7,1.3372814676817764E-7]
[null,17,15,4577.4296782282372,null,335,1,20,4410.9167018929929,1,0.75643551400222586,0.75643551400222586,3.8299043463937311E+26,0,false,0,4.6146886699497167E-24,4.6146886699497167E-24,1.2085957449239323E+23,0,false,0,1.4969458324768541E-20,1.4969458324768541E-20,3.8249090847474E+19,0,false,0,4.3161000020774609E-17,4.3161000020774609E-17,1.3257215693992218E+16,0,false,0,1.3644218940807043E-13,1.3644218940807043E-13,4193678577910.3521,0,false,0,4.314680874696062E-10,4.314680874696062E-10,1326157608.085253,0,false,0,1.3644218940807146E-6,1.3644218940807146E-6]
[null,17,16,4918.712472700473,null,336,2,20,4432.7199247757326,1,0.88924058141340578,0.88924058141340578,4.767966794730779E+26,0,false,0,5.1226164400943773E-24,5.1226164400943773E-24,1.5046183556715289E+23,0,false,0,1.6617110881849049E-20,1.6617110881849049E-20,4.7617480384625222E+19,0,false,0,4.7911628300537761E-17,4.7911628300537761E-17,1.650431929952956E+16,0,false,0,1.5146005561234876E-13,1.5146005561234876E-13,5220840626497.043,0,false,0,4.7895875027078841E-10,4.7895875027078841E-10,1650974768.0471108,0,false,0,1.5146005561234832E-6,1.5146005561234832E-6]
[null,17,17,5282.0135119773704,null,337,8,19,4439.4286087396531,1,0.88926924744918212,0.88926924744918212,4.8527005266771595E+26,0,false,0,5.0334941750263232E-24,5.0334941750263232E-24,1.5313576208383967E+23,0,false,0,1.632800968171116E-20,1.632800968171116E-20,4.8463712540296921E+19,0,false,0,4.7078071291697192E-17,4.7078071291697192E-17,1.6797625152462484E+16,0,false,0,1.488249835976143E-13,1.488249835976143E-13,5313622587703.1533,0,false,0,4.7062592090566059E-10,4.7062592090566059E-10,1680315000.3659801,0,false,0,1.4882498359761469E-6,1.4882498359761469E-6]
[null,17,18,5667.3327960589268,null,338,11,18,4446.3523146254929,1,0.37599742616357157,0.37599742616357157,2.089315464057756E+26,0,false,0,2.0900286460780658E-24,2.0900286460780658E-24,6.5932136974690464E+22,0,false,0,6.7797849330058785E-21,6.7797849330058785E-21,2.0865904149544702E+19,0,false,0,1.954795499514767E-17,1.954795499514767E-17,7232166460211480,0,false,0,6.1795736352369295E-14,6.1795736352369295E-14,2287764056657.4473,0,false,0,1.9541527656075287E-10,1.9541527656075287E-10,723454516.81040156,0,false,0,6.1795736352369334E-7,6.1795736352369334E-7]
[null,17,19,6074.6703249451439,null,339,15,16,4453.5770512020217,1,0.82296845626738901,0.82296845626738901,4.6601547668045736E+26,0,false,0,4.4890304554871004E-24,4.4890304554871004E-24,1.4705963158454107E+23,0,false,0,1.4561839189633478E-20,1.4561839189633478E-20,4.6540766274393539E+19,0,false,0,4.1985723726980951E-17,4.1985723726980951E-17,1.6131127914222334E+16,0,false,0,1.3272686143588708E-13,1.3272686143588708E-13,5102788333002.8418,0,false,0,4.1971918882297062E-10,4.1971918882297062E-10,1613643355.0022695,0,false,0,1.3272686143588741E-6,1.3272686143588741E-6]
[null,17,20,6504.0260986360217,null,340,3,20,4469.0586295802996,1,0.28892631393295121,0.28892631393295121,1.7034394789602725E+26,0,false,0,1.5136797429120054E-24,1.5136797429120054E-24,5.3755120749826688E+22,0,false,0,4.910182993734805E-21,4.910182993734805E-21,1.7012177195828605E+19,0,false,0,1.4157386573162488E-17,1.4157386573162488E-17,5896456556546143,0,false,0,4.4754867111720242E-14,4.4754867111720242E-14,1865236571354.2974,0,false,0,1.4152731645119774E-10,1.4152731645119774E-10,589839594.05227447,0,false,0,4.4754867111720274E-7,4.4754867111720274E-7]
[null,18,1,2365.7571937382381,null,341,19,13,4484.1961728835031,1,1.7829569641850944E-5,1.7829569641850944E-5,1.093339278000974E+22,0,false,0,8.9807640027018369E-29,8.9807640027018369E-29,3.4502302920291656E+18,0,false,0,2.9132446862225829E-25,2.9132446862225829E-25,1091913259158762.3,0,false,0,8.3996729363631535E-22,8.3996729363631535E-22,378459442435.44611,0,false,0,2.6553364500300658E-18,2.6553364500300658E-18,119718747.3587437,0,false,0,8.3969111361609043E-15,8.3969111361609043E-15,37858.39202758966,0,false,0,2.6553364500300769E-11,2.6553364500300769E-11]
[null,18,2,2398.7845609452283,null,342,20,12,4492.4100103008668,1,2.9228755162127829E-5,2.9228755162127829E-5,1.8309022000370913E+22,0,false,0,1.4412589109947336E-28,1.4412589109947336E-28,5.7777437977539062E+18,0,false,0,4.6752591011892027E-25,4.6752591011892027E-25,1828514193781363,0,false,0,1.3480037405874037E-21,1.3480037405874037E-21,633766882542.43066,0,false,0,4.2613605247210483E-18,4.2613605247210483E-18,200480603.17157266,0,false,0,1.3475605189248898E-14,1.3475605189248898E-14,63397.533270654705,0,false,0,4.2613605247211038E-11,4.2613605247211038E-11]
[null,18,3,2453.8301729568798,null,343,18,14,4512.5360621926266,1,0.63069214997869338,0.63069214997869338,4.161436300842288E+26,0,false,0,2.9524198257669684E-24,2.9524198257669684E-24,1.3132166631539388E+23,0,false,0,9.5772713394164736E-21,9.5772713394164736E-21,4.1560086292172653E+19,0,false,0,2.7613865479391485E-17,2.7613865479391485E-17,1.4404813710040288E+16,0,false,0,8.7293998336800313E-14,8.7293998336800313E-14,4556700295821.582,0,false,0,2.7604786080724083E-10,2.7604786080724083E-10,1440955154.9559152,0,false,0,8.7293998336800821E-7,8.7293998336800821E-7]
[null,18,4,2530.8940297731911,null,344,4,20,4519.9328163066921,1,0.54958835907391679,0.54958835907391679,3.6960121204281517E+26,0,false,0,2.5242256590296112E-24,2.5242256590296112E-24,1.1663436258252405E+23,0,false,0,8.1882643679116579E-21,8.1882643679116579E-21,3.6911914915246809E+19,0,false,0,2.3608982428494626E-17,2.3608982428494626E-17,1.2793747690921546E+16,0,false,0,7.4633610219642933E-14,7.4633610219642933E-14,4047068921637.9917,0,false,0,2.3601219829529095E-10,2.3601219829529095E-10,1279795564.0057573,0,false,0,7.4633610219642857E-7,7.4633610219642857E-7]
[null,18,5,2629.9761313941631,null,345,9,19,4562.9802050751787,1,0.756442369201348,0.756442369201348,5.6798182654873406E+26,0,false,0,3.111743317768752E-24,3.111743317768752E-24,1.7923696172915782E+23,0,false,0,1.0094096318143073E-20,1.0094096318143073E-20,5.672410201010067E+19,0,false,0,2.9104011778182398E-17,2.9104011778182398E-17,1.9660693593860408E+16,0,false,0,9.2004705304838981E-14,9.2004705304838981E-14,6219302110985.1143,0,false,0,2.9094442421586602E-10,2.9094442421586602E-10,1966716012.7406371,0,false,0,9.2004705304838547E-7,9.2004705304838547E-7]
[null,18,6,2751.0764778197949,null,346,17,15,4577.4296782282372,1,0.30680023270442192,0.30680023270442192,2.3898955693547298E+26,0,false,0,1.2165191743309561E-24,1.2165191743309561E-24,7.5417487088272628E+22,0,false,0,3.9462322128065718E-21,3.9462322128065718E-21,2.3867784801021895E+19,0,false,0,1.1378055566453545E-17,1.1378055566453545E-17,8272624635882836,0,false,0,3.5968740574740084E-14,3.5968740574740084E-14,2616894038641.6982,0,false,0,1.1374314478389316E-10,1.1374314478389316E-10,827534555.74244332,0,false,0,3.5968740574740173E-7,3.5968740574740173E-7]
[null,18,7,2894.1950690500876,null,347,5,20,4585.3424849549119,1,0.93500421867750716,0.93500421867750716,7.4311839528520566E+26,0,false,0,3.6337549968101014E-24,3.6337549968101014E-24,2.3450448086571147E+23,0,false,0,1.1787435269768907E-20,1.1787435269768907E-20,7.4214916198772982E+19,0,false,0,3.3986366299011804E-17,3.3986366299011804E-17,2.572304674330998E+16,0,false,0,1.074389894958379E-13,1.074389894958379E-13,8137017046112.5078,0,false,0,3.3975191631375161E-10,3.3975191631375161E-10,2573150722.5331011,0,false,0,1.074389894958374E-6,1.074389894958374E-6]
[null,18,8,3059.3319050850405,null,348,14,17,4606.1136026124332,1,0.14065574309207152,0.14065574309207152,1.1782125844831894E+26,0,false,0,5.1865407575407752E-25,5.1865407575407752E-25,3.7180633964476035E+22,0,false,0,1.6824473170920562E-21,1.6824473170920562E-21,1.1766758672176263E+19,0,false,0,4.8509509905119253E-18,4.8509509905119253E-18,4078383414608564.5,0,false,0,1.5335010160518023E-14,1.5335010160518023E-14,1290122266480.0967,0,false,0,4.849356004906136E-11,4.849356004906136E-11,407972482.21757978,0,false,0,1.5335010160518061E-7,1.5335010160518061E-7]
[null,18,9,3246.4869859246537,null,349,12,18,4613.5103567264987,1,0.44199990044475757,0.44199990044475757,3.7721635657347698E+26,0,false,0,1.5997066135660431E-24,1.5997066135660431E-24,1.1903745948634224E+23,0,false,0,5.1892431313019492E-21,5.1892431313019492E-21,3.7672436141434331E+19,0,false,0,1.4961992480872954E-17,1.4961992480872954E-17,1.3057345954619618E+16,0,false,0,4.7298417808086372E-14,4.7298417808086372E-14,4130453428397.2437,0,false,0,1.4957072999582155E-10,1.4957072999582155E-10,1306164060.2986517,0,false,0,4.7298417808086068E-7,4.7298417808086068E-7]
[null,18,10,3455.6603115689277,null,350,6,20,4665.2876355249582,1,0.54957168781717525,0.54957168781717525,5.3400666193999572E+26,0,false,0,1.7469824435180937E-24,1.7469824435180937E-24,1.6851548263585724E+23,0,false,0,5.6669870391562081E-21,5.6669870391562081E-21,5.3331016856678253E+19,0,false,0,1.6339457474559787E-17,1.6339457474559787E-17,1.8484643111343932E+16,0,false,0,5.1652912362919138E-14,5.1652912362919138E-14,5847279973840.1758,0,false,0,1.6334085084789462E-10,1.6334085084789462E-10,1849072283.402463,0,false,0,5.1652912362919548E-7,5.1652912362919548E-7]
[null,18,11,3686.8518820178615,null,351,16,16,4678.8770209903341,1,0.48370524386770031,0.48370524386770031,4.8617216448364455E+26,0,false,0,1.4864763863968374E-24,1.4864763863968374E-24,1.5342043982081855E+23,0,false,0,4.8219387933622965E-21,4.8219387933622965E-21,4.8553806061390373E+19,0,false,0,1.3902954659096083E-17,1.3902954659096083E-17,1.6828851757207938E+16,0,false,0,4.3950547299996621E-14,4.3950547299996621E-14,5323500555023.3369,0,false,0,1.3898383387895328E-10,1.3898383387895328E-10,1683438687.9044232,0,false,0,4.3950547299996727E-7,4.3950547299996727E-7]
[null,18,12,3940.0616972714561,null,352,10,19,4701.0672833325316,1,2.0607290330783497E-5,2.0607290330783497E-5,2.1883725181265455E+22,0,false,0,5.9938661531386482E-29,5.9938661531386482E-29,6.9058061886235197E+18,0,false,0,1.9443333234574798E-25,1.9443333234574798E-25,2185518271043822,0,false,0,5.6060392295750368E-22,5.6060392295750368E-22,757505249939.88354,0,false,0,1.7722023725645613E-18,1.7722023725645613E-18,239622980.62081656,0,false,0,5.6041959720583027E-15,5.6041959720583027E-15,75775.439848016991,0,false,0,1.7722023725645591E-11,1.7722023725645591E-11]
[null,18,13,4215.2897573297114,null,353,7,20,4759.7682680168309,1,0.28894591211120058,0.28894591211120058,3.5446833417286999E+26,0,false,0,7.27515378788486E-25,7.27515378788486E-25,1.1185890864219425E+23,0,false,0,2.3599666028003208E-21,2.3599666028003208E-21,3.5400600876878033E+19,0,false,0,6.8044224702477808E-18,6.8044224702477808E-18,1.2269923052372348E+16,0,false,0,2.1510398254238964E-14,2.1510398254238964E-14,3881366543705.0044,0,false,0,6.8021851860704928E-11,6.8021851860704928E-11,1227395871.2083266,0,false,0,2.1510398254239088E-7,2.1510398254239088E-7]
[null,18,14,4512.5360621926266,null,354,20,13,4767.6380703591221,1,9.7145537230038094E-10,9.7145537230038094E-10,1.2148581826462935E+18,0,false,0,2.3994220120674916E-33,2.3994220120674916E-33,383370522455702.75,0,false,0,7.7834173401709082E-30,7.7834173401709082E-30,121327366931.73155,0,false,0,2.2441698870624188E-26,2.2441698870624188E-26,42052321.69863008,0,false,0,7.0943549187247607E-23,7.0943549187247607E-23,13302.485584424501,0,false,0,2.2434320072788856E-19,2.2434320072788856E-19,4.2066152988337722,0,false,0,7.0943549187247128E-16,7.0943549187247128E-16]
[null,18,15,4831.8006118602025,null,355,19,14,4781.4424777464183,1,0.53647554986698276,0.53647554986698276,6.9382806617588825E+26,0,false,0,1.2812518834099434E-24,1.2812518834099434E-24,2.1895002398129491E+23,0,false,0,4.1562168206778457E-21,4.1562168206778457E-21,6.9292312119171416E+19,0,false,0,1.1983498025897603E-17,1.1983498025897603E-17,2.4016861769668788E+16,0,false,0,3.7882688228580987E-14,3.7882688228580987E-14,7597296524166.5,0,false,0,1.1979557869236424E-10,1.1979557869236424E-10,2402476107.6046805,0,false,0,3.7882688228580737E-7,3.7882688228580737E-7]
[null,18,16,5173.0834063324382,null,356,13,18,4795.2038807493318,1,0.14360304364594964,0.14360304364594964,1.9203367953314747E+26,0,false,0,3.3169307109941091E-25,3.3169307109941091E-25,6.0599708758885037E+22,0,false,0,1.0759697911519617E-21,1.0759697911519617E-21,1.9178321414617518E+19,0,false,0,3.1023121325253691E-18,3.1023121325253691E-18,6647246719044277,0,false,0,9.8071467154431472E-15,9.8071467154431472E-15,2102735356442.3892,0,false,0,3.1012920968239849E-11,3.1012920968239849E-11,664943304.29240179,0,false,0,9.8071467154432574E-8,9.8071467154432574E-8]
[null,18,17,5536.3844456093357,null,357,15,17,4816.8780904789191,1,0.23928768099735589,0.23928768099735589,3.3721430669459589E+26,0,false,0,5.2447066643129017E-25,5.2447066643129017E-25,1.0641408749080421E+23,0,false,0,1.7013155914139556E-21,1.7013155914139556E-21,3.3677448534646235E+19,0,false,0,4.9053533323155349E-18,4.9053533323155349E-18,1.1672674810167828E+16,0,false,0,1.5506988905705583E-14,1.5506988905705583E-14,3692437946868.2563,0,false,0,4.9037404592991952E-11,4.9037404592991952E-11,1167651403.0939417,0,false,0,1.5506988905705621E-7,1.5506988905705621E-7]
[null,18,18,5921.703729690892,null,358,18,15,4831.8006118602025,1,0.94413732720775911,0.94413732720775911,1.379239243486436E+27,0,false,0,1.9962606399048876E-24,1.9962606399048876E-24,4.352439460999637E+23,0,false,0,6.4756135444252219E-21,6.4756135444252219E-21,1.377440331484713E+20,0,false,0,1.8670946554092289E-17,1.8670946554092289E-17,4.7742372891728704E+16,0,false,0,5.9023304022966577E-14,5.9023304022966577E-14,15102429580698.498,0,false,0,1.8664807574115342E-10,1.8664807574115342E-10,4775807567.7309027,0,false,0,5.9023304022966629E-7,5.9023304022966629E-7]
[null,18,19,6329.0412585771101,null,359,11,19,4853.6898435117109,1,0.7564665944505542,0.7564665944505542,1.1647096947816823E+27,0,false,0,1.5175685982571136E-24,1.5175685982571136E-24,3.6754525801937065E+23,0,false,0,4.9227979418240268E-21,4.9227979418240268E-21,1.163190589043981E+20,0,false,0,1.4193758882896839E-17,1.4193758882896839E-17,4.0316431555643632E+16,0,false,0,4.4869848636049805E-14,4.4869848636049805E-14,12753368373519.824,0,false,0,1.4189091995691671E-10,1.4189091995691671E-10,4032969189.9479742,0,false,0,4.4869848636049669E-7,4.4869848636049669E-7]
[null,18,20,6758.3970322679879,null,360,8,20,4868.784382430531,1,0.88924694912707059,0.88924694912707059,1.419479856718028E+27,0,false,0,1.7206876711753759E-24,1.7206876711753759E-24,4.4794260108611608E+23,0,false,0,5.5816901693356246E-21,5.5816901693356246E-21,1.4176284597522835E+20,0,false,0,1.6093523512206019E-17,1.6093523512206019E-17,4.9135301907755408E+16,0,false,0,5.0875456598289053E-14,5.0875456598289053E-14,15543057289404.184,0,false,0,1.6088231985163522E-10,1.6088231985163522E-10,4915146283.7000208,0,false,0,5.0875456598288903E-7,5.0875456598288903E-7]
[null,19,1,2634.6636092920298,null,361,17,16,4918.712472700473,1,0.2543405635685787,0.2543405635685787,4.5712963067349681E+26,0,false,0,4.3709757702144654E-25,4.3709757702144654E-25,1.4425554179463022E+23,0,false,0,1.4178884928224628E-21,1.4178884928224628E-21,4.5653340635429675E+19,0,false,0,4.0881562939995449E-18,4.0881562939995449E-18,1.5823544312953664E+16,0,false,0,1.2923634649966442E-14,1.2923634649966442E-14,5005489866316.377,0,false,0,4.0868121141766812E-11,4.0868121141766812E-11,1582874878.245151,0,false,0,1.2923634649966428E-7,1.2923634649966428E-7]
[null,19,2,2667.6909764990201,null,362,14,18,4991.4328866939904,1,0.27318491005803719,0.27318491005803719,5.8235393783087556E+26,0,false,0,3.9583383116481575E-25,3.9583383116481575E-25,1.8377234198154709E+23,0,false,0,1.2840341923260849E-21,1.2840341923260849E-21,5.8159438614834438E+19,0,false,0,3.7022181163337436E-18,3.7022181163337436E-18,2.015818429339948E+16,0,false,0,1.1703592252627745E-14,1.1703592252627745E-14,6376674227236.6504,0,false,0,3.7010008324204512E-11,3.7010008324204512E-11,2016481445.4961882,0,false,0,1.1703592252627752E-7,1.1703592252627752E-7]
[null,19,3,2722.7365885106715,null,363,9,20,4992.3359787660565,1,0.75642340149763443,0.75642340149763443,1.615878748842231E+27,0,false,0,1.0937237836529594E-24,1.0937237836529594E-24,5.0991983181057259E+23,0,false,0,3.5478997109418051E-21,3.5478997109418051E-21,1.613771193036837E+20,0,false,0,1.0229555149921112E-17,1.0229555149921112E-17,5.5933650481141784E+16,0,false,0,3.2338057520771935E-14,3.2338057520771935E-14,17693590963703.41,0,false,0,1.0226191687117738E-10,1.0226191687117738E-10,5595204743.2676277,0,false,0,3.2338057520772074E-7,3.2338057520772074E-7]
[null,19,4,2799.8004453269828,null,364,12,19,5020.8478856127167,1,0.8892565112705656,0.8892565112705656,2.0296765029953847E+27,0,false,0,1.2034105011372362E-24,1.2034105011372362E-24,6.405012144499407E+23,0,false,0,3.903709357831683E-21,3.903709357831683E-21,2.0270292397028871E+20,0,false,0,1.1255450666220184E-17,1.1255450666220184E-17,7.0257261684809744E+16,0,false,0,3.5581157316430068E-14,3.5581157316430068E-14,22224604326513.738,0,false,0,1.1251749890468332E-10,1.1251749890468332E-10,7028036976.7816,0,false,0,3.5581157316430025E-7,3.5581157316430025E-7]
[null,19,5,2898.8825469479548,null,365,16,17,5042.1780602672316,1,0.14064294349303241,0.14064294349303241,3.3722820522727025E+26,0,false,0,1.8117510274941255E-25,1.8117510274941255E-25,1.0641847342474337E+23,0,false,0,5.8770880205934294E-22,5.8770880205934294E-22,3.3678836575158264E+19,0,false,0,1.6945235470492627E-18,1.6945235470492627E-18,1.167315590794163E+16,0,false,0,5.3567920727426694E-15,5.3567920727426694E-15,3692590133381.2188,0,false,0,1.6939663901801246E-11,1.6939663901801246E-11,1167699528.6949577,0,false,0,5.3567920727426728E-8,5.3567920727426728E-8]
[null,19,6,3019.9828933735866,null,366,20,14,5064.8843752220364,1,2.9230209449518601E-5,2.9230209449518601E-5,7.3845801568412409E+22,0,false,0,3.5737532138183465E-29,3.5737532138183465E-29,2.330338135993308E+19,0,false,0,1.159279717949942E-25,1.159279717949942E-25,7374948608192495,0,false,0,3.3425172003539869E-22,3.3425172003539869E-22,2556172768152.8203,0,false,0,1.0566492081530096E-18,1.0566492081530096E-18,808598670.08862913,0,false,0,3.3414181855768645E-15,3.3414181855768645E-15,255701.35104631371,0,false,0,1.0566492081530137E-11,1.0566492081530137E-11]
[null,19,7,3163.1014846038793,null,367,19,15,5100.7070274139942,1,0.80309639462111149,0.80309639462111149,2.202161777385786E+27,0,false,0,9.0463345622322945E-25,9.0463345622322945E-25,6.9493206959299044E+23,0,false,0,2.9345149349528097E-21,2.9345149349528097E-21,2.1992895452696107E+20,0,false,0,8.4610008205103174E-18,8.4610008205103174E-18,7.6227840268017808E+16,0,false,0,2.6747236532477298E-14,2.6747236532477298E-14,24113288050161.504,0,false,0,8.4582188557892691E-11,8.4582188557892691E-11,7625291211.42307,0,false,0,2.6747236532477313E-7,2.6747236532477313E-7]
[null,19,8,3328.2383206388322,null,368,10,20,5130.4230570234095,1,2.0606773605394692E-5,2.0606773605394692E-5,6.0453784931655223E+22,0,false,0,2.1696167055360538E-29,2.1696167055360538E-29,1.9077287740029805E+19,0,false,0,7.0379583926726598E-26,7.0379583926726598E-26,6037493636366666,0,false,0,2.0292338957231597E-22,2.0292338957231597E-22,2092608049367.6277,0,false,0,6.4148911151333181E-19,6.4148911151333181E-19,661958419.56261528,0,false,0,2.0285666865798825E-15,2.0285666865798825E-15,209329.6322143221,0,false,0,6.4148911151333442E-12,6.4148911151333442E-12]
[null,19,9,3515.3934014784459,null,369,18,16,5173.0834063324382,1,0.78269960153355511,0.78269960153355511,2.5282610104173385E+27,0,false,0,7.4843627992369952E-25,7.4843627992369952E-25,7.9783859409562506E+23,0,false,0,2.4278313234909645E-21,2.4278313234909645E-21,2.5249634541039164E+20,0,false,0,7.0000948284313439E-18,7.0000948284313439E-18,8.7515766751130208E+16,0,false,0,2.2128965130454795E-14,2.2128965130454795E-14,27684017875633.723,0,false,0,6.997793207468263E-11,6.997793207468263E-11,8754455127.1818104,0,false,0,2.2128965130454852E-7,2.2128965130454852E-7]
[null,19,10,3724.5667271227194,null,370,15,18,5202.1973745604764,1,0.46475019202357559,0.46475019202357559,1.6024510364453801E+27,0,false,0,4.1633306205687773E-25,4.1633306205687773E-25,5.0568247374649409E+23,0,false,0,1.3505310688167437E-21,1.3505310688167437E-21,1.600360994115717E+20,0,false,0,3.8939466094647152E-18,3.8939466094647152E-18,5.546885015345448E+16,0,false,0,1.2309691633135814E-14,1.2309691633135814E-14,17546559850819.502,0,false,0,3.8926662855027073E-11,3.8926662855027073E-11,5548709422.9053812,0,false,0,1.2309691633135865E-7,1.2309691633135865E-7]
[null,19,11,3955.7582975716537,null,371,13,19,5202.5414096355489,1,0.28891396009803455,0.28891396009803455,9.969368262724738E+26,0,false,0,2.5861632061025759E-25,2.5861632061025759E-25,3.14601487978521E+23,0,false,0,8.38918182864634E-22,8.38918182864634E-22,9.9563654306911994E+19,0,false,0,2.4188281848607416E-18,2.4188281848607416E-18,3.4508972924149368E+16,0,false,0,7.6464913506521891E-15,7.6464913506521891E-15,10916284673807.84,0,false,0,2.4180328776838293E-11,2.4180328776838293E-11,3452032315.6020799,0,false,0,7.6464913506522346E-8,7.6464913506522346E-8]
[null,19,12,4208.9681128252478,null,372,17,17,5282.0135119773704,1,7.3952486485231325E-2,7.3952486485231325E-2,3.0437008376064234E+26,0,false,0,5.5499632954541639E-26,5.5499632954541639E-26,9.6049497544666068E+22,0,false,0,1.8003369283891663E-22,1.8003369283891663E-22,3.0397310042419204E+19,0,false,0,5.1908586481740699E-19,5.1908586481740699E-19,1.0535771879036006E+16,0,false,0,1.6409539133101472E-15,1.6409539133101472E-15,3332799424157.0537,0,false,0,5.18915190142655E-12,5.18915190142655E-12,1053923716.4833905,0,false,0,1.6409539133101452E-8,1.6409539133101452E-8]
[null,19,13,4484.1961728835031,null,373,11,20,5283.0456172025888,1,0.75644762613939531,0.75644762613939531,3.1204311881151165E+27,0,false,0,5.6640833025636183E-25,5.6640833025636183E-25,9.8470862851572359E+23,0,false,0,1.8373559953865301E-21,1.8373559953865301E-21,3.1163612770091493E+20,0,false,0,5.2975946379993014E-18,5.2975946379993014E-18,1.0801374023362974E+17,0,false,0,1.6746956990273052E-14,1.6746956990273052E-14,34168178220334.508,0,false,0,5.2958527966141062E-11,5.2958527966141062E-11,10804926667.481575,0,false,0,1.6746956990273177E-7,1.6746956990273177E-7]
[null,19,14,4781.4424777464183,null,374,20,15,5384.1489248896132,1,4.3757214711367177E-5,4.3757214711367177E-5,2.250116395452697E+23,0,false,0,2.6283359118295542E-29,2.6283359118295542E-29,7.1006501864423105E+19,0,false,0,8.5259846784102714E-26,8.5259846784102714E-26,2.24718161716228E+16,0,false,0,2.4582721491873329E-22,2.4582721491873329E-22,7788778959765.1201,0,false,0,7.7711831059188308E-19,7.7711831059188308E-19,2463838276.8749638,0,false,0,2.4574638728925001E-15,2.4574638728925001E-15,779134.07412294357,0,false,0,7.7711831059188624E-12,7.7711831059188624E-12]
[null,19,15,5100.7070274139942,null,375,14,19,5398.7704155802076,1,0.54961881169096705,0.54961881169096705,2.9168280930800461E+27,0,false,0,3.1988866884322604E-25,3.1988866884322604E-25,9.2045798096512505E+23,0,false,0,1.0376778238577327E-21,1.0376778238577327E-21,2.913023737100194E+20,0,false,0,2.9919060266179095E-18,2.9919060266179095E-18,1.009660181426443E+17,0,false,0,9.458126748186178E-15,9.458126748186178E-15,31938759778464.789,0,false,0,2.9909222922830318E-11,2.9909222922830318E-11,10099922654.092302,0,false,0,9.4581267481861844E-8,9.4581267481861844E-8]
[null,19,16,5441.9898218862299,null,376,16,18,5427.4973443487879,1,0.2731600503741351,0.2731600503741351,1.5419251677742254E+27,0,false,0,1.4947122173719001E-25,1.4947122173719001E-25,4.8658243867572907E+23,0,false,0,4.8486547730022363E-22,4.8486547730022363E-22,1.5399140680298286E+20,0,false,0,1.3979984059410795E-18,1.3979984059410795E-18,5.3373746925105456E+16,0,false,0,4.4194055560293599E-15,4.4194055560293599E-15,16883812126859.785,0,false,0,1.3975387461055638E-11,1.3975387461055638E-11,5339130190.7248755,0,false,0,4.4194055560293626E-8,4.4194055560293626E-8]
[null,19,17,5805.2908611631274,null,377,19,16,5441.9898218862299,1,0.66577521081809521,0.66577521081809521,3.8764906045887792E+27,0,false,0,3.5318562505591705E-25,3.5318562505591705E-25,1.2232968832120063E+24,0,false,0,1.1456888802943855E-21,1.1456888802943855E-21,3.8714345814904983E+20,0,false,0,3.3033311368634176E-18,3.3033311368634176E-18,1.3418474048616288E+17,0,false,0,1.044261561216276E-14,1.044261561216276E-14,42446897195336.188,0,false,0,3.302245006406756E-11,3.302245006406756E-11,13422887474.427471,0,false,0,1.0442615612162695E-7,1.0442615612162695E-7]
[null,19,18,6190.6101452446846,null,378,12,20,5450.2036593035946,1,0.88923421326781238,0.88923421326781238,5.2691779566933646E+27,0,false,0,4.6352800127790549E-25,4.6352800127790549E-25,1.6627846237734325E+24,0,false,0,1.5036254000572746E-21,1.5036254000572746E-21,5.2623054815152367E+20,0,false,0,4.3353590033199982E-18,4.3353590033199982E-18,1.8239261972087581E+17,0,false,0,1.3705101225603079E-14,1.3705101225603079E-14,57696581223990.891,0,false,0,4.3339335436071143E-11,4.3339335436071143E-11,18245260987.271572,0,false,0,1.3705101225603163E-7,1.3705101225603163E-7]
[null,19,19,6597.9476741309018,null,379,18,17,5536.3844456093357,1,0.22757904162935108,0.22757904162935108,1.6183703729308895E+27,0,false,0,9.8849191689304141E-26,9.8849191689304141E-26,5.1070610895986479E+23,0,false,0,3.2065410285765146E-22,3.2065410285765146E-22,1.616259567353952E+20,0,false,0,9.2453256756800854E-19,9.2453256756800854E-19,5.6019898060674952E+16,0,false,0,2.9226673996739325E-15,2.9226673996739325E-15,17720873813664.914,0,false,0,9.2422858260913039E-12,9.2422858260913039E-12,5603832337.9615068,0,false,0,2.9226673996739449E-8,2.9226673996739449E-8]
[null,19,20,7027.3034478217796,null,380,15,19,5609.5349034466935,1,0.93502766393238923,0.93502766393238923,7.7455048240491295E+27,0,false,0,3.486468171960999E-25,3.486468171960999E-25,2.4442344575650136E+24,0,false,0,1.1309655695878277E-21,1.1309655695878277E-21,7.7354025291404607E+20,0,false,0,3.2608798470488883E-18,3.2608798470488883E-18,2.681106858659897E+17,0,false,0,1.0308416985562288E-14,1.0308416985562288E-14,84811929275207.938,0,false,0,3.2598076745143848E-11,3.2598076745143848E-11,26819886926.277195,0,false,0,1.0308416985562259E-7,1.0308416985562259E-7]
[null,20,1,2918.1055067676484,null,381,13,20,5631.8971833264268,1,0.28890671561436077,0.28890671561436077,2.5065266962244552E+27,0,false,0,1.0285595785676194E-25,1.0285595785676194E-25,7.9097993725289332E+23,0,false,0,3.3365153853547011E-22,3.3365153853547011E-22,2.5032574875082768E+20,0,false,0,9.6200769254511906E-19,9.6200769254511906E-19,8.6763433363254352E+16,0,false,0,3.0411351853545169E-15,3.0411351853545169E-15,27446030919321.871,0,false,0,9.6169138581985993E-12,9.6169138581985993E-12,8679197043.6461983,0,false,0,3.0411351853545078E-8,3.0411351853545078E-8]
[null,20,2,2951.1328739746386,null,382,17,18,5667.3327960589268,1,0.14363226786844874,0.14363226786844874,1.3404109212304611E+27,0,false,0,4.7539279043097471E-26,4.7539279043097471E-26,4.2299096513314297E+23,0,false,0,1.5421132547018483E-22,1.5421132547018483E-22,1.3386626521721166E+20,0,false,0,4.4463299054779188E-19,4.4463299054779188E-19,4.639833033445736E+16,0,false,0,1.4055906648177387E-15,1.4055906648177387E-15,14677266212285.855,0,false,0,4.444867958694318E-12,4.444867958694318E-12,4641359105.5456123,0,false,0,1.4055906648177299E-8,1.4055906648177299E-8]
[null,20,3,3006.1784859862901,null,383,20,16,5725.431719361849,1,3.6275183208881653E-5,3.6275183208881653E-5,3.8115051626060417E+23,0,false,0,1.0663732198319038E-29,1.0663732198319038E-29,1.2027895489397305E+20,0,false,0,3.4591779889448057E-26,3.4591779889448057E-26,3.8065338986183144E+16,0,false,0,9.9737464117639211E-23,9.9737464117639211E-23,13193526910668.727,0,false,0,3.1529385240539956E-19,3.1529385240539956E-19,4173531792.0058312,0,false,0,9.9704670585002691E-16,9.9704670585002691E-16,1319786.6349862469,0,false,0,3.1529385240540201E-12,3.1529385240540201E-12]
[null,20,4,3083.2423428026013,null,384,19,17,5805.2908611631274,1,0.19358191076332829,0.19358191076332829,2.3894349664769605E+27,0,false,0,4.8441863662148199E-26,4.8441863662148199E-26,7.5402951929482642E+23,0,false,0,1.5713919424006314E-22,1.5713919424006314E-22,2.3863184779787705E+20,0,false,0,4.5307482867551861E-19,4.5307482867551861E-19,8.2710302588050304E+16,0,false,0,1.4322773235193816E-15,1.4322773235193816E-15,26163896865099.039,0,false,0,4.5292585833310768E-12,4.5292585833310768E-12,8273750655.94526,0,false,0,1.4322773235193776E-8,1.4322773235193776E-8]
[null,20,5,{"$f":"3.1416/2*SQRT($H$2/$I$2)*(B394^2/$C$2^2+C394^2/$D$2^2)","v":3182.3244444235734},null,385,14,20,5828.1261892710854,1,{"$f":"ABS(SIN(G394*3.1416*$J$2/$C$2)*SIN(H394*3.1416*$K$2/$D$2))*(1/F394^$M$2)+(1-1/F394^$M$2)","v":0.54960503006370764},{"$f":"$J394*$K394","v":0.54960503006370764},{"$f":"10^(LOG10($I394/22.27)/LOG10(2)*70/20)*$L394","v":7.1007514446768489E+27},{"$f":"IF($I394<22.27,M394,0)","v":0},{"$f":"AND($I394>22.27,$I394<44.45)","v":false},{"$f":"IF($O394=TRUE,$L394,0)","v":0},{"$f":"10^(LOG10(44.45/$I394)/LOG10(2)*70/20)*$L394","v":1.3139644036871098E-25},{"$f":"IF($I394>44.45,Q394,0)","v":1.3139644036871098E-25},{"$f":"10^(LOG10($I394/44.548)/LOG10(2)*70/20)*$L394","v":2.2407708406294235E+24},{"$f":"IF($I394<44.528,S394,0)","v":0},{"$f":"AND($I394>44.548,$I394<89.095)","v":false},{"$f":"IF($U394=TRUE,$L394,0)","v":0},{"$f":"10^(LOG10(89.095/$I394)/LOG10(2)*70/20)*$L394","v":4.2623320418791899E-22},{"$f":"IF($I394>89.095,W394,0)","v":4.2623320418791899E-22},{"$f":"10^(LOG10($I394/89.09)/LOG10(2)*70/20)*$L394","v":7.0914900876967123E+20},{"$f":"IF($I394<89.09,Y394,0)","v":0},{"$f":"AND($I394>89.09,$I394<176.78)","v":false},{"$f":"IF($AA394=TRUE,$L394,0)","v":0},{"$f":"10^(LOG10(176.78/$I394)/LOG10(2)*70/20)*$L394","v":1.2289456930028435E-18},{"$f":"IF($I394>176.78,AC394,0)","v":1.2289456930028435E-18},{"$f":"10^(LOG10($I394/176.78)/LOG10(2)*70/20)*$L394","v":2.4579254461053722E+17},{"$f":"IF($I394<176.78,AE394,0)","v":0},{"$f":"AND($I394>176.78,$I394<353.55)","v":false},{"$f":"IF($AG394=TRUE,$L394,0)","v":0},{"$f":"10^(LOG10(353.55/$I394)/LOG10(2)*70/20)*$L394","v":3.8849897114575011E-15},{"$f":"IF($I394>353.55,AI394,0)","v":3.8849897114575011E-15},{"$f":"10^(LOG10($I394/353.55)/LOG10(2)*70/20)*$L394","v":77751992027285.297},{"$f":"IF($I394<353.55,AK394,0)","v":0},{"$f":"AND($I394>353.55,$I394<707.1)","v":false},{"$f":"IF($AM394=TRUE,$L394,0)","v":0},{"$f":"10^(LOG10(707.1/$I394)/LOG10(2)*70/20)*$L394","v":1.2285416174526035E-11},{"$f":"IF($I394>707.1,AO394,0)","v":1.2285416174526035E-11},{"$f":"10^(LOG10($I394/707.1)/LOG10(2)*70/20)*$L394","v":24587338742.147457},{"$f":"IF($I394<707.1,AQ394,0)","v":0},{"$f":"AND($I394>707.1,$I394<1414.2)","v":false},{"$f":"IF($AS394=TRUE,$L394,0)","v":0},{"$f":"10^(LOG10(1414.2/$I394)/LOG10(2)*70/20)*$L394","v":3.8849897114575027E-8},{"$f":"IF($I394>1414.2,AU394,0)","v":3.8849897114575027E-8}]
[null,20,6,3303.4247908492052,null,386,16,19,5834.8348732350059,{"$f":"IF(ABS(I395-I394)>0.0001,1,$L$2)","v":1},0.54956879666662928,0.54956879666662928,7.1958926405885397E+27,0,false,0,1.296420742041311E-25,1.296420742041311E-25,2.270794369716774E+24,0,false,0,4.205422653044193E-22,4.205422653044193E-22,7.1865071929982137E+20,0,false,0,1.2125371758781764E-18,1.2125371758781764E-18,2.4908585755390602E+17,0,false,0,3.8331184851107566E-15,3.8331184851107566E-15,78793771557750.313,0,false,0,1.2121384954244146E-11,1.2121384954244146E-11,24916778355.748573,0,false,0,3.8331184851107447E-8,3.8331184851107447E-8]
[null,20,7,3446.5433820794979,null,387,18,18,5921.703729690892,1,0.44200939579062964,0.44200939579062964,6.8725167286791237E+27,0,false,0,8.7807924126113613E-26,8.7807924126113613E-26,2.1687472385625551E+24,0,false,0,2.8483764665419995E-22,2.8483764665419995E-22,6.8635530533170853E+20,0,false,0,8.2126403016319513E-19,8.2126403016319513E-19,2.3789219884423117E+17,0,false,0,2.5962109845376023E-15,2.5962109845376023E-15,75252861624416.188,0,false,0,8.2099399974870294E-12,8.2099399974870294E-12,23797044317.863316,0,false,0,2.5962109845376038E-8,2.5962109845376038E-8]
[null,20,8,3611.6802181144508,null,388,15,20,6038.8906771375714,1,0.93500421822334967,0.93500421822334967,1.8257748762662051E+28,0,false,0,1.4789940504538925E-25,1.4789940504538925E-25,5.7615635981146156E+24,0,false,0,4.7976670549892693E-22,4.7976670549892693E-22,1.8233935574682601E+21,0,false,0,1.3832972667918147E-18,1.3832972667918147E-18,6.3199205917828851E+17,0,false,0,4.3729317576615216E-15,4.3729317576615216E-15,199919170145697.41,0,false,0,1.382842440669395E-11,1.382842440669395E-11,63219992559.114105,0,false,0,4.3729317576615243E-8,4.3729317576615243E-8]
[null,20,9,3798.8352989540645,null,389,17,19,6074.6703249451439,1,0.28897275610707895,0.28897275610707895,6.0439312261714682E+27,0,false,0,4.2675714355725503E-26,4.2675714355725503E-26,1.9072720626669834E+24,0,false,0,1.3843454525713777E-22,1.3843454525713777E-22,6.0360482570116989E+20,0,false,0,3.9914426301137603E-19,3.9914426301137603E-19,2.0921070778296858E+17,0,false,0,1.2617899749479862E-15,1.2617899749479862E-15,66179994634656.703,0,false,0,3.990130249602458E-12,3.990130249602458E-12,20927951858.323689,0,false,0,1.2617899749479915E-8,1.2617899749479915E-8]
[null,20,10,4008.008624598338,null,390,20,17,6088.7327586387455,1,1.0547432774248696E-5,1.0547432774248696E-5,2.266130685847357E+23,0,false,0,1.5163347701876849E-30,1.5163347701876849E-30,7.1511861828496024E+19,0,false,0,4.9187955617749626E-27,4.9187955617749626E-27,2.2631750204633456E+16,0,false,0,1.4182218937921244E-23,1.4182218937921244E-23,7844212433488.334,0,false,0,4.4833368124538167E-20,4.4833368124538167E-20,2481373646.0368052,0,false,0,1.4177555845033247E-16,1.4177555845033247E-16,784679.2447392731,0,false,0,4.483336812453851E-13,4.483336812453851E-13]
[null,20,11,4239.2001950472722,null,391,19,18,6190.6101452446846,1,0.37597936435575063,0.37597936435575063,9.7969490322031194E+27,0,false,0,4.4568055184409546E-26,4.4568055184409546E-26,3.0916048659821797E+24,0,false,0,1.4457305625912847E-22,1.4457305625912847E-22,9.7841710828534156E+20,0,false,0,4.1684325169462209E-19,4.1684325169462209E-19,3.3912143676711002E+17,0,false,0,1.3177406889047623E-15,1.3177406889047623E-15,107274886183294.38,0,false,0,4.167061942418429E-12,4.167061942418429E-12,33923297607.453659,0,false,0,1.3177406889047679E-8,1.3177406889047679E-8]
[null,20,12,4492.4100103008668,null,392,16,20,6264.1906469258838,1,0.54955501629349068,0.54955501629349068,1.6428609630720685E+28,0,false,0,5.6781656207908506E-26,5.6781656207908506E-26,5.184345586437781E+24,0,false,0,1.8419241188482669E-22,1.8419241188482669E-22,1.6407182149465426E+21,0,false,0,5.3107657743590381E-19,5.3107657743590381E-19,5.6867639953446982E+17,0,false,0,1.6788594085823605E-15,1.6788594085823605E-15,179890415117224.5,0,false,0,5.3090196023234866E-12,5.3090196023234866E-12,56886344100.361603,0,false,0,1.6788594085823554E-8,1.6788594085823554E-8]
[null,20,13,4767.6380703591221,null,393,18,19,6329.0412585771101,1,0.88927561489057783,0.88927561489057783,2.9966222401898217E+28,0,false,0,8.1513075968499911E-26,8.1513075968499911E-26,9.4563847059210264E+24,0,false,0,2.644179663906641E-22,2.644179663906641E-22,2.9927138104246917E+21,0,false,0,7.6238856512245231E-19,7.6238856512245231E-19,1.0372809291965152E+18,0,false,0,2.4100916326062282E-15,2.4100916326062282E-15,328124917965814.81,0,false,0,7.6213789287494277E-12,7.6213789287494277E-12,103762209782.7876,0,false,0,2.4100916326062208E-8,2.4100916326062208E-8]
[null,20,14,5064.8843752220364,null,394,20,18,6474.0520427203028,1,2.0485473329661305E-5,2.0485473329661305E-5,8.9831486043276371E+23,0,false,0,1.4429455237621576E-30,1.4429455237621576E-30,2.8347953884103397E+20,0,false,0,4.6807302567400388E-27,4.6807302567400388E-27,8.971432077326448E+16,0,false,0,1.3495812228163538E-23,1.3495812228163538E-23,31095173113368.793,0,false,0,4.266347321342242E-20,4.266347321342242E-20,9836391318.6568794,0,false,0,1.3491374824799902E-16,1.3491374824799902E-16,3110540.0523662884,0,false,0,4.2663473213422752E-13,4.2663473213422752E-13]
[null,20,15,5384.1489248896132,null,395,17,20,6504.0260986360217,1,0.2889655101491021,0.2889655101491021,1.3370661178547126E+28,0,false,0,1.928970783335164E-26,1.928970783335164E-26,4.2193545179339956E+24,0,false,0,6.2573338779854697E-23,6.2573338779854697E-23,1.3353222113512797E+21,0,false,0,1.8041587195634113E-19,1.8041587195634113E-19,4.6282549949894246E+17,0,false,0,5.7033749361323279E-16,5.7033749361323279E-16,146406411976758.5,0,false,0,1.8035655148095555E-12,1.8035655148095555E-12,46297772589.951073,0,false,0,5.7033749361323305E-9,5.7033749361323305E-9]
[null,20,16,5725.431719361849,null,396,19,19,6597.9476741309018,1,0.75643025602560443,0.75643025602560443,4.1349549283538686E+28,0,false,0,4.2741869742946961E-26,4.2741869742946961E-26,1.3048599860114965E+25,0,false,0,1.3864914485048161E-22,1.3864914485048161E-22,4.1295617958119353E+21,0,false,0,3.997630117230409E-19,3.997630117230409E-19,1.4313148426732813E+18,0,false,0,1.2637459868307499E-15,1.2637459868307499E-15,452770365400645,0,false,0,3.9963157022823028E-12,3.9963157022823028E-12,143178561169.27463,0,false,0,1.2637459868307462E-8,1.2637459868307462E-8]
[null,20,17,6088.7327586387455,null,397,18,20,6758.3970322679879,1,0.88925331640880356,0.88925331640880356,6.4276256672632997E+28,0,false,0,3.8000291139224271E-26,3.8000291139224271E-26,2.0283537991576322E+25,0,false,0,1.2326807185107186E-22,1.2326807185107186E-22,6.4192422537183206E+21,0,false,0,3.5541521518663136E-19,3.5541521518663136E-19,2.2249229266361469E+18,0,false,0,1.1235520512885196E-15,1.1235520512885196E-15,703813819606468.5,0,false,0,3.5529835518260377E-12,3.5529835518260377E-12,222565471865.93082,0,false,0,1.1235520512885204E-8,1.1235520512885204E-8]
[null,20,18,6474.0520427203028,null,398,20,19,6881.3895716065199,1,4.1214580651557457E-5,4.1214580651557457E-5,3.6740225498808505E+24,0,false,0,1.4280600385440188E-30,1.4280600385440188E-30,1.1594044182125855E+21,0,false,0,4.6324436513904917E-27,4.6324436513904917E-27,3.6692306015000358E+17,0,false,0,1.3356588875569334E-23,1.3356588875569334E-23,127176307821433.09,0,false,0,4.2223355073538518E-20,4.2223355073538518E-20,40229907247.429443,0,false,0,1.3352197248640836E-16,1.3352197248640836E-16,12721813.695919184,0,false,0,4.2223355073538849E-13,4.2223355073538849E-13]
[null,20,19,6881.3895716065199,null,399,19,20,7027.3034478217796,1,0.75641128862562734,0.75641128862562734,8.6059417641196463E+28,0,false,0,2.053544477077937E-26,2.053544477077937E-26,2.7157609319856777E+25,0,false,0,6.6614349669685825E-23,6.6614349669685825E-23,8.5947172198655973E+21,0,false,0,1.9206720010168654E-19,1.9206720010168654E-19,2.9789471458810209E+18,0,false,0,6.0717011382355698E-16,6.0717011382355698E-16,942335639607173.88,0,false,0,1.920040486866123E-12,1.920040486866123E-12,297992694151.02515,0,false,0,6.071701138235573E-9,6.071701138235573E-9]
[null,20,20,7310.7453452973978,null,400,20,20,16116.754532482057,1,4.1213547200780103E-5,4.1213547200780103E-5,7.2844023931554571E+28,0,false,0,7.202322692120275E-35,7.202322692120275E-35,2.2987252266420249E+25,0,false,0,2.3363411292143528E-31,2.3363411292143528E-31,7.2749015042035863E+21,0,false,0,6.736303835370457E-28,6.736303835370457E-28,2.5214962305475031E+18,0,false,0,2.1295059043431268E-24,2.1295059043431268E-24,797629379381726,0,false,0,6.734088948500946E-21,6.734088948500946E-21,252232556751.27957,0,false,0,2.1295059043431206E-17,2.1295059043431206E-17]

{"sheet":"計算表s-3","index":10,"n_rows":409,"n_cols":48,"rows_kept":409,"cut":false,"hidden":true,"merged":[[7,42,7,47],[7,12,7,17],[7,18,7,23],[7,24,7,29],[7,30,7,35],[7,36,7,41],[8,34,8,35],[8,12,8,13],[8,14,8,15],[8,16,8,17],[8,18,8,19],[8,20,8,21],[8,22,8,23],[8,24,8,25],[8,26,8,27],[8,28,8,29],[8,30,8,31],[8,32,8,33],[8,44,8,45],[8,46,8,47],[8,36,8,37],[8,38,8,39],[8,40,8,41],[8,42,8,43]]}
[null,"ヤング率","辺長ｘ","辺長ｙ","板厚","ポアソン比","密度","曲げ剛性","面密度","加振点ｘ","加振点ｙ","縮退重み","周波数重み"]
[null,{"$f":"床衝撃音計算シート!D7","v":29000000000},{"$f":"床衝撃音計算シート!D9","v":8},{"$f":"床衝撃音計算シート!F9","v":6.5},{"$f":"(床衝撃音計算シート!L9)/1000","v":0.24399999999999999},{"$f":"床衝撃音計算シート!L7","v":0.16},{"$f":"床衝撃音計算シート!G7","v":1684},{"$f":"B2*E2^3/12/(1-F2^2)","v":36028730.158730157},{"$f":"G2*E2","v":410.89600000000002},{"$f":"床衝撃音計算シート!D23","v":3.6},{"$f":"床衝撃音計算シート!F23","v":0.75},1,0]
[]
[null,"周波数","31.5Hz","63Hz","125Hz","250Hz","500Hz","1000Hz","(2000Hz)","(4000Hz)"]
[null,"モード数１",{"$f":"M8","v":0.26966197772275113},{"$f":"S8","v":1.3822501725252987},{"$f":"Y8","v":4.1022059099504009},{"$f":"AE8","v":9.9881583311268418},{"$f":"AK8","v":17.558891728498008},{"$f":"AQ8","v":27.147095594034994},{"$f":"H6*I7/H7","v":45.904727105241882},{"$f":"H6*J7/H7","v":92.992170467360665}]
[null,"モード数２",{"$f":"C5*($D$7^2+$C$7^2)/2/$D$7^2","v":0.22384050885189302},{"$f":"D5*($D$7^2+$C$7^2)/2/$D$7^2","v":1.1473756314907264},3.4051513900955475,8.290951739704898,14.575251923069635,22.534210209892329,38.10450980415586,77.190766501227117]
[null,null,{"$f":"MIN(C2,D2)","v":6.5},{"$f":"MAX(C2,D2)","v":8},null,null,null,{"$f":"0.354*SQRT(I2/H2)*C2*D2*1000-0.139*SQRT(SQRT(I2/H2*1000^2))*(C2+D2)","v":58.461455975913239},{"$f":"0.354*SQRT(I2/H2)*C2*D2*2000-0.139*SQRT(SQRT(I2/H2*2000^2))*(C2+D2)","v":119.09257780737779},{"$f":"0.354*SQRT(I2/H2)*C2*D2*4000-0.139*SQRT(SQRT(I2/H2*4000^2))*(C2+D2)","v":241.25352649349409}]
[null,null,null,null,null,null,null,null,null,null,null,null,{"$f":"M9+O9+Q9","v":0.26966197772275113},null,null,null,null,null,{"$f":"S9+U9+W9","v":1.3822501725252987},null,null,null,null,null,{"$f":"Y9+AA9+AC9","v":4.1022059099504009},null,null,null,null,null,{"$f":"AE9+AG9+AI9","v":9.9881583311268418},null,null,null,null,null,{"$f":"AK9+AM9+AO9","v":17.558891728498008},null,null,null,null,null,{"$f":"AQ9+AS9+AU9","v":27.147095594034994}]
[null,"m","n","fi",null,"No.","m","n","fi","縮退ﾁｪｯｸ","周波数重み","重み",{"$f":"SUM(N10:N409)","v":3.5202632034069842E-2},null,{"$f":"SUM(P10:P409)","v":0.10957695148287713},null,{"$f":"SUM(R10:R409)","v":0.12488239420580419},null,{"$f":"SUM(T10:T409)","v":3.2077976482031888E-2},null,{"$f":"SUM(V10:V409)","v":1.175830077914533},null,{"$f":"SUM(X10:X409)","v":0.17434211812873393},null,{"$f":"SUM(Z10:Z409)","v":7.4732122231689013E-2},null,{"$f":"SUM(AB10:AB409)","v":3.1261704073532783},null,{"$f":"SUM(AD10:AD409)","v":0.90130338036543389},null,{"$f":"SUM(AF10:AF409)","v":0.48223412531259802},null,{"$f":"SUM(AH10:AH409)","v":7.5689637891189623},null,{"$f":"SUM(AJ10:AJ409)","v":1.9369604166952812},null,{"$f":"SUM(AL10:AL409)","v":0.92046869990461933},null,{"$f":"SUM(AN10:AN409)","v":14.180228850026195},null,{"$f":"SUM(AP10:AP409)","v":2.4581941785671946},null,{"$f":"SUM(AR10:AR409)","v":1.3226752410702083},null,{"$f":"SUM(AT10:AT409)","v":20.967017472765313},null,{"$f":"SUM(AV10:AV409)","v":4.8574028801994746}]
[null,1,1,{"$f":"3.1416/2*SQRT($H$2/$I$2)*(B10^2/$C$2^2+C10^2/$D$2^2)","v":18.276863363243493},null,1,1,1,18.276863363243493,{"$f":"1","v":1},{"$f":"ABS(SIN(G10*3.1416*$J$2/$C$2)*SIN(H10*3.1416*$K$2/$D$2))*(1/F10^$M$2)+(1-1/F10^$M$2)","v":0.35024007865422874},{"$f":"$J10*$K10","v":0.35024007865422874},{"$f":"10^(LOG10($I10/22.27)/LOG10(2)*70/20)*$L10","v":3.5202632034069842E-2},{"$f":"IF($I10<22.27,M10,0)","v":3.5202632034069842E-2},{"$f":"AND($I10>22.27,$I10<44.45)","v":false},{"$f":"IF($O10=TRUE,$L10,0)","v":0},{"$f":"10^(LOG10(44.45/$I10)/LOG10(2)*70/20)*$L10","v":10763.240901140271},{"$f":"IF($I10>44.45,Q10,0)","v":0},{"$f":"10^(LOG10($I10/44.548)/LOG10(2)*70/20)*$L10","v":1.1108828690868194E-5},{"$f":"IF($I10<44.528,S10,0)","v":1.1108828690868194E-5},{"$f":"AND($I10>44.548,$I10<89.095)","v":false},{"$f":"IF($U10=TRUE,$L10,0)","v":0},{"$f":"10^(LOG10(89.095/$I10)/LOG10(2)*70/20)*$L10","v":34914573.361851387},{"$f":"IF($I10>89.095,W10,0)","v":0},{"$f":"10^(LOG10($I10/89.09)/LOG10(2)*70/20)*$L10","v":3.5156718000259369E-9},{"$f":"IF($I10<89.09,Y10,0)","v":3.5156718000259369E-9},{"$f":"AND($I10>89.09,$I10<176.78)","v":false},{"$f":"IF($AA10=TRUE,$L10,0)","v":0},{"$f":"10^(LOG10(176.78/$I10)/LOG10(2)*70/20)*$L10","v":100668165066.65446},{"$f":"IF($I10>176.78,AC10,0)","v":0},{"$f":"10^(LOG10($I10/176.78)/LOG10(2)*70/20)*$L10","v":1.2185392732101479E-12},{"$f":"IF($I10<176.78,AE10,0)","v":1.2185392732101479E-12},{"$f":"AND($I10>176.78,$I10<353.55)","v":false},{"$f":"IF($AG10=TRUE,$L10,0)","v":0},{"$f":"10^(LOG10(353.55/$I10)/LOG10(2)*70/20)*$L10","v":318236019526337.06},{"$f":"IF($I10>353.55,AI10,0)","v":0},{"$f":"10^(LOG10($I10/353.55)/LOG10(2)*70/20)*$L10","v":3.8546269174149339E-16},{"$f":"IF($I10<353.55,AK10,0)","v":3.8546269174149339E-16},{"$f":"AND($I10>353.55,$I10<707.1)","v":false},{"$f":"IF($AM10=TRUE,$L10,0)","v":0},{"$f":"10^(LOG10(707.1/$I10)/LOG10(2)*70/20)*$L10","v":1.0063506552090459E+18},{"$f":"IF($I10>707.1,AO10,0)","v":0},{"$f":"10^(LOG10($I10/707.1)/LOG10(2)*70/20)*$L10","v":1.2189400589224926E-19},{"$f":"IF($I10<707.1,AQ10,0)","v":1.2189400589224926E-19},{"$f":"AND($I10>707.1,$I10<1414.2)","v":false},{"$f":"IF($AS10=TRUE,$L10,0)","v":0},{"$f":"10^(LOG10(1414.2/$I10)/LOG10(2)*70/20)*$L10","v":3.182360195263384E+21},{"$f":"IF($I10>1414.2,AU10,0)","v":0}]
[null,1,2,51.30423057023409,null,2,2,1,40.080086245983381,{"$f":"IF(ABS(I11-I10)>0.0001,1,$L$2)","v":1},0.10957695148287713,0.10957695148287713,101.61630662409272,0,true,0.10957695148287713,0.36497367038513517,0,3.2066867653341019E-2,3.2066867653341019E-2,false,0,1183.9277878149053,0,1.0148377066673842E-5,1.0148377066673842E-5,false,0,3413584.2570819794,0,3.517448931096488E-9,3.517448931096488E-9,false,0,10791151955.260761,0,1.112680865403555E-12,1.112680865403555E-12,false,0,34124618755603.141,0,3.5186058435625115E-16,3.5186058435625115E-16,false,0,1.0791151955260693E+17,0]
[null,1,3,106.34984258188508,null,3,1,2,51.30423057023409,1,0.65496011420793954,0.65496011420793954,10718.442581094419,0,false,0,0.12361880291448937,0.12361880291448937,3.3823988601490695,0,true,0.65496011420793954,401.00354557751518,0,1.0704462747581208E-3,1.0704462747581208E-3,false,0,1156201.7585074822,0,3.7101894029034306E-7,3.7101894029034306E-7,false,0,3655028828.1617899,0,1.1736508010499575E-10,1.1736508010499575E-10,false,0,11558216010567.463,0,3.7114097089989958E-14,3.7114097089989958E-14,false,0,3.6550288281617792E+16,0]
[null,1,4,183.41369939819648,null,4,2,2,73.107453452973971,1,0.20491239304635911,0.20491239304635911,205957.45636389934,0,false,0,6.2971703822750874E-4,6.2971703822750874E-4,64.993608947739745,0,true,0.20491239304635911,2.0427213262571127,0,2.0568883049507627E-2,2.0568883049507627E-2,false,0,5889.7184715855901,0,7.1292183194423032E-6,7.1292183194423032E-6,false,0,18618801.299170498,0,2.2551982885093819E-9,2.2551982885093819E-9,false,0,58877819407.481201,0,7.1315631670031405E-13,7.1315631670031405E-13,false,0,186188012991705.75,0]
[null,1,5,282.49580101916825,null,5,3,1,76.418791050549856,1,0.31595757066023433,0.31595757066023433,531519.65977676935,0,false,0,5.8012918230598831E-4,5.8012918230598831E-4,167.73066401893217,0,true,0.31595757066023433,1.8818646800730268,0,5.3082641014684788E-2,5.3082641014684788E-2,false,0,5425.9252227807256,0,1.8398555519782053E-5,1.8398555519782053E-5,false,0,17152640.499625623,0,5.8200477331578116E-9,5.8200477331578116E-9,false,0,54241411864.865608,0,1.8404606927678525E-12,1.8404606927678525E-12,false,0,171526404996256.34,0]
[null,1,6,403.59614744480047,null,6,1,3,106.34984258188508,1,0.87455621779354731,0.87455621779354731,68634623.062979609,0,false,0,3.4420622790301527E-5,3.4420622790301527E-5,21658.89951441799,0,false,0,0.11165608673176448,0.11165608673176448,6.8545104404237467,0,true,0.87455621779354731,321.93471915917291,0,2.3757877997097692E-3,2.3757877997097692E-3,false,0,1017712.2380715803,0,7.5153717275782416E-7,7.5153717275782416E-7,false,0,3218288674.9337173,0,2.3765692121981788E-10,2.3765692121981788E-10,false,0,10177122380715.883,0]
[null,1,7,546.71473867509303,null,7,3,2,109.44615825754045,1,0.59085073118884657,0.59085073118884657,64735909.866057381,0,false,0,1.6657000986824121E-5,1.6657000986824121E-5,20428.589889344625,0,false,0,5.4033175349748788E-2,5.4033175349748788E-2,6.4651476214861923,0,true,0.59085073118884657,155.79226928567451,0,2.2408338240856177E-3,2.2408338240856177E-3,false,0,492496.42742192728,0,7.088469420455542E-7,7.088469420455542E-7,false,0,1557410450.1491072,0,2.2415708493093212E-10,2.2415708493093212E-10,false,0,4924964274219.2939,0]
[null,1,8,711.85157471004607,null,8,4,1,127.29297777694293,1,0.2084281952466274,0.2084281952466274,132246523.94529016,0,false,0,1.0146474862604771E-6,1.0146474862604771E-6,41732.787992931539,0,false,0,3.2913863417947213E-3,3.2913863417947213E-3,13.207403765602999,0,true,0.2084281952466274,9.4899576781296595,0,4.5777140475433782E-3,4.5777140475433782E-3,false,0,30000.013956365936,0,1.4480764121293973E-6,1.4480764121293973E-6,false,0,94868373.938955799,0,4.5792196882935626E-10,4.5792196882935626E-10,false,0,300000139563.65961,0]
[null,1,9,899.0066555496594,null,9,2,3,128.15306546462497,1,0.27361575698142909,0.27361575698142909,187746540.54902878,0,false,0,1.2316768471811898E-6,1.2316768471811898E-6,59246.824335287391,0,false,0,3.9954017599332483E-3,3.9954017599332483E-3,18.750166678498132,0,true,0.27361575698142909,11.519824679170421,0,6.4988473829717839E-3,6.4988473829717839E-3,false,0,36416.906468028959,0,2.05579193098805E-6,2.05579193098805E-6,false,0,115160369.77628939,0,6.500984897317946E-10,6.500984897317946E-10,false,0,364169064680.28918,0]
[null,1,10,1108.1799811939331,null,10,4,2,160.32034498393352,1,0.38976737067734651,0.38976737067734651,3614512004.1056042,0,false,0,1.2982185208419799E-7,1.2982185208419799E-7,1140624.7866873969,0,false,0,4.2112544169525568E-4,4.2112544169525568E-4,360.97976740463031,0,true,0.38976737067734651,1.2142186312569001,0,0.12511634999989524,0.12511634999989524,false,0,3838.4339655944282,0,3.9578277132404854E-5,3.9578277132404854E-5,false,0,12138193.97943083,0,1.2515750160375639E-8,1.2515750160375639E-8,false,0,38384339655.944382,0]
[null,1,11,1339.3715516428674,null,11,3,3,164.49177026919145,1,0.7889521354654816,0.7889521354654816,9862737068.3383293,0,false,0,1.9493524575137972E-7,1.9493524575137972E-7,3112365.4733887035,0,false,0,6.3234494155714916E-4,6.3234494155714916E-4,984.98733130719654,0,true,0.7889521354654816,1.8232216185488987,0,0.34139868994694522,0.34139868994694522,false,0,5763.6372950395398,0,1.0799525372480458E-4,1.0799525372480458E-4,false,0,18226221.459416978,0,3.4151097825816413E-8,3.4151097825816413E-8,false,0,57636372950.395737,0]
[null,1,12,1592.581366896462,null,12,1,4,183.41369939819648,1,0.98048789759089372,0.98048789759089372,43470037503.4851,0,false,0,6.8309479043712191E-8,6.8309479043712191E-8,13717758.358081648,0,false,0,2.2158719100386068E-4,2.2158719100386068E-4,4341.3340471009387,0,false,0,0.63889584699911928,0.63889584699911928,1.5047155523669196,0,true,0.98048789759089372,2019.7017707264765,0,4.7598934221680449E-4,4.7598934221680449E-4,false,0,6386857.7897708518,0,1.5052104633704432E-7,1.5052104633704432E-7,false,0,20197017707.26487,0]
[null,1,13,1867.8094269547169,null,13,5,1,192.70264642516258,1,0.25074822532785485,0.25074822532785485,19744588762.390625,0,false,0,9.8359011728849197E-9,9.8359011728849197E-9,6230762.9134309627,0,false,0,3.1906402191948341E-5,3.1906402191948341E-5,1971.883632106375,0,false,0,9.1994793384804624E-2,9.1994793384804624E-2,0.68345903275276043,0,true,0.25074822532785485,290.81742817646199,0,2.1619980927318298E-4,2.1619980927318298E-4,false,0,919645.45631004905,0,6.8368382699725001E-8,6.8368382699725001E-8,false,0,2908174281.7646246,0]
[null,1,14,2165.055731817632,null,14,2,4,205.21692228093636,1,0.30675779652828822,0.30675779652828822,50201008535.729355,0,false,0,5.789823039433838E-9,5.789823039433838E-9,15841838.286196884,0,false,0,1.8781443537237325E-5,1.8781443537237325E-5,5013.5532442890844,0,false,0,5.4151985149630412E-2,5.4151985149630412E-2,1.7377081462641979,0,true,0.30675779652828822,171.1873082424548,0,5.4969230310938162E-4,5.4969230310938162E-4,false,0,541341.80055947322,0,1.7382796900893038E-7,1.7382796900893038E-7,false,0,1711873082.424552,0]
[null,1,15,2484.3202814852079,null,15,4,3,215.3659569955845,1,0.52044921534060595,0.52044921534060595,149292162241.00946,0,false,0,5.604104453154691E-9,5.604104453154691E-9,47111848.160091549,0,false,0,1.8178996257197789E-5,1.8178996257197789E-5,14909.744369331291,0,false,0,5.2414966581411565E-2,5.2414966581411565E-2,5.1677488972150343,0,true,0.52044921534060595,165.69617929789393,0,1.6347231836992306E-3,1.6347231836992306E-3,false,0,523977.32616898493,0,5.169448604371415E-7,5.169448604371415E-7,false,0,1656961792.9789419,0]
[null,1,16,2825.6030759574442,null,16,5,2,225.73001363215317,1,0.46890717626952277,0.46890717626952277,232313074697.27548,0,false,0,2.9233890716388052E-9,2.9233890716388052E-9,73310602.086889848,0,false,0,9.4830992955062305E-6,9.4830992955062305E-6,23201.007376382389,0,false,0,2.734234198796107E-2,2.734234198796107E-2,8.0415181718474731,0,true,0.46890717626952277,86.435647982807993,0,2.5437877205570316E-3,2.5437877205570316E-3,false,0,273333.51865821256,0,8.0441630809281284E-7,8.0441630809281284E-7,false,0,864356479.82808423,0]
[null,1,17,3188.9041152343411,null,17,3,4,241.55562708550281,1,0.88451491723886699,0.88451491723886699,963478779650.00781,0,false,0,2.508156795734493E-9,2.508156795734493E-9,304043194.84009147,0,false,0,8.1361390358196087E-6,8.1361390358196087E-6,96222.21350553236,0,false,0,2.345869098770248E-2,2.345869098770248E-2,33.350822483156122,0,true,0.88451491723886699,74.158503219779462,0,1.0549924888578503E-2,1.0549924888578503E-2,false,0,234509.77804343353,0,3.3361791791606134E-6,3.3361791791606134E-6,false,0,741585032.19779503,0]
[null,1,18,3574.223399315898,null,18,6,1,272.64779699520886,1,0.28687788674607917,0.28687788674607917,1277099386790.7603,0,false,0,1.9904714969717323E-10,1.9904714969717323E-10,403011862.73063201,0,false,0,6.4568343070655449E-7,6.4568343070655449E-7,127543.36936014691,0,false,0,1.8616800929949682E-3,1.8616800929949682E-3,44.206801272445396,0,true,0.28687788674607917,5.8852136823380361,0,1.3984015933165072E-2,1.3984015933165072E-2,false,0,18610.679752974873,0,4.4221341184886566E-6,4.4221341184886566E-6,false,0,58852136.823380329,0]
[null,1,19,3981.5609282021151,null,19,5,3,280.77562564380418,1,0.6261231450260959,0.6261231450260959,3922063178413.4102,0,false,0,3.0873896515379976E-10,3.0873896515379976E-10,1237678135.020956,0,false,0,1.0015096147650461E-6,1.0015096147650461E-6,391694.77159898781,0,false,0,2.8876232904271413E-3,2.8876232904271413E-3,135.76223534316344,0,true,0.6261231450260959,9.1284642094015016,0,4.2945908944202631E-2,4.2945908944202631E-2,false,0,28866.738441037043,0,1.3580688844987702E-5,1.3580688844987702E-5,false,0,91284642.094014943,0]
[null,1,20,4410.9167018929929,null,20,1,5,282.49580101916825,1,0.95898741277313282,0.95898741277313282,6449243406319.7139,0,false,0,4.404570428106133E-10,4.404570428106133E-10,2035175668.6028047,0,false,0,1.4287861690734872E-6,1.4287861690734872E-6,644083.17972240236,0,false,0,4.1195772442231444E-3,4.1195772442231444E-3,223.24059080259624,0,true,0.95898741277313282,13.022963748915162,0,7.0618092439512087E-2,7.0618092439512087E-2,false,0,41182.227332377028,0,2.2331401612517429E-5,2.2331401612517429E-5,false,0,130229637.48915176,0]
[null,2,1,40.080086245983381,null,21,4,4,292.42981381189588,1,0.58348925611618485,0.58348925611618485,5864650801192.1406,0,false,0,1.7931230060639968E-10,1.7931230060639968E-10,1850696874.5732806,0,false,0,5.8166611076606419E-7,5.8166611076606419E-7,585700.16636244964,0,false,0,1.6771008325210139E-3,1.6771008325210139E-3,203.00491503020754,0,true,0.58348925611618485,5.301714727117659,0,6.421690519514503E-2,6.421690519514503E-2,false,0,16765.494042149876,0,2.030716847037577E-5,2.030716847037577E-5,false,0,53017147.271176629,0]
[null,2,2,73.107453452973971,null,22,2,5,304.29902390190819,1,0.30003110325324467,0.30003110325324467,4789311988924.3721,0,false,0,5.8055843862471455E-11,5.8055843862471455E-11,1511354218.644515,0,false,0,1.8832571325293881E-7,1.8832571325293881E-7,478306.53925796418,0,false,0,5.4299400400970531E-4,5.4299400400970531E-4,165.78205699256733,0,true,0.30003110325324467,1.716533229231918,0,5.244213242503841E-2,5.244213242503841E-2,false,0,5428.1546837367769,0,1.6583658381929111E-5,1.6583658381929111E-5,false,0,17165332.292319231,0]
[null,2,3,128.15306546462497,null,23,6,2,305.67516420219943,1,0.53647079508693385,0.53647079508693385,9024780570661.2031,0,false,0,9.8501315551479194E-11,9.8501315551479194E-11,2847933110.0902405,0,false,0,3.1952563727312292E-7,3.1952563727312292E-7,901300.97439840459,0,false,0,9.2127889585453767E-4,9.2127889585453767E-4,312.39282184387304,0,true,0.53647079508693385,2.9123817693135057,0,9.8819775969496815E-2,9.8819775969496815E-2,false,0,9209.7598069817523,0,3.1249556993118354E-5,3.1249556993118354E-5,false,0,29123817.693135049,0]
[null,2,4,205.21692228093636,null,24,3,5,340.63772870647466,1,0.86511896182125891,0.86511896182125891,51262824748884.484,0,false,0,4.5095752868862536E-11,4.5095752868862536E-11,16176913640.838287,0,false,0,1.46284839883219E-7,1.46284839883219E-7,5119596.3752057357,0,false,0,4.2177878719844986E-4,4.2177878719844986E-4,1774.462919470034,0,true,0.86511896182125891,1.3333430908351975,0,0.56131900577358584,0.56131900577358584,false,0,4216.4010694880108,0,1.7750465521857353E-4,1.7750465521857353E-4,false,0,13333430.90835198,0]
[null,2,5,304.29902390190819,null,25,5,4,357.83948246011556,1,0.70196306836452815,0.70196306836452815,73756646344796.188,0,false,0,2.063544691434382E-11,2.063544691434382E-11,23275246812.917522,0,false,0,6.6938743800588432E-8,6.6938743800588432E-8,7366044.7141545285,0,false,0,1.9300251618239471E-4,1.9300251618239471E-4,2553.0866596685905,0,false,0,0.61012687047374925,0.61012687047374925,0.80762243591260341,0,true,0.70196306836452815,1929.3905723675825,0,2.5539263869371934E-4,2.5539263869371934E-4,false,0,6101268.7047375022,0]
[null,2,6,425.39937032754034,null,26,6,3,360.7207762138504,1,0.71633960500832983,0.71633960500832983,82622942969905.234,0,false,0,1.9183320349360981E-11,1.9183320349360981E-11,26073167440.995041,0,false,0,6.2228231423371747E-8,6.2228231423371747E-8,8251517.9647168778,0,false,0,1.794208340399948E-4,1.794208340399948E-4,2859.9935589927422,0,false,0,0.56719194203229562,0.56719194203229562,0.90470684027149251,0,true,0.71633960500832983,1793.6184073162465,0,2.8609342299920653E-4,2.8609342299920653E-4,false,0,5671919.4203229621,0]
[null,2,7,568.5179615578329,null,27,7,1,367.12842948708169,1,0.16099492125633644,0.16099492125633644,22787778294503.359,0,false,0,3.5132485829301476E-12,3.5132485829301476E-12,7191096537.1601324,0,false,0,1.1396527915131927E-8,1.1396527915131927E-8,2275805.668669661,0,false,0,3.2859274591645684E-5,3.2859274591645684E-5,788.79905270105394,0,false,0,0.10387598446484479,0.10387598446484479,0.24952220480861964,0,true,0.16099492125633644,328.48470510117659,0,7.8905849398225547E-5,7.8905849398225547E-5,false,0,1038759.8446484518,0]
[null,2,8,733.65479759278594,null,28,4,5,391.51191543286774,1,0.57069429768449276,0.57069429768449276,170605554624389.22,0,false,0,5.8965829535125009E-12,5.8965829535125009E-12,53837675495.362549,0,false,0,1.9127759009170124E-8,1.9127759009170124E-8,17038303.747863628,0,false,0,5.5150506389811437E-5,5.5150506389811437E-5,5905.5120746772527,0,false,0,0.1743438714387473,0.1743438714387473,1.8681011194822685,0,true,0.57069429768449276,551.32372983801906,0,5.907454437074312E-4,5.907454437074312E-4,false,0,1743438.7143874783,0]
[null,2,9,920.80987843239927,null,29,7,2,400.15579669407231,1,0.30106563594353281,0.30106563594353281,116016669877004.59,0,false,0,2.4131731947129242E-12,2.4131731947129242E-12,36611163327.256851,0,false,0,7.828024413421004E-9,7.828024413421004E-9,11586535.183640681,0,false,0,2.2570313136264506E-5,2.2570313136264506E-5,4015.9175727362153,0,false,0,7.1350129479284916E-2,7.1350129479284916E-2,1.2703623358160752,0,true,0.30106563594353281,225.62892050246398,0,4.0172384348704946E-4,4.0172384348704946E-4,false,0,713501.29479284992,0]
[null,2,10,1129.983204076673,null,30,1,6,403.59614744480047,1,0.81284914084082716,0.81284914084082716,346016047373446.13,0,false,0,5.8980734219007163E-12,5.8980734219007163E-12,109191636319.77327,0,false,0,1.9132593897505575E-8,1.9132593897505575E-8,34556474.610476002,0,false,0,5.5164446681505134E-5,5.5164446681505134E-5,11977.347105109078,0,false,0,0.17438794001729638,0.17438794001729638,3.7888154748553013,0,true,0.81284914084082716,551.46308691947991,0,1.1981286534635158E-3,1.1981286534635158E-3,false,0,1743879.4001729668,0]
[null,2,11,1361.1747745256073,null,31,2,6,425.39937032754034,1,0.25430993280682401,0.25430993280682401,199580839107228.75,0,false,0,1.0009083568184095E-12,1.0009083568184095E-12,62981351777.223808,0,false,0,3.2468183675907547E-9,3.2468183675907547E-9,19932053.012278061,0,false,0,9.3614561456219379E-6,9.3614561456219379E-6,6908.4916831509327,0,false,0,2.9593790040580659E-2,2.9593790040580659E-2,2.1853754397637921,0,true,0.25430993280682401,93.583781125041725,0,6.9107639322456911E-4,6.9107639322456911E-4,false,0,295937.90040580701,0]
[null,2,12,1614.3845897792019,null,32,6,4,437.78463303016179,1,0.80310710619350056,0.80310710619350056,879915459099529.5,0,false,0,2.2640838293411375E-12,2.2640838293411375E-12,277673274206.40259,0,false,0,7.3443976292064426E-9,7.3443976292064426E-9,87876780.43417795,0,false,0,2.1175886217757158E-5,2.1175886217757158E-5,30458.27774979467,0,false,0,6.6942014244718531E-2,6.6942014244718531E-2,9.6349210775261991,0,true,0.80310710619350056,211.68923617274703,0,3.0468295680946564E-3,3.0468295680946564E-3,false,0,669420.14244718559,0]
[null,2,13,1889.6126498374567,null,33,7,3,455.20140870572328,1,0.40200741719486127,0.40200741719486127,693257414173481.75,0,false,0,7.2004580157553021E-13,7.2004580157553021E-13,218769944397.1705,0,false,0,2.3357362521114278E-9,2.3357362521114278E-9,69235321.347840801,0,false,0,6.7345598109652461E-6,6.7345598109652461E-6,23997.108647925146,0,false,0,2.1289545767369192E-2,2.1289545767369192E-2,7.5910479840948559,0,true,0.40200741719486127,67.323454975283965,0,2.4005001457369367E-3,2.4005001457369367E-3,false,0,212895.45767369244,0]
[null,2,14,2186.8589547003721,null,34,5,5,456.92158408108736,1,0.68657017434606704,0.68657017434606704,1237060362545227.8,0,false,0,1.1769702564806749E-12,1.1769702564806749E-12,390376822803.42529,0,false,0,3.8179405944781938E-9,3.8179405944781938E-9,123544689.13918108,0,false,0,1.1008156107087254E-5,1.1008156107087254E-5,42820.85026011819,0,false,0,3.4799400381684213E-2,3.4799400381684213E-2,13.545595588758683,0,true,0.68657017434606704,110.04536641425504,0,4.2834934324006892E-3,4.2834934324006892E-3,false,0,347994.00381684251,0]
[null,2,15,2506.1235043679476,null,35,3,6,461.73807513210681,1,0.73328512499243503,0.73328512499243503,1492544240587121.8,0,false,0,1.1127690829902828E-12,1.1127690829902828E-12,470999391925.50549,0,false,0,3.609680219899972E-9,3.609680219899972E-9,149059754.73211244,0,false,0,1.0407685078912238E-5,1.0407685078912238E-5,51664.425898575479,0,false,0,3.29011686048283E-2,3.29011686048283E-2,16.34309957173565,0,true,0.73328512499243503,104.0426304724817,0,5.1681418673607017E-3,5.1681418673607017E-3,false,0,329011.68604828406,0]
[null,2,16,2847.4062988401843,null,36,8,1,476.14454390078106,1,0.33724714415168705,0.33724714415168705,981159838714262.38,0,false,0,3.5804969779278663E-13,3.5804969779278663E-13,309622773549.65588,0,false,0,1.1614673085548527E-9,1.1614673085548527E-9,97988013.30955328,0,false,0,3.3488246161666135E-6,3.3488246161666135E-6,33962.852425715064,0,false,0,1.0586431323497777E-2,1.0586431323497777E-2,10.74352940693241,0,true,0.33724714415168705,33.477235275203839,0,3.3974023034904358E-3,3.3974023034904358E-3,false,0,105864.31323497815,0]
[null,2,17,3210.7073381170808,null,37,8,2,509.17191110777173,1,0.63066291241887107,0.63066291241887107,4001520900275552.5,0,false,0,3.0701246441554525E-13,3.0701246441554525E-13,1262752459562.3267,0,false,0,9.9590906775149078E-10,9.9590906775149078E-10,399630180.28588533,0,false,0,2.8714753975292122E-6,2.8714753975292122E-6,138512.6647586422,0,false,0,9.0774168782400567E-3,9.0774168782400567E-3,43.815957164431452,0,true,0.63066291241887107,28.705312606093926,0,1.3855822249997604E-2,1.3855822249997604E-2,false,0,90774.168782400695,0]
[null,2,18,3596.0266221986376,null,38,4,6,512.61226185849989,1,0.48372727668464299,0.48372727668464299,3319184675936213.5,0,false,0,2.1774904106963465E-13,2.1774904106963465E-13,1047428894596.4174,0,false,0,7.0634996826031335E-10,7.0634996826031335E-10,331485553.49422503,0,false,0,2.0365981409169531E-6,2.0365981409169531E-6,114893.59314812548,0,false,0,6.4381712462029828E-3,6.4381712462029828E-3,36.344494307563188,0,true,0.48372727668464299,20.359285104206126,0,1.1493138241892398E-2,1.1493138241892398E-2,false,0,64381.712462029871,0]
[null,2,19,4003.3641510848552,null,39,7,4,532.26526552203461,1,0.45070105189553783,0.45070105189553783,4789502761320228,0,false,0,1.3100058305911267E-13,1.3100058305911267E-13,1511414420332.345,0,false,0,4.2494909383456369E-10,4.2494909383456369E-10,478325591.61552089,0,false,0,1.2252432552936335E-6,1.2252432552936335E-6,165788.66057994627,0,false,0,3.8732854250195688E-3,3.8732854250195688E-3,52.444221349558305,0,true,0.45070105189553783,12.248403970995192,0,1.6584318957863362E-2,1.6584318957863362E-2,false,0,38732.854250195778,0]
[null,2,20,4432.7199247757326,null,40,6,5,536.86673465113358,1,0.78549629000068921,0.78549629000068921,9225949447106758,0,false,0,2.0656832071768732E-13,2.0656832071768732E-13,2911415595837.4575,0,false,0,6.7008114509153576E-10,6.7008114509153576E-10,921391624.02022505,0,false,0,1.9320253071123525E-6,1.9320253071123525E-6,319356.28344694682,0,false,0,6.1075916398444794E-3,6.1075916398444794E-3,101.0225401416256,0,true,0.78549629000068921,19.313900600111378,0,3.1946132186332583E-2,3.1946132186332583E-2,false,0,61075.916398444824,0]
[null,3,1,76.418791050549856,null,41,1,7,546.71473867509303,1,0.56106639764336252,0.56106639764336252,8140781158403326,0,false,0,1.1943976827655263E-13,1.1943976827655263E-13,2568971070430.9126,0,false,0,3.8744729307066371E-10,3.8744729307066371E-10,813016331.30959141,0,false,0,1.1171154133615223E-6,1.1171154133615223E-6,281793.17803631921,0,false,0,3.531467592205564E-3,3.531467592205564E-3,89.140136315931983,0,true,0.56106639764336252,11.167481074440275,0,2.8188586169623556E-2,2.8188586169623556E-2,false,0,35314.675922055634,0]
[null,3,2,109.44615825754045,null,42,8,3,564.21752311942271,1,0.84211261025370254,0.84211261025370254,1.762557138209694E+16,0,false,0,1.2427496515012219E-13,1.2427496515012219E-13,5562068565580.1582,0,false,0,4.0313205173320784E-10,4.0313205173320784E-10,1760258272.9442132,0,false,0,1.1623388178610617E-6,1.1623388178610617E-6,610109.23618062621,0,false,0,3.67442953283329E-3,3.67442953283329E-3,192.99693789514211,0,true,0.84211261025370254,11.61956642554167,0,6.1030990518671238E-2,6.1030990518671238E-2,false,0,36744.295328332984,0]
[null,3,3,164.49177026919145,null,43,2,7,568.5179615578329,1,0.17553657956414201,0.17553657956414201,4013111854962600.5,0,false,0,2.3715949219191464E-14,2.3715949219191464E-14,1266410195434.4204,0,false,0,7.6931498278708528E-11,7.6931498278708528E-11,400787763.9713735,0,false,0,2.218143320063592E-7,2.218143320063592E-7,138913.88570958065,0,false,0,7.0120787485158291E-4,7.0120787485158291E-4,43.942876100186744,0,true,0.17553657956414201,2.2174139977773071,0,1.3895957541516754E-2,1.3895957541516754E-2,false,0,7012.0787485158462,0]
[null,3,4,241.55562708550281,null,44,5,6,578.02193050671951,1,0.58194504840300931,0.58194504840300931,1.613279676176563E+16,0,false,0,6.4839671380484206E-14,6.4839671380484206E-14,5090996473149.9951,0,false,0,2.1033157986201019E-10,2.1033157986201019E-10,1611175510.2856088,0,false,0,6.0644287360572948E-7,6.0644287360572948E-7,558436.83568611939,0,false,0,1.9171102010115751E-3,1.9171102010115751E-3,176.6513157053177,0,true,0.58194504840300931,6.0624347607398272,0,5.5862050929427684E-2,5.5862050929427684E-2,false,0,19171.102010115814,0]
[null,3,5,340.63772870647466,null,45,9,1,599.69614023630709,1,5.5482970441218013E-2,5.5482970441218013E-2,2359736383095537,0,false,0,4.0294190289051148E-15,4.0294190289051148E-15,744657592933.5835,0,false,0,1.3070918655685106E-11,1.3070918655685106E-11,235665862.9819237,0,false,0,3.7686996291383116E-8,3.7686996291383116E-8,81682.285984805814,0,false,0,1.1913756131079333E-4,1.1913756131079333E-4,25.838702547810048,0,true,5.5482970441218013E-2,0.37674604862006245,0,8.1709151834675493E-3,8.1709151834675493E-3,false,0,1191.3756131079342,0]
[null,3,6,461.73807513210681,null,46,3,7,604.85666636239932,1,0.50614760212379106,0.50614760212379106,2.3781904573883228E+16,0,false,0,3.3273175333356913E-14,3.3273175333356913E-14,7504811106117.1621,0,false,0,1.0793391431340741E-10,1.0793391431340741E-10,2375088634.8608804,0,false,0,3.1120268862469235E-7,3.1120268862469235E-7,823210.73853131384,0,false,0,9.8378573631735826E-4,9.8378573631735826E-4,260.40771448328962,0,true,0.50614760212379106,3.1110036563486827,0,8.2348149804601173E-2,8.2348149804601173E-2,false,0,9837.857363173589,0]
[null,3,7,604.85666636239932,null,47,7,5,631.34736714300641,1,0.4408179200920363,0.4408179200920363,3.4093461633708516E+16,0,false,0,1.7604913538106258E-14,1.7604913538106258E-14,10758809864018.303,0,false,0,5.7108082119591312E-11,5.7108082119591312E-11,3404899426.6931896,0,false,0,1.6465805776497198E-7,1.6465805776497198E-7,1180145.3345917398,0,false,0,5.2052329404600809E-4,5.2052329404600809E-4,373.31746897208649,0,true,0.4408179200920363,1.6460391843589484,0,0.11805334922810309,0.11805334922810309,false,0,5205.232940460085,0]
[null,3,8,769.99350239735236,null,48,9,2,632.72350744329776,1,0.10375492375517466,0.10375492375517466,8230283283490957,0,false,0,4.0400725186829767E-15,4.0400725186829767E-15,2597215088494.8052,0,false,0,1.3105477210475933E-11,1.3105477210475933E-11,821954870.24919236,0,false,0,3.7786637958548706E-8,3.7786637958548706E-8,284891.29451662832,0,false,0,1.1945255232624235E-4,1.1945255232624235E-4,90.12016900267723,0,true,0.10375492375517466,0.37774213767137094,0,2.8498499716776489E-2,2.8498499716776489E-2,false,0,1194.5255232624254,0]
[null,3,9,957.14858323696581,null,49,8,4,641.28137993573409,1,0.94411451884199793,0.94411451884199793,8.7552563870968976E+16,0,false,0,3.1446114948681064E-14,3.1446114948681064E-14,27628798680382.098,0,false,0,1.0200716470116493E-10,1.0200716470116493E-10,8743837094.9999752,0,false,0,2.9411426534394704E-7,2.9411426534394704E-7,3030632.4096380714,0,false,0,9.2976516485621531E-4,9.2976516485621531E-4,958.6853308556706,0,true,0.94411451884199793,2.94017561002758,0,0.30316292048960169,0.30316292048960169,false,0,9297.6516485621505,0]
[null,3,10,1166.3219088812396,null,50,4,7,655.7308530887924,1,0.33389113297277034,0.33389113297277034,4.0120005622794248E+16,0,false,0,8.5829246460936888E-15,8.5829246460936888E-15,12660595068827.424,0,false,0,2.7841907002521392E-11,2.7841907002521392E-11,4006767796.4656415,0,false,0,8.0275753647405758E-8,8.0275753647405758E-8,1388754.1830813193,0,false,0,2.5377075551453912E-4,2.5377075551453912E-4,439.30707638789755,0,true,0.33389113297277034,0.8024935909676788,0,0.13892109536153313,0.13892109536153313,false,0,2537.7075551453931,0]
[null,3,11,1397.5134793301738,null,51,6,6,657.96708107676579,1,0.66579600102818515,0.66579600102818515,8.3231549850838992E+16,0,false,0,1.6450567942773979E-14,1.6450567942773979E-14,26265224375085.828,0,false,0,5.3363533024820887E-11,5.3363533024820887E-11,8312299273.5273323,0,false,0,1.5386150921586571E-7,1.5386150921586571E-7,2881060.4890349866,0,false,0,4.8639283549820972E-4,4.8639283549820972E-4,911.37097965488817,0,true,0.66579600102818515,1.5381091977619437,0,0.28820080890884237,0.28820080890884237,false,0,4863.9283549820966,0]
[null,3,12,1650.7232945837684,null,52,9,3,687.76911945494874,1,0.13854204512364407,0.13854204512364407,2.898742688126344E+16,0,false,0,2.0452200220323389E-15,2.0452200220323389E-15,9147508035801.6914,0,false,0,6.6344315022077124E-12,6.6344315022077124E-12,2894961920.5501685,0,false,0,1.912886171243884E-8,1.912886171243884E-8,1003399.9176522197,0,false,0,6.0470882780128594E-5,6.0470882780128594E-5,317.40727743020801,0,true,0.13854204512364407,0.19122572170626137,0,0.10037299425924134,0.10037299425924134,false,0,604.70882780128522,0]
[null,3,13,1925.9513546420233,null,53,1,8,711.85157471004607,1,0.23636291190520242,0.23636291190520242,7.378869463925136E+16,0,false,0,2.3385967894256236E-15,2.3385967894256236E-15,23285360233203.523,0,false,0,7.5861081172623502E-12,7.5861081172623502E-12,7369245363.6101131,0,false,0,2.1872802976778632E-8,2.1872802976778632E-8,2554196.0115316911,0,false,0,6.9145133921980238E-5,6.9145133921980238E-5,807.97335915705025,0,false,0,0.21865611231082871,0.21865611231082871,0.25550361036735431,0,true,0.23636291190520242,691.45133921980232,0]
[null,3,14,2223.1976595049387,null,54,5,7,721.14052173701214,1,0.40168562101956645,0.40168562101956645,1.4580103365779178E+17,0,false,0,3.4182079649244149E-15,3.4182079649244149E-15,46010159248557.188,0,false,0,1.1088228336947696E-11,1.1088228336947696E-11,14561086851.381994,0,false,0,3.1970363462617342E-8,3.1970363462617342E-8,5046903.4649087247,0,false,0,1.0106592490701576E-4,1.0106592490701576E-4,1596.4959335436097,0,false,0,0.31959851653771143,0.31959851653771143,0.50485634251946165,0,true,0.40168562101956645,1010.6592490701599,0]
[null,3,15,2542.4622091725141,null,55,2,8,733.65479759278594,1,7.3949067821439673E-2,7.3949067821439673E-2,3.2785399589776904E+16,0,false,0,5.1519476283820047E-16,5.1519476283820047E-16,10346027173536.381,0,false,0,1.6712257495649251E-12,1.6712257495649251E-12,3274263830.0115561,0,false,0,4.818596174074044E-9,4.818596174074044E-9,1134866.7607969288,0,false,0,1.5232728888291882E-5,1.5232728888291882E-5,358.99441733404927,0,false,0,4.8170118266846938E-2,4.8170118266846938E-2,0.1135240026060628,0,true,7.3949067821439673E-2,152.32728888291905,0]
[null,3,16,2883.7450036447503,null,56,10,1,737.78321849365966,1,0.35460567942704407,0.35460567942704407,1.678139171866551E+17,0,false,0,2.3144612413727268E-15,2.3144612413727268E-15,52956723695144.82,0,false,0,7.5078154941703776E-12,7.5078154941703776E-12,16759504111.340876,0,false,0,2.1647064153530084E-8,2.1647064153530084E-8,5808879.5316574005,0,false,0,6.8431519796644796E-5,6.8431519796644796E-5,1837.5331755832326,0,false,0,0.21639946630430007,0.21639946630430007,0.58107901109651161,0,true,0.35460567942704407,684.31519796644716,0]
[null,3,17,3247.0460429216473,null,57,8,5,740.36348155670589,1,0.92341164231647888,0.92341164231647888,4.5509943934355802E+17,0,false,0,5.7872321541598122E-15,5.7872321541598122E-15,143614878117203.47,0,false,0,1.8773039037625722E-11,1.8773039037625722E-11,45450586295.912811,0,false,0,5.4127752702467783E-8,5.4127752702467783E-8,15753269.230531735,0,false,0,1.711107037118828E-4,1.711107037118828E-4,4983.2596247244683,0,false,0,0.54109955576377822,0.54109955576377822,1.5758450586085213,0,true,0.92341164231647888,1711.1070371188305,0]
[null,3,18,3632.3653270032041,null,58,7,6,752.44771356863862,1,0.37364251380306629,0.37364251380306629,2.2228944186402973E+17,0,false,0,1.9399040440899952E-15,1.9399040440899952E-15,70147463038170.328,0,false,0,6.2927999739517764E-12,6.2927999739517764E-12,22199951453.872292,0,false,0,1.8143845549646076E-8,1.8143845549646076E-8,7694550.0742425499,0,false,0,5.735701234642463E-5,5.735701234642463E-5,2434.0306862196098,0,false,0,0.18137879879710039,0.18137879879710039,0.7697080863196577,0,true,0.37364251380306629,573.57012346424665,0]
[null,3,19,4039.7028558894217,null,59,9,4,764.83297627126012,1,0.15532311792824208,0.15532311792824208,1.1172118267100437E+17,0,false,0,6.6699593729538184E-16,6.6699593729538184E-16,35255644470908.672,0,false,0,2.1636492947295504E-12,2.1636492947295504E-12,11157546714.173632,0,false,0,6.2383865353534547E-9,6.2383865353534547E-9,3867229.262924104,0,false,0,1.9721023999623737E-5,1.9721023999623737E-5,1223.3274987856028,0,false,0,6.2363353629654748E-2,6.2363353629654748E-2,0.38685012204793684,0,true,0.15532311792824208,197.21023999623802,0]
[null,3,20,4469.0586295802996,null,60,3,8,769.99350239735236,1,0.2132270290901645,0.2132270290901645,1.6584297711188435E+17,0,false,0,8.4678652746097193E-16,8.4678652746097193E-16,52334757825393.813,0,false,0,2.746866915496712E-12,2.746866915496712E-12,16562667169.327381,0,false,0,7.9199607911431487E-9,7.9199607911431487E-9,5740655.4317114791,0,false,0,2.5036880281956505E-5,2.5036880281956505E-5,1815.9517249193373,0,false,0,7.9173567195941222E-2,7.9173567195941222E-2,0.57425435716566531,0,true,0.2132270290901645,250.36880281956519,0]
[null,4,1,127.29297777694293,null,61,10,2,770.81058570065034,1,0.66312392684679,0.66312392684679,5.221615912524288E+17,0,false,0,2.6011834784921448E-15,2.6011834784921448E-15,164777555853220.78,0,false,0,8.4379056662968279E-12,8.4379056662968279E-12,52148054714.947411,0,false,0,2.432876586026787E-8,2.432876586026787E-8,18074625.933855947,0,false,0,7.6909016889634837E-5,7.6909016889634837E-5,5717.5785121233366,0,false,0,0.243207665975605,0.243207665975605,1.8080570799146372,0,true,0.66312392684679,769.0901688963495,0]
[null,4,2,160.32034498393352,null,62,6,7,801.0856723070583,1,0.45956346029452272,0.45956346029452272,5.6635176774593395E+17,0,false,0,1.1518375553181382E-15,1.1518375553181382E-15,178722567124268.91,0,false,0,3.7364133345589062E-12,3.7364133345589062E-12,56561308734.875053,0,false,0,1.0773090950371055E-8,1.0773090950371055E-8,19604269.100745048,0,false,0,3.4056303497449042E-5,3.4056303497449042E-5,6201.4532508994989,0,false,0,0.10769548773789731,0.10769548773789731,1.9610717075898092,0,true,0.45956346029452272,340.56303497449039,0]
[null,4,3,215.3659569955845,null,63,4,8,820.86768912374544,1,0.14065978782592448,0.14065978782592448,2.3019017900110656E+17,0,false,0,2.654847862037343E-16,2.654847862037343E-16,72640683866158.578,0,false,0,8.611986045377525E-13,8.611986045377525E-13,22988994691.473038,0,false,0,2.4830686710181856E-9,2.4830686710181856E-9,7968034.1273530535,0,false,0,7.8495708107142631E-6,7.8495708107142631E-6,2520.5423822953908,0,false,0,2.4822522416631552E-2,2.4822522416631552E-2,0.79706548670402877,0,true,0.14065978782592448,78.495708107142832,0]
[null,4,4,292.42981381189588,null,64,10,3,825.85619771230131,1,0.88545720695201313,0.88545720695201313,1.5548107516388413E+18,0,false,0,1.5575576576708669E-15,1.5575576576708669E-15,490648718253778.06,0,false,0,5.0525173229470084E-12,5.0525173229470084E-12,155278284550.52682,0,false,0,1.4567774968841548E-8,1.4567774968841548E-8,53819781.471103258,0,false,0,4.6052202465098491E-5,4.6052202465098491E-5,17024.907026704237,0,false,0,0.14562985105693235,0.14562985105693235,5.3837483156990347,0,true,0.88545720695201313,460.522024650986,0]
[null,4,5,{"$f":"3.1416/2*SQRT($H$2/$I$2)*(B74^2/$C$2^2+C74^2/$D$2^2)","v":391.51191543286774},null,65,8,6,861.46382798233799,1,{"$f":"ABS(SIN(G74*3.1416*$J$2/$C$2)*SIN(H74*3.1416*$K$2/$D$2))*(1/F74^$M$2)+(1-1/F74^$M$2)","v":0.7826946945308183},{"$f":"$J74*$K74","v":0.7826946945308183},{"$f":"10^(LOG10($I74/22.27)/LOG10(2)*70/20)*$L74","v":2.245179354235348E+18},{"$f":"IF($I74<22.27,M74,0)","v":0},{"$f":"AND($I74>22.27,$I74<44.45)","v":false},{"$f":"IF($O74=TRUE,$L74,0)","v":0},{"$f":"10^(LOG10(44.45/$I74)/LOG10(2)*70/20)*$L74","v":8.4279170643194053E-16},{"$f":"IF($I74>44.45,Q74,0)","v":8.4279170643194053E-16},{"$f":"10^(LOG10($I74/44.548)/LOG10(2)*70/20)*$L74","v":708507045789525},{"$f":"IF($I74<44.528,S74,0)","v":0},{"$f":"AND($I74>44.548,$I74<89.095)","v":false},{"$f":"IF($U74=TRUE,$L74,0)","v":0},{"$f":"10^(LOG10(89.095/$I74)/LOG10(2)*70/20)*$L74","v":2.7339082283162727E-12},{"$f":"IF($I74>89.095,W74,0)","v":2.7339082283162727E-12},{"$f":"10^(LOG10($I74/89.09)/LOG10(2)*70/20)*$L74","v":224225101522.13544},{"$f":"IF($I74<89.09,Y74,0)","v":0},{"$f":"AND($I74>89.09,$I74<176.78)","v":false},{"$f":"IF($AA74=TRUE,$L74,0)","v":0},{"$f":"10^(LOG10(176.78/$I74)/LOG10(2)*70/20)*$L74","v":7.8825973885717761E-9},{"$f":"IF($I74>176.78,AC74,0)","v":7.8825973885717761E-9},{"$f":"10^(LOG10($I74/176.78)/LOG10(2)*70/20)*$L74","v":77716893.892723367},{"$f":"IF($I74<176.78,AE74,0)","v":0},{"$f":"AND($I74>176.78,$I74<353.55)","v":false},{"$f":"IF($AG74=TRUE,$L74,0)","v":0},{"$f":"10^(LOG10(353.55/$I74)/LOG10(2)*70/20)*$L74","v":2.4918765677380027E-5},{"$f":"IF($I74>353.55,AI74,0)","v":2.4918765677380027E-5},{"$f":"10^(LOG10($I74/353.55)/LOG10(2)*70/20)*$L74","v":24584.323026994331},{"$f":"IF($I74<353.55,AK74,0)","v":0},{"$f":"AND($I74>353.55,$I74<707.1)","v":false},{"$f":"IF($AM74=TRUE,$L74,0)","v":0},{"$f":"10^(LOG10(707.1/$I74)/LOG10(2)*70/20)*$L74","v":7.8800056020549611E-2},{"$f":"IF($I74>707.1,AO74,0)","v":7.8800056020549611E-2},{"$f":"10^(LOG10($I74/707.1)/LOG10(2)*70/20)*$L74","v":7.7742455498627194},{"$f":"IF($I74<707.1,AQ74,0)","v":0},{"$f":"AND($I74>707.1,$I74<1414.2)","v":true},{"$f":"IF($AS74=TRUE,$L74,0)","v":0.7826946945308183},{"$f":"10^(LOG10(1414.2/$I74)/LOG10(2)*70/20)*$L74","v":249.18765677380068},{"$f":"IF($I74>1414.2,AU74,0)","v":0}]
[null,4,6,512.61226185849989,null,66,9,5,863.91507789223192,{"$f":"IF(ABS(I75-I74)>0.0001,1,$L$2)","v":1},0.15191713775544358,0.15191713775544358,4.5041506808949088E+17,0,false,0,1.5826582320803843E-16,1.5826582320803843E-16,142136639849807.47,0,false,0,5.1339403677988869E-13,5.1339403677988869E-13,44982760142.946838,0,false,0,1.4802539645311471E-9,1.4802539645311471E-9,15591119.697569169,0,false,0,4.6794349459788589E-6,4.6794349459788589E-6,4931.9665750751883,0,false,0,1.4797672591880185E-2,1.4797672591880185E-2,1.5596247721057361,0,true,0.15191713775544358,46.794349459788663,0]
[null,4,7,655.7308530887924,null,67,5,8,886.27735777196506,1,0.16921987032804708,0.16921987032804708,6.7530215252314048E+17,0,false,0,1.3097581063253076E-16,1.3097581063253076E-16,213103836090823.56,0,false,0,4.2486873525918904E-13,4.2486873525918904E-13,67442137048.861908,0,false,0,1.2250115597707806E-9,1.2250115597707806E-9,23375587.181560315,0,false,0,3.8725529803496443E-6,3.8725529803496443E-6,7394.4409951637754,0,false,0,1.224608777757814E-2,1.224608777757814E-2,2.338327556843967,0,true,0.16921987032804708,38.725529803496407,0]
[null,4,8,820.86768912374544,null,68,11,1,890.40577867283889,1,5.5459813375623841E-2,5.5459813375623841E-2,2.3361010652528707E+17,0,false,0,4.066789498762557E-17,4.066789498762557E-17,73719903992782.547,0,false,0,1.3192143668057247E-13,1.3192143668057247E-13,23330541390.119247,0,false,0,3.8036520813112609E-10,3.8036520813112609E-10,8086414.9346663831,0,false,0,1.2024249147862097E-6,1.2024249147862097E-6,2557.9899932511785,0,false,0,3.8024014460583005E-3,3.8024014460583005E-3,0.80890746105924549,0,true,5.5459813375623841E-2,12.024249147862115,0]
[null,4,9,1008.0227699633589,null,69,7,7,895.56630479893124,1,0.25790549401213958,0.25790549401213958,1.1618614505710298E+18,0,false,0,1.7682894600070102E-16,1.7682894600070102E-16,366646442925787.44,0,false,0,5.7361042685445175E-13,5.7361042685445175E-13,116034605973.68088,0,false,0,1.6538741154325857E-9,1.6538741154325857E-9,40217839.56891308,0,false,0,5.2282895485818983E-6,5.2282895485818983E-6,12722.180595312881,0,false,0,1.6533303240372364E-2,1.6533303240372364E-2,4.0231067485185585,0,true,0.25790549401213958,52.282895485818969,0]
[null,4,10,1217.1960956076327,null,70,1,9,899.0066555496594,1,0.11906021613840287,0.11906021613840287,5.6081656445549338E+17,0,false,0,7.8072666741459462E-17,7.8072666741459462E-17,176975833383929.06,0,false,0,2.5325772000618081E-13,2.5325772000618081E-13,56008510350.459389,0,false,0,7.3021055413620744E-10,7.3021055413620744E-10,19412668.012847025,0,false,0,2.3083692844760166E-6,2.3083692844760166E-6,6140.8437385879124,0,false,0,7.2997046197173839E-3,7.2997046197173839E-3,1.9419052969121402,0,true,0.11906021613840287,23.083692844760201,0]
[null,4,11,1448.3876660565668,null,71,10,4,902.9200545286127,1,0.99270928224768706,0.99270928224768706,4.9182302449329183E+18,0,false,0,6.1890190935555163E-16,6.1890190935555163E-16,1552036711355241.5,0,false,0,2.0076384349712859E-12,2.0076384349712859E-12,491181550328.70575,0,false,0,5.788565000386793E-9,5.788565000386793E-9,170244563.02984741,0,false,0,1.8299031111502337E-5,1.8299031111502337E-5,53853.764882735995,0,false,0,5.7866617286629937E-2,5.7866617286629937E-2,17.03005576046365,0,true,0.99270928224768706,182.99031111502333,0]
[null,4,12,1701.5974813101614,null,72,2,9,920.80987843239927,1,3.724946493122059E-2,3.724946493122059E-2,2.3183259957177405E+17,0,false,0,1.8486388923485199E-17,1.8486388923485199E-17,73158979450995.141,0,false,0,5.9967475242179404E-14,5.9967475242179404E-14,23153022531.166748,0,false,0,1.7290246206777999E-10,1.7290246206777999E-10,8024886.5231214045,0,false,0,5.4658581745601013E-7,5.4658581745601013E-7,2538.5266015869543,0,false,0,1.7284561199060115E-3,1.7284561199060115E-3,0.80275259619415862,0,true,3.724946493122059E-2,5.4658581745600987,0]
[null,4,13,1976.8255413684165,null,73,11,2,923.43314587982957,1,0.10371161930416906,0.10371161930416906,6.6718551006637555E+17,0,false,0,4.9796032061885249E-17,4.9796032061885249E-17,210542482425282.03,0,false,0,1.6153194288995154E-13,1.6153194288995154E-13,66631531439.35807,0,false,0,4.6574031198531942E-10,4.6574031198531942E-10,23094629.56479476,0,false,0,1.4723159294800521E-6,1.4723159294800521E-6,7305.5651734281,0,false,0,4.6558717725048151E-3,4.6558717725048151E-3,2.3102225542835808,0,true,0.10371161930416906,14.72315929480053,0]
[null,4,14,2274.0718462313316,null,74,3,9,957.14858323696581,1,0.10740625915205493,0.10740625915205493,1.048389389635148E+18,0,false,0,3.3987801873534894E-17,3.3987801873534894E-17,330838277078515.56,0,false,0,1.1025207117643205E-13,1.1025207117643205E-13,104702199796.29596,0,false,0,3.1788656229883796E-10,3.1788656229883796E-10,36290003.646626212,0,false,0,1.004915051147616E-6,1.004915051147616E-6,11479.681284367389,0,false,0,3.1778204166110742E-3,3.1778204166110742E-3,3.6301939671407917,0,true,0.10740625915205493,10.049150511476183,0]
[null,4,15,2593.3363958989075,null,75,6,8,966.22250834201122,1,0.1936023225356121,0.1936023225356121,2.1088590573046024E+18,0,false,0,5.4898450153163481E-17,5.4898450153163481E-17,665488704881763.5,0,false,0,1.7808353291818462E-13,1.7808353291818462E-13,210610851791.40988,0,false,0,5.1346302593085016E-10,5.1346302593085016E-10,72998166.174152389,0,false,0,1.6231787818719965E-6,1.6231787818719965E-6,23091.639509947086,0,false,0,5.1329420003731431E-3,5.1329420003731431E-3,7.3022175758967123,0,true,0.1936023225356121,16.231787818720004,0]
[null,4,16,2934.6191903711438,null,76,11,3,978.47875789148065,1,0.13848422148513001,0.13848422148513001,1.7465661221938675E+18,0,false,0,3.391580027088025E-17,3.391580027088025E-17,551160601569437.19,0,false,0,1.1001850720985936E-13,1.1001850720985936E-13,174428811366.57141,0,false,0,3.172131341662115E-10,3.172131341662115E-10,60457394.523562923,0,false,0,1.0027861846065127E-6,1.0027861846065127E-6,19124.594948291826,0,false,0,3.1710883495066657E-3,3.1710883495066657E-3,6.0477279364752148,0,true,0.13848422148513001,10.027861846065159,0]
[null,4,17,3297.9202296480403,null,77,9,6,985.01542431786402,1,0.12876677343076123,0.12876677343076123,1.7547239253627098E+18,0,false,0,2.9186723417355159E-17,2.9186723417355159E-17,553734944243848.44,0,false,0,9.4677988285048593E-14,9.4677988285048593E-14,175243527678.78391,0,false,0,2.7298226600334013E-10,2.7298226600334013E-10,60739776.918571614,0,false,0,8.629618874711993E-7,8.629618874711993E-7,19213.921472658749,0,false,0,2.7289250983269188E-3,2.7289250983269188E-3,6.075975463721818,0,true,0.12876677343076123,8.6296188747120208,0]
[null,4,18,3683.2395137295971,null,78,10,5,1002.0021561495845,1,0.97094080259193682,0.97094080259193682,1.6141117849279848E+19,0,false,0,1.8040077925902556E-16,1.8040077925902556E-16,5093622343159612,0,false,0,5.8519699594451042E-13,5.8519699594451042E-13,1612006533735.5422,0,false,0,1.6872813301685578E-9,1.6872813301685578E-9,558724870.16951525,0,false,0,5.3338977022022607E-6,5.3338977022022607E-6,176742.43016483827,0,false,0,1.6867265545297664E-2,1.6867265545297664E-2,55.890863851413734,0,true,0.97094080259193682,53.33897702202264,0]
[null,4,19,4090.5770426158147,null,79,8,7,1004.5824192126305,1,0.54025239204991893,0.54025239204991893,9.2538759281472471E+18,0,false,0,9.7421819811300891E-17,9.7421819811300891E-17,2920228303180442,0,false,0,3.1602389151081671E-13,3.1602389151081671E-13,924180629733.57898,0,false,0,9.1118241503068081E-10,9.1118241503068081E-10,320322958.71933782,0,false,0,2.8804643913968314E-6,2.8804643913968314E-6,101328.33024681834,0,false,0,9.1088281958247273E-3,9.1088281958247273E-3,32.042831508167744,0,true,0.54025239204991893,28.804643913968388,0]
[null,4,20,4519.9328163066921,null,80,4,9,1008.0227699633589,1,7.0852844913558755E-2,7.0852844913558755E-2,1.2628370098015616E+18,0,false,0,1.227873984437192E-17,1.227873984437192E-17,398511111123635.81,0,false,0,3.9830657608155371E-14,3.9830657608155371E-14,126118991872.29976,0,false,0,1.1484256654822075E-10,1.1484256654822075E-10,43713109.025971912,0,false,0,3.6304467481150136E-7,3.6304467481150136E-7,13827.845388315722,0,false,0,1.1480480647995072E-3,1.1480480647995072E-3,4.3727486559733064,0,true,7.0852844913558755E-2,3.6304467481150224,0]
[null,5,1,192.70264642516258,null,81,11,4,1055.5426147077919,1,0.15525829033156596,0.15525829033156596,4.7276236561948191E+18,0,false,0,1.574900841842249E-17,1.574900841842249E-17,1491887346967014.5,0,false,0,5.1087763885612403E-14,5.1087763885612403E-14,472145751861.21802,0,false,0,1.4729985082224726E-10,1.4729985082224726E-10,163646715.06537697,0,false,0,4.6564987224568366E-7,4.6564987224568366E-7,51766.655922032784,0,false,0,1.4725141884627858E-3,1.4725141884627858E-3,16.370053956386723,0,true,0.15525829033156596,4.6564987224568419,0]
[null,5,2,225.73001363215317,null,82,12,1,1057.5638207738448,1,0.33725438912679889,0.33725438912679889,1.0500388557783724E+19,0,false,0,3.3457721671393345E-17,3.3457721671393345E-17,3313587960214973.5,0,false,0,1.0853255897045814E-13,1.0853255897045814E-13,1048669312743.072,0,false,0,3.1292874320160892E-10,3.1292874320160892E-10,363470999.24921656,0,false,0,9.892422054769887E-7,9.892422054769887E-7,114977.42651451811,0,false,0,3.1282585268755853E-3,3.1282585268755853E-3,36.359054729051202,0,true,0.33725438912679889,9.8924220547699058,0]
[null,5,3,280.77562564380418,null,83,7,8,1060.7031408338842,1,0.10864898310985174,0.10864898310985174,3.501387570735124E+18,0,false,0,1.0413522491633491E-17,1.0413522491633491E-17,1104926321020170.1,0,false,0,3.3780131684212925E-14,3.3780131684212925E-14,349682078643.47028,0,false,0,9.7397262659243319E-11,9.7397262659243319E-11,121200547.20741737,0,false,0,3.0789591884302459E-7,3.0789591884302459E-7,38339.584282775832,0,false,0,9.7365238581431169E-4,9.7365238581431169E-4,12.124041087756492,0,true,0.10864898310985174,3.0789591884302463,0]
[null,5,4,357.83948246011556,null,84,5,9,1073.4324386115786,1,8.5239068066018109E-2,8.5239068066018109E-2,3.1556568662967987E+18,0,false,0,7.1117114176923503E-18,7.1117114176923503E-18,995824729836264.88,0,false,0,2.306947993657094E-14,2.306947993657094E-14,315154101109.84283,0,false,0,6.6515554699404717E-11,6.6515554699404717E-11,109233077.24934778,0,false,0,2.10271492980023E-7,2.10271492980023E-7,34553.893263379985,0,false,0,6.6493684482097964E-4,6.6493684482097964E-4,10.926900473862906,0,true,8.5239068066018109E-2,2.1027149298002348,0]
[null,5,5,456.92158408108736,null,85,12,2,1090.5911879808355,1,0.6306764607533305,0.6306764607533305,2.8075936086505017E+19,0,false,0,4.3758810871736604E-17,4.3758810871736604E-17,8859870592031061,0,false,0,1.4194797147453708E-13,1.4194797147453708E-13,2803931724853.019,0,false,0,4.09274421748732E-10,4.09274421748732E-10,971848659.5102762,0,false,0,1.2938138167614447E-6,1.2938138167614447E-6,307426.61192470905,0,false,0,4.0913985291619066E-3,4.0913985291619066E-3,97.216830703075999,0,true,0.6306764607533305,12.93813816761447,0]
[null,5,6,578.02193050671951,null,86,1,10,1108.1799811939331,1,0.45900931222369701,0.45900931222369701,2.4611350459019858E+19,0,false,0,2.6441985421045536E-17,2.6441985421045536E-17,7766557791348274,0,false,0,8.5774410170294961E-14,8.5774410170294961E-14,2457925040536.4697,0,false,0,2.4731084043411748E-10,2.4731084043411748E-10,851922011.74132562,0,false,0,7.818084038122243E-7,7.818084038122243E-7,269490.00251303858,0,false,0,2.4722952499073017E-3,2.4722952499073017E-3,85.220221458570194,0,true,0.45900931222369701,7.8180840381222581,0]
[null,5,7,721.14052173701214,null,87,10,6,1123.1025025752167,1,0.82298097626946265,0.82298097626946265,5.155189373212921E+19,0,false,0,4.0580882047429475E-17,4.0580882047429475E-17,1.6268134598737266E+16,0,false,0,1.3163917785985005E-13,1.3163917785985005E-13,5148465570886.1143,0,false,0,3.7955137955411562E-10,3.7955137955411562E-10,1784469043.6828465,0,false,0,1.199852209038045E-6,1.199852209038045E-6,564484.26081112633,0,false,0,3.7942658361446815E-3,3.7942658361446815E-3,178.50559674796881,0,true,0.82298097626946265,11.998522090380453,0]
[null,5,8,886.27735777196506,null,88,9,7,1128.1340155481566,1,8.8880834185569579E-2,8.8880834185569579E-2,5.8645399319060808E+18,0,false,0,4.1607230562334798E-18,4.1607230562334798E-18,1850661887760228,0,false,0,1.3496852083819945E-14,1.3496852083819945E-14,585689093894.28345,0,false,0,3.8915077648886919E-11,3.8915077648886919E-11,203001077.28934905,0,false,0,1.2301981865210616E-7,1.2301981865210616E-7,64215.69119576543,0,false,0,3.8902282428152009E-4,3.8902282428152009E-4,20.306784570064039,0,true,8.8880834185569579E-2,1.2301981865210614,0]
[null,5,9,1073.4324386115786,null,89,2,10,1129.983204076673,1,0.14360675491219249,0.14360675491219249,9.6576337174460846E+18,0,false,0,6.5957702628591433E-18,6.5957702628591433E-18,3047641392905787,0,false,0,2.1395832987080751E-14,2.1395832987080751E-14,964503747405.72632,0,false,0,6.168997755061774E-11,6.168997755061774E-11,334299036.49241865,0,false,0,1.9501669556983566E-7,1.9501669556983566E-7,105749.40774250466,0,false,0,6.1669693976035029E-4,6.1669693976035029E-4,33.440898968016,0,true,0.14360675491219249,1.9501669556983603,0]
[null,5,10,1282.6057642558524,null,90,12,3,1145.6367999924864,1,0.84213070109600763,0.84213070109600763,6.6457622895202583E+19,0,false,0,3.2961025190848882E-17,3.2961025190848882E-17,2.097190764686614E+16,0,false,0,1.0692133927670461E-13,1.0692133927670461E-13,6637094365083.2344,0,false,0,3.0828316072782274E-10,3.0828316072782274E-10,2300430928.6765695,0,false,0,9.7455641405663794E-7,9.7455641405663794E-7,727699.39995206683,0,false,0,3.0818179767451146E-3,3.0818179767451146E-3,230.1187555786353,0,true,0.84213070109600763,9.7455641405663975,0]
[null,5,11,1513.7973347047864,null,91,6,9,1153.3775891816247,1,9.7520944297857987E-2,9.7520944297857987E-2,8.3227383672771318E+18,0,false,0,3.5295234093381618E-18,3.5295234093381618E-18,2626390966207248,0,false,0,1.1449321365152407E-14,1.1449321365152407E-14,831188319910.62463,0,false,0,3.301149239726019E-11,3.301149239726019E-11,288091627.67616153,0,false,0,1.0435718116220866E-7,1.0435718116220866E-7,91132.536073041629,0,false,0,3.3000638266739721E-4,3.3000638266739721E-4,28.81863829382679,0,true,9.7520944297857987E-2,1.04357181162209,0]
[null,5,12,1767.007149958381,null,92,11,5,1154.6247163287637,1,0.15185373172119729,0.15185373172119729,1.3123531787000302E+19,0,false,0,5.4273361816214019E-18,5.4273361816214019E-18,4141368358475403.5,0,false,0,1.760558265053549E-14,1.760558265053549E-14,1310641504750.2068,0,false,0,5.0761659951864915E-11,5.0761659951864915E-11,454271114.44975871,0,false,0,1.6046968370720747E-7,1.6046968370720747E-7,143700.38816632656,0,false,0,5.074496959215876E-4,5.074496959215876E-4,45.442052725589924,0,true,0.15185373172119729,1.6046968370720751,0]
[null,5,13,2042.2352100166361,null,93,3,10,1166.3219088812396,1,0.41408015826709921,0.41408015826709921,4.023525374279431E+19,0,false,0,1.316280992521694E-17,1.316280992521694E-17,1.269696370230862E+16,0,false,0,4.2698467590129112E-14,4.2698467590129112E-14,4018277576901.8613,0,false,0,1.2311123893476675E-10,1.2311123893476675E-10,1392743497.2964499,0,false,0,3.8918391540776707E-7,3.8918391540776707E-7,440569.02323636983,0,false,0,1.2307076013908392E-3,1.2307076013908392E-3,139.32015799425793,0,true,0.41408015826709921,3.8918391540776627,0]
[null,5,14,2339.4815148795515,null,94,8,8,1169.7192552475835,1,0.2275945041175654,0.2275945041175654,2.2875524732099518E+19,0,false,0,6.9942151823558368E-18,6.9942151823558368E-18,7218786516209037,0,false,0,2.2688337215147453E-14,2.2688337215147453E-14,2284568867850.6641,0,false,0,6.5416617072512434E-11,6.5416617072512434E-11,791836396.05060148,0,false,0,2.067974896954866E-7,2.067974896954866E-7,250483.01302301075,0,false,0,6.5395108184293689E-4,6.5395108184293689E-4,79.209683633433329,0,true,0.2275945041175654,2.0679748969548633,0]
[null,5,15,2658.7460645471269,null,95,4,10,1217.1960956076327,1,0.27315686690052016,0.27315686690052016,4.3603261239201112E+19,0,false,0,5.2855694768929253E-18,5.2855694768929253E-18,1.3759799522963314E+16,0,false,0,1.7145709638496347E-14,1.7145709638496347E-14,4354639044587.8975,0,false,0,4.9435721587793578E-11,4.9435721587793578E-11,1509327092.604475,0,false,0,1.5627807708717995E-7,1.5627807708717995E-7,477448.11892767646,0,false,0,4.9419467194686208E-4,4.9419467194686208E-4,150.98235203744036,0,true,0.27315686690052016,1.5627807708718027,0]
[null,5,16,3000.0288590193632,null,96,12,4,1222.7006568087977,1,0.94413480095946101,0.94413480095946101,1.5882708780826267E+20,0,false,0,1.7335243745630113E-17,1.7335243745630113E-17,5.0120766771753344E+16,0,false,0,5.6233307891330777E-14,5.6233307891330777E-14,15861993306277.123,0,false,0,1.6213584689634864E-10,1.6213584689634864E-10,5497800390.5121326,0,false,0,5.1254998543642729E-7,5.1254998543642729E-7,1739128.9585614968,0,false,0,1.6208253686652429E-3,1.6208253686652429E-3,549.96086538109034,0,true,0.94413480095946101,5.1254998543642811,0]
[null,5,17,3363.3298982962601,null,97,13,1,1239.2573447966772,1,0.16097403087104223,0.16097403087104223,3.1663751075595047E+19,0,false,0,2.5277597188903598E-18,2.5277597188903598E-18,9992070651667398,0,false,0,8.1997284049435837E-15,8.1997284049435837E-15,3162245272790.1958,0,false,0,2.3642036350142171E-11,2.3642036350142171E-11,1096040892.2100077,0,false,0,7.4738101529759538E-8,7.4738101529759538E-8,346712.56139083556,0,false,0,2.3634262883095466E-4,2.3634262883095466E-4,109.64013873859976,0,true,0.16097403087104223,0.7473810152975956,0]
[null,5,18,3748.6491823778169,null,98,7,9,1247.8582216734976,1,5.4728431410866842E-2,5.4728431410866842E-2,1.1666573214697118E+19,0,false,0,7.9299272695559563E-19,7.9299272695559563E-19,3681598669273057,0,false,0,2.5723667243917932E-15,2.5723667243917932E-15,1165135675484.5059,0,false,0,7.4168295095360698E-12,7.4168295095360698E-12,403838486.62598002,0,false,0,2.3446362601895339E-8,2.3446362601895339E-8,127746.94546657881,0,false,0,7.4143908668181007E-5,7.4143908668181007E-5,40.397131180371026,0,true,5.4728431410866842E-2,0.23446362601895368,0]
[null,5,19,4155.9867112640341,null,99,10,7,1266.2210938055091,1,0.56805986312156875,0.56805986312156875,1.4351192386596214E+20,0,false,0,6.945231661709304E-18,6.945231661709304E-18,4.5287789156814808E+16,0,false,0,2.2529440955104259E-14,2.2529440955104259E-14,14332474435852.67,0,false,0,6.495847614755474E-11,6.495847614755474E-11,4967665918.7123289,0,false,0,2.0534919723635456E-7,2.0534919723635456E-7,1571430.5798735635,0,false,0,6.4937117895403338E-4,6.4937117895403338E-4,496.92998172396057,0,true,0.56805986312156875,2.0534919723635463,0]
[null,5,20,4585.3424849549119,null,100,13,2,1272.2847120036677,1,0.30102657025695945,0.30102657025695945,8.0393600145949966E+19,0,false,0,3.4815665154051964E-18,3.4815665154051964E-18,2.5369657899419932E+16,0,false,0,1.1293755350528389E-14,1.1293755350528389E-14,8028874450698.373,0,false,0,3.2562953471218403E-11,3.2562953471218403E-11,2782824846.6700754,0,false,0,1.0293924290604134E-7,1.0293924290604134E-7,880295.92449382565,0,false,0,3.2552246819642154E-4,3.2552246819642154E-4,278.37401363640896,0,true,0.30102657025695945,1.0293924290604162,0]
[null,6,1,272.64779699520886,null,101,11,6,1275.7250627543958,1,0.12871302972174614,0.12871302972174614,3.5471109015922631E+19,0,false,0,1.44263602292915E-18,1.44263602292915E-18,1.1193551469436402E+16,0,false,0,4.6797262757236133E-15,4.6797262757236133E-15,3542484481337.4746,0,false,0,1.3492917479153305E-11,1.3492917479153305E-11,1227832605.1980498,0,false,0,4.2654322223117666E-8,4.2654322223117666E-8,388402.46794900764,0,false,0,1.3488481027578846E-4,1.3488481027578846E-4,122.82364475494103,0,true,0.12871302972174614,0.42654322223117713,0]
[null,6,2,305.67516420219943,null,102,5,10,1282.6057642558524,1,0.32861964539095045,0.32861964539095045,9.6406656118065955E+19,0,false,0,3.4599238389307873E-18,3.4599238389307873E-18,3.0422867995737456E+16,0,false,0,1.1223549283187497E-14,1.1223549283187497E-14,9628091499551.9023,0,false,0,3.2360530376927239E-11,3.2360530376927239E-11,3337116854.3600421,0,false,0,1.0229933534693684E-7,1.0229933534693684E-7,1055636.099400206,0,false,0,3.2349890281769248E-4,3.2349890281769248E-4,333.8214454400557,0,true,0.32861964539095045,1.0229933534693705,0]
[null,6,3,360.7207762138504,null,103,9,8,1293.2708515831096,1,3.7443220390500631E-2,3.7443220390500631E-2,1.2094836132826122E+19,0,false,0,3.5804112487756526E-19,3.5804112487756526E-19,3816744796629184.5,0,false,0,1.1614394991171531E-15,1.1614394991171531E-15,1207906109888.5559,0,false,0,3.3487444340307486E-12,3.3487444340307486E-12,418662809.54861575,0,false,0,1.0586177848690299E-8,1.0586177848690299E-8,132436.34985643538,0,false,0,3.3476433717482816E-5,3.3476433717482816E-5,41.880051054524991,0,true,3.7443220390500631E-2,0.1058617784869034,0]
[null,6,4,437.78463303016179,null,104,12,5,1321.7827584297695,1,0.92343147968050887,0.92343147968050887,3.8436485823562265E+20,0,false,0,6.8525496393329234E-18,6.8525496393329234E-18,1.2129329877370962E+17,0,false,0,2.2228792358709493E-14,2.2228792358709493E-14,38386353943992.992,0,false,0,6.4091624869859115E-11,6.4091624869859115E-11,13304791373.232124,0,false,0,2.0260887411680151E-7,2.0260887411680151E-7,4208728.2769921925,0,false,0,6.4070551637142792E-4,6.4070551637142792E-4,1330.916740805136,0,true,0.92343147968050887,2.0260887411680142,0]
[null,6,5,536.86673465113358,null,105,13,3,1327.3303240153189,1,0.40195525350068512,0.40195525350068512,1.7565681064543129E+20,0,false,0,2.8410373191728332E-18,2.8410373191728332E-18,5.5431690901857296E+16,0,false,0,9.2159607700974723E-15,9.2159607700974723E-15,17542770525538.021,0,false,0,2.6572109314836329E-11,2.6572109314836329E-11,6080361325.5719137,0,false,0,8.4000759258631027E-8,8.4000759258631027E-8,1923411.493452643,0,false,0,2.6563372444075184E-4,2.6563372444075184E-4,608.23611970563957,0,true,0.40195525350068512,0.84000759258631319,0]
[null,6,6,657.96708107676579,null,106,1,11,1339.3715516428674,1,0.73930183286438134,0.73930183286438134,3.5884739718547256E+20,0,false,0,4.7045737228060461E-18,4.7045737228060461E-18,1.1324080135937786E+17,0,false,0,1.5261033910682792E-14,1.5261033910682792E-14,35837936026393.719,0,false,0,4.4001691353531763E-11,4.4001691353531763E-11,12421504339.122725,0,false,0,1.3909981471801726E-7,1.3909981471801726E-7,3929316.5212666388,0,false,0,4.398722366163461E-4,4.398722366163461E-4,1242.5589854932041,0,true,0.73930183286438134,1.390998147180172,0]
[null,6,7,801.0856723070583,null,107,8,9,1356.874336087197,1,0.11464341268150342,0.11464341268150342,6.4713549104644456E+19,0,false,0,6.2732053732435865E-19,6.2732053732435865E-19,2.0421533545725436E+16,0,false,0,2.0349473846197195E-15,2.0349473846197195E-15,6462914461810.7715,0,false,0,5.8673040937307919E-12,5.8673040937307919E-12,2240059806.2242761,0,false,0,1.8547944118214198E-8,1.8547944118214198E-8,708602.09560125205,0,false,0,5.8653749327080327E-5,5.8653749327080327E-5,224.07965768683351,0,true,0.11464341268150342,0.18547944118214246,0]
[null,6,8,966.22250834201122,null,108,2,11,1361.1747745256073,1,0.23129974554099861,0.23129974554099861,1.354563869189613E+20,0,false,0,1.219936810404547E-18,1.219936810404547E-18,4.274571844259708E+16,0,false,0,3.9573185860013639E-15,3.9573185860013639E-15,13527971407464.707,0,false,0,1.1410020581039052E-11,1.1410020581039052E-11,4688823469.4541426,0,false,0,3.6069789590574651E-8,3.6069789590574651E-8,1483223.8528308712,0,false,0,1.1406268982924813E-4,1.1406268982924813E-4,469.03656548359174,0,true,0.23129974554099861,0.36069789590574658,0]
[null,6,9,1153.3775891816247,null,109,6,10,1362.5509148258986,1,0.37596959774984778,0.37596959774984778,2.2278165721607363E+20,0,false,0,1.9598035431612414E-18,1.9598035431612414E-18,7.0302790515376536E+16,0,false,0,6.3573513973166032E-15,6.3573513973166032E-15,22249108790489.707,0,false,0,1.8329964774854138E-11,1.8329964774854138E-11,7711588110.9655409,0,false,0,5.7945379496538984E-8,5.7945379496538984E-8,2439420.3586262683,0,false,0,1.8323937909188462E-4,1.8323937909188462E-4,771.41245038437694,0,true,0.37596959774984778,0.57945379496539129,0]
[null,6,10,1362.5509148258986,null,110,3,11,1397.5134793301738,1,0.66693683942178439,0.66693683942178439,5.3057112603319842E+20,0,false,0,2.5894785369633866E-18,2.5894785369633866E-18,1.6743133700115011E+17,0,false,0,8.3999363368490052E-15,8.3999363368490052E-15,52987911355538.805,0,false,0,2.4219290006597559E-11,2.4219290006597559E-11,18365722019.792904,0,false,0,7.6562937671013577E-8,7.6562937671013577E-8,5809661.453812249,0,false,0,2.421132673939108E-4,2.421132673939108E-4,1837.1762628531835,0,true,0.66693683942178439,0.76562937671013731,0]
[null,6,11,1593.7424852748327,null,111,13,4,1404.3941808316301,1,0.45064256981080414,0.45064256981080414,3.7956936887908283E+20,0,false,0,1.6525696979933271E-18,1.6525696979933271E-18,1.1977999517473003E+17,0,false,0,5.3607241987910361E-15,5.3607241987910361E-15,37907430473673.945,0,false,0,1.5456418811932153E-11,1.5456418811932153E-11,13138795486.630535,0,false,0,4.886141706848904E-8,4.886141706848904E-8,4156218.5034672669,0,false,0,1.5451336763985256E-4,1.5451336763985256E-4,1314.3116924292999,0,true,0.45064256981080414,0.4886141706848896,0]
[null,6,12,1846.9523005284273,null,112,11,7,1418.8436539846884,1,8.88437377703825E-2,8.88437377703825E-2,8.4289352178038243E+19,0,false,0,2.8924605238354078E-19,2.8924605238354078E-19,2.659903307524994E+16,0,false,0,9.3827710522590517E-16,9.3827710522590517E-16,8417941539370.834,0,false,0,2.7053068507590062E-12,2.7053068507590062E-12,2917676321.559577,0,false,0,8.5521185690912276E-9,8.5521185690912276E-9,922953.730966717,0,false,0,2.7044173498148415E-5,2.7044173498148415E-5,291.86359648050995,0,false,0,8.5521185690912563E-2,8.5521185690912563E-2]
[null,6,13,2122.1803605866821,null,113,10,8,1431.3579298404622,1,0.2393090799018609,0.2393090799018609,2.514467778845348E+20,0,false,0,7.0349139961745834E-19,7.0349139961745834E-19,7.9348588982967648E+16,0,false,0,2.2820358948551689E-15,2.2820358948551689E-15,25111882127463.758,0,false,0,6.5797271463244438E-12,6.5797271463244438E-12,8703831397.5476418,0,false,0,2.0800082878527261E-8,2.0800082878527261E-8,2753298.4391420814,0,false,0,6.5775637416417581E-5,6.5775637416417581E-5,870.66941458755014,0,false,0,0.20800082878527254,0.20800082878527254]
[null,6,14,2419.4266654495973,null,114,14,1,1435.4863507413361,1,0.28689166753726475,0.28689166753726475,3.1170788645542167E+20,0,false,0,8.1559507096263856E-19,8.1559507096263856E-19,9.8365074204524992E+16,0,false,0,2.6456858301547991E-15,2.6456858301547991E-15,31130133258115.992,0,false,0,7.6282283361806267E-12,7.6282283361806267E-12,10789769953.782297,0,false,0,2.4114644586367283E-8,2.4114644586367283E-8,3413147.0861006561,0,false,0,7.6257201858369767E-5,7.6257201858369767E-5,1079.3318781244882,0,false,0,0.2411464458636734,0.2411464458636734]
[null,6,15,2738.6912151171732,null,115,12,6,1442.8831048554016,1,0.7827115089165898,0.7827115089165898,9.0278309213897543E+20,0,false,0,2.0960736376573706E-18,2.0960736376573706E-18,2.8488957035593443E+17,0,false,0,6.799394110567405E-15,6.799394110567405E-15,90160561162059.391,0,false,0,1.9604493561525718E-11,1.9604493561525718E-11,31249840974.867111,0,false,0,6.1974468211661278E-8,6.1974468211661278E-8,9885317.6778886728,0,false,0,1.9598047632655223E-4,1.9598047632655223E-4,3126.0119256454732,0,false,0,0.61974468211661515,0.61974468211661515]
[null,6,16,3079.9740095894094,null,116,4,11,1448.3876660565668,1,0.43995920557844548,0.43995920557844548,5.3042124154737145E+20,0,false,0,1.1271726019153711E-18,1.1271726019153711E-18,1.6738403823454483E+17,0,false,0,3.6564033883951455E-15,3.6564033883951455E-15,52972942456065.977,0,false,0,1.0542400619891725E-11,1.0542400619891725E-11,18360533767.611977,0,false,0,3.3327036479754521E-8,3.3327036479754521E-8,5808020.2447884316,0,false,0,1.0538934293954421E-4,1.0538934293954421E-4,1836.6572669900165,0,false,0,0.33327036479754524,0.33327036479754524]
[null,6,17,3443.2750488663064,null,117,7,10,1457.0315473177714,1,0.21099289482039696,0.21099289482039696,2.72597232696146E+20,0,false,0,5.0442979605329502E-19,5.0442979605329502E-19,8.6022998413739264E+16,0,false,0,1.6363055776574471E-15,1.6363055776574471E-15,27224169000415.355,0,false,0,4.7179118668850164E-12,4.7179118668850164E-12,9435954490.1977882,0,false,0,1.4914441839676412E-8,1.4914441839676412E-8,2984892.2368828636,0,false,0,4.7163606243489317E-5,4.7163606243489317E-5,943.90580387047157,0,false,0,0.14914441839676415,0.14914441839676415]
[null,6,18,3828.5943329478632,null,118,14,2,1468.5137179483268,1,0.53649656560584036,0.53649656560584036,7.5937580498721754E+20,0,false,0,1.1707486075666572E-18,1.1707486075666572E-18,2.3963480121113501E+17,0,false,0,3.797758363174874E-15,3.797758363174874E-15,75838536750085.625,0,false,0,1.094996527166742E-11,1.094996527166742E-11,26285797056.508133,0,false,0,3.4615445306863317E-8,3.4615445306863317E-8,8315032.8518175706,0,false,0,1.0946364939067427E-4,1.0946364939067427E-4,2629.4442630868771,0,false,0,0.34615445306863352,0.34615445306863352]
[null,6,19,4235.9318618340803,null,119,9,9,1480.425932422723,1,1.886081820822557E-2,1.886081820822557E-2,2.9325460021217362E+19,0,false,0,3.7468192078178382E-20,3.7468192078178382E-20,9254180520971234,0,false,0,1.2154201072568252E-16,1.2154201072568252E-16,2928721145612.0806,0,false,0,3.5043851378218141E-13,3.5043851378218141E-13,1015100936.3795087,0,false,0,1.1078195141525121E-9,1.1078195141525121E-9,321108.68145870219,0,false,0,3.5032329011030776E-6,3.5032329011030776E-6,101.54348098629779,0,false,0,1.1078195141525138E-2,1.1078195141525138E-2]
[null,6,20,4665.2876355249582,null,120,13,5,1503.4762824526019,1,0.44076072042310604,0.44076072042310604,8.2016546404329547E+20,0,false,0,7.316288187071195E-19,7.316288187071195E-19,2.5881808011984675E+17,0,false,0,2.3733100744487017E-15,2.3733100744487017E-15,81909573991557.375,0,false,0,6.842895310586873E-12,6.842895310586873E-12,28390031390.270401,0,false,0,2.1632020055543214E-8,2.1632020055543214E-8,8980669.0345644802,0,false,0,6.8406453765958804E-5,6.8406453765958804E-5,2839.9369061369225,0,false,0,0.2163202005554325,0.2163202005554325]
[null,7,1,367.12842948708169,null,121,5,11,1513.7973347047864,1,0.52929014658938356,0.52929014658938356,1.066442076986095E+21,0,false,0,8.114034677635712E-19,8.114034677635712E-19,3.3653512983081491E+17,0,false,0,2.6320888068472645E-15,2.6320888068472645E-15,106505113958310.81,0,false,0,7.589024437781155E-12,7.589024437781155E-12,36914897504.074921,0,false,0,2.3990711736609927E-8,2.3990711736609927E-8,11677355.067757495,0,false,0,7.5865291776220934E-5,7.5865291776220934E-5,3692.7039060623524,0,false,0,0.23990711736609976,0.23990711736609976]
[null,7,2,400.15579669407231,null,122,14,3,1523.5593299599777,1,0.71637401590917182,0.71637401590917182,1.5553958037323461E+21,0,false,0,1.0191198015780466E-18,1.0191198015780466E-18,4.9083334204769805E+17,0,false,0,3.3058939592202625E-15,3.3058939592202625E-15,155336713452794.44,0,false,0,9.5317870658349358E-12,9.5317870658349358E-12,53840033052.068748,0,false,0,3.013224660244374E-8,3.013224660244374E-8,17031313.24526643,0,false,0,9.5286530281592422E-5,9.5286530281592422E-5,5385.7741398836024,0,false,0,0.30132246602443752,0.30132246602443752]
[null,7,3,455.20140870572328,null,123,8,10,1566.047661731471,1,0.44198134114541554,0.44198134114541554,1.3212760692666511E+21,0,false,0,4.5666824647501033E-19,4.5666824647501033E-19,4.1695261571979597E+17,0,false,0,1.4813732350718442E-15,1.4813732350718442E-15,131955275738308.53,0,false,0,4.2711999888412405E-12,4.2711999888412405E-12,45735977343.851135,0,false,0,1.3502279316900081E-8,1.3502279316900081E-8,14467742.914797666,0,false,0,4.2697956245186544E-5,4.2697956245186544E-5,4575.1020212524163,0,false,0,0.13502279316900079,0.13502279316900079]
[null,7,4,532.26526552203461,null,124,11,8,1583.9804900196414,1,3.7427592620326383E-2,3.7427592620326383E-2,1.2772446279280514E+20,0,false,0,3.3876319176511081E-20,3.3876319176511081E-20,4.03057696204428E+16,0,false,0,1.0989043560220621E-16,1.0989043560220621E-16,12755787453038.773,0,false,0,3.168438690571729E-13,3.168438690571729E-13,4421182879.5094604,0,false,0,1.0016188497457554E-9,1.0016188497457554E-9,1398560.629833081,0,false,0,3.1673969125545527E-6,3.1673969125545527E-6,442.26370361121684,0,false,0,1.0016188497457562E-2,1.0016188497457562E-2]
[null,7,5,631.34736714300641,null,125,12,7,1586.0016960856942,1,0.54026399812339476,0.54026399812339476,1.8712307149910951E+21,0,false,0,4.8180492174059945E-19,4.8180492174059945E-19,5.9050077374352115E+17,0,false,0,1.5629133864718359E-15,1.5629133864718359E-15,186879010912297.84,0,false,0,4.5063023151856503E-12,4.5063023151856503E-12,64772659988.80291,0,false,0,1.4245493703172922E-8,1.4245493703172922E-8,20489650.534418713,0,false,0,4.5048206495613069E-5,4.5048206495613069E-5,6479.3964149649601,0,false,0,0.14245493703172935,0.14245493703172935]
[null,7,6,752.44771356863862,null,126,1,12,1592.581366896462,1,0.92350868727980728,0.92350868727980728,3.356348029543383E+21,0,false,0,7.8487680666609561E-19,7.8487680666609561E-19,1.0591564645235935E+18,0,false,0,2.5460397196402068E-15,2.5460397196402068E-15,335197041718870.94,0,false,0,7.3409216291052864E-12,7.3409216291052864E-12,116180002807.797,0,false,0,2.3206399732769954E-8,2.3206399732769954E-8,36751426.559154302,0,false,0,7.3385079447876151E-5,7.3385079447876151E-5,11621.821518733204,0,false,0,0.23206399732770022,0.23206399732770022]
[null,7,7,895.56630479893124,null,127,6,11,1593.7424852748327,1,0.60555419098400776,0.60555419098400776,2.2195202571991956E+21,0,false,0,5.1030923586956813E-19,5.1030923586956813E-19,7.0040985257223629E+17,0,false,0,1.655377726527576E-15,1.655377726527576E-15,221662538479210.66,0,false,0,4.7729020341924104E-12,4.7729020341924104E-12,76828704128.292923,0,false,0,1.5088278841129761E-8,1.5088278841129761E-8,24303360.381881647,0,false,0,4.7713327109695812E-5,4.7713327109695812E-5,7685.3973602645701,0,false,0,0.15088278841129749,0.15088278841129749]
[null,7,8,1060.7031408338842,null,128,14,4,1600.6231867762892,1,0.80314568515633256,0.80314568515633256,3.0949492965514097E+21,0,false,0,6.4375651269350589E-19,6.4375651269350589E-19,9.7666735569764877E+17,0,false,0,2.0882635812068127E-15,2.0882635812068127E-15,309091262092708.75,0,false,0,6.0210291191845141E-12,6.0210291191845141E-12,107131684437.46028,0,false,0,1.903390549606964E-8,1.903390549606964E-8,33889155.944292746,0,false,0,6.0190494135977387E-5,6.0190494135977387E-5,10716.692076459898,0,false,0,0.19033905496069714,0.19033905496069714]
[null,7,9,{"$f":"3.1416/2*SQRT($H$2/$I$2)*(B138^2/$C$2^2+C138^2/$D$2^2)","v":1247.8582216734976},null,129,2,12,1614.3845897792019,1,{"$f":"ABS(SIN(G138*3.1416*$J$2/$C$2)*SIN(H138*3.1416*$K$2/$D$2))*(1/F138^$M$2)+(1-1/F138^$M$2)","v":0.28893114405670023},{"$f":"$J138*$K138","v":0.28893114405670023},{"$f":"10^(LOG10($I138/22.27)/LOG10(2)*70/20)*$L138","v":1.2299307141565157E+21},{"$f":"IF($I138<22.27,M138,0)","v":0},{"$f":"AND($I138>22.27,$I138<44.45)","v":false},{"$f":"IF($O138=TRUE,$L138,0)","v":0},{"$f":"10^(LOG10(44.45/$I138)/LOG10(2)*70/20)*$L138","v":2.0964986193592956E-19},{"$f":"IF($I138>44.45,Q138,0)","v":2.0964986193592956E-19},{"$f":"10^(LOG10($I138/44.548)/LOG10(2)*70/20)*$L138","v":3.8812693300826381E+17},{"$f":"IF($I138<44.528,S138,0)","v":0},{"$f":"AND($I138>44.548,$I138<89.095)","v":false},{"$f":"IF($U138=TRUE,$L138,0)","v":0},{"$f":"10^(LOG10(89.095/$I138)/LOG10(2)*70/20)*$L138","v":6.8007726967149278E-16},{"$f":"IF($I138>89.095,W138,0)","v":6.8007726967149278E-16},{"$f":"10^(LOG10($I138/89.09)/LOG10(2)*70/20)*$L138","v":122832654204973.98},{"$f":"IF($I138<89.09,Y138,0)","v":0},{"$f":"AND($I138>89.09,$I138<176.78)","v":false},{"$f":"IF($AA138=TRUE,$L138,0)","v":0},{"$f":"10^(LOG10(176.78/$I138)/LOG10(2)*70/20)*$L138","v":1.9608468398520762E-12},{"$f":"IF($I138>176.78,AC138,0)","v":1.9608468398520762E-12},{"$f":"10^(LOG10($I138/176.78)/LOG10(2)*70/20)*$L138","v":42574057447.654289},{"$f":"IF($I138<176.78,AE138,0)","v":0},{"$f":"AND($I138>176.78,$I138<353.55)","v":false},{"$f":"IF($AG138=TRUE,$L138,0)","v":0},{"$f":"10^(LOG10(353.55/$I138)/LOG10(2)*70/20)*$L138","v":6.1987033617047681E-9},{"$f":"IF($I138>353.55,AI138,0)","v":6.1987033617047681E-9},{"$f":"10^(LOG10($I138/353.55)/LOG10(2)*70/20)*$L138","v":13467527.180225421},{"$f":"IF($I138<353.55,AK138,0)","v":0},{"$f":"AND($I138>353.55,$I138<707.1)","v":false},{"$f":"IF($AM138=TRUE,$L138,0)","v":0},{"$f":"10^(LOG10(707.1/$I138)/LOG10(2)*70/20)*$L138","v":1.9602021162729595E-5},{"$f":"IF($I138>707.1,AO138,0)","v":1.9602021162729595E-5},{"$f":"10^(LOG10($I138/707.1)/LOG10(2)*70/20)*$L138","v":4258.8060339737358},{"$f":"IF($I138<707.1,AQ138,0)","v":0},{"$f":"AND($I138>707.1,$I138<1414.2)","v":false},{"$f":"IF($AS138=TRUE,$L138,0)","v":0},{"$f":"10^(LOG10(1414.2/$I138)/LOG10(2)*70/20)*$L138","v":6.1987033617047653E-2},{"$f":"IF($I138>1414.2,AU138,0)","v":6.1987033617047653E-2}]
[null,7,10,1457.0315473177714,null,130,10,9,1618.5130106800757,{"$f":"IF(ABS(I139-I138)>0.0001,1,$L$2)","v":1},0.12054425352664966,0.12054425352664966,5.286023541666216E+20,0,false,0,8.4908358348588276E-20,8.4908358348588276E-20,1.6681005534879875E+17,0,false,0,2.7543182707004328E-16,2.7543182707004328E-16,52791290951549.234,0,false,0,7.9414450649976872E-13,7.9414450649976872E-13,18297572972.383736,0,false,0,2.5104797182888857E-9,2.5104797182888857E-9,5788103.7446505632,0,false,0,7.9388339294507789E-6,7.9388339294507789E-6,1830.3591166445347,0,false,0,2.5104797182888917E-2,2.5104797182888917E-2]
[null,7,11,1688.2231177667056,null,131,13,6,1624.576628878234,1,0.37359403068313468,0.37359403068313468,1.7110567817183468E+21,0,false,0,2.5195440065188523E-19,2.5195440065188523E-19,5.3995498546987328E+17,0,false,0,8.173077687473772E-16,8.173077687473772E-16,170882508725722.84,0,false,0,2.3565195118328112E-12,2.3565195118328112E-12,59228238536.211739,0,false,0,7.4495188114859522E-9,7.4495188114859522E-9,18735773.852516726,0,false,0,2.3557446916566172E-5,2.3557446916566172E-5,5924.7719099780688,0,false,0,7.4495188114859778E-2,7.4495188114859778E-2]
[null,7,12,1941.4329330203,null,132,15,1,1646.2508386078218,1,0.25073164643396101,0.25073164643396101,1.3396611934204084E+21,0,false,0,1.4494720358190568E-19,1.4494720358190568E-19,4.22754374931632E+17,0,false,0,4.7019014249875846E-16,4.7019014249875846E-16,133791390221589.73,0,false,0,1.3556854436461812E-12,1.3556854436461812E-12,46372378502.790985,0,false,0,4.2856442156276787E-9,4.2856442156276787E-9,14669056.82329894,0,false,0,1.3552396962509201E-5,1.3552396962509201E-5,4638.7630688058998,0,false,0,4.285644215627666E-2,4.285644215627666E-2]
[null,7,13,2216.6609930785553,null,133,3,12,1650.7232945837684,1,0.83311299619886303,0.83311299619886303,4.5939809696688809E+21,0,false,0,4.6666490348793087E-19,4.6666490348793087E-19,1.4497139745621348E+18,0,false,0,1.5138011085958773E-15,1.5138011085958773E-15,458798913936024.69,0,false,0,4.3646983252191459E-12,4.3646983252191459E-12,159020672843.54596,0,false,0,1.3797849802182426E-8,1.3797849802182426E-8,50303291.77272705,0,false,0,4.3632632187800337E-5,4.3632632187800337E-5,15907.297580582599,0,false,0,0.13797849802182482,0.13797849802182482]
[null,7,14,2513.9072979414705,null,134,15,2,1679.2782058148123,1,0.4688761732093365,0.4688761732093365,3.1560493737509771E+21,0,false,0,2.151587696466647E-19,2.151587696466647E-19,9.9594859267879718E+17,0,false,0,6.9794745990293214E-16,6.9794745990293214E-16,315193300661359.88,0,false,0,2.0123714350790122E-12,2.0123714350790122E-12,109246663896.71742,0,false,0,6.3615848653247965E-9,6.3615848653247965E-9,34558191.151664741,0,false,0,2.0117097702881874E-5,2.0117097702881874E-5,10928.259585473796,0,false,0,6.3615848653248055E-2,6.3615848653248055E-2]
[null,7,15,2833.1718476090459,null,135,7,11,1688.2231177667056,1,0.33983500924282123,0.33983500924282123,2.4332059835093557E+21,0,false,0,1.4660334236451843E-19,1.4660334236451843E-19,7.6784225719943245E+17,0,false,0,4.7556244435041075E-16,4.7556244435041075E-16,243003240541766.56,0,false,0,1.3711752439649532E-12,1.3711752439649532E-12,84225436548.225937,0,false,0,4.3346111595809515E-9,4.3346111595809515E-9,26643181.880755637,0,false,0,1.3707244035459449E-5,1.3707244035459449E-5,8425.3138857316026,0,false,0,4.3346111595809769E-2,4.3346111595809769E-2]
[null,7,16,3174.4546420812821,null,136,9,10,1689.599258066997,1,7.2713551801972517E-2,7.2713551801972517E-2,5.2558194981795987E+20,0,false,0,3.1072542404461227E-20,3.1072542404461227E-20,1.6585691200275798E+17,0,false,0,1.0079534326922512E-16,1.0079534326922512E-16,52489644461509.063,0,false,0,2.9062025616109098E-13,2.9062025616109098E-13,18193021661.667686,0,false,0,9.1871977057685458E-10,9.1871977057685458E-10,5755030.8429068914,0,false,0,2.9052470064502067E-6,2.9052470064502067E-6,1819.9005468104424,0,false,0,9.1871977057685576E-3,9.1871977057685576E-3]
[null,7,17,3537.7556813581791,null,137,14,5,1699.7052883972608,1,0.78553402299040243,0.78553402299040243,6.0855856421288301E+21,0,false,0,3.1319450551912842E-19,3.1319450551912842E-19,1.9204168687326669E+18,0,false,0,1.0159628163964894E-15,1.0159628163964894E-15,607764834401269.88,0,false,0,2.9292957826697427E-12,2.9292957826697427E-12,210652575586.98825,0,false,0,9.2602008715950208E-9,9.2602008715950208E-9,66636103.237056471,0,false,0,2.9283326344916803E-5,2.9283326344916803E-5,21072.18606272167,0,false,0,9.2602008715950382E-2,9.2602008715950382E-2]
[null,7,18,3923.0749654397359,null,138,4,12,1701.5974813101614,1,0.54958087527824451,0.54958087527824451,4.3130762151014852E+21,0,false,0,2.1630303022077092E-19,2.1630303022077092E-19,1.3610693870233649E+18,0,false,0,7.0165929448199634E-16,7.0165929448199634E-16,430745076280646.75,0,false,0,2.0230736588247528E-12,2.0230736588247528E-12,149297153444.75516,0,false,0,6.3954171407285636E-9,6.3954171407285636E-9,47227433.617753536,0,false,0,2.0224084751583875E-5,2.0224084751583875E-5,14934.625827650703,0,false,0,6.3954171407285626E-2,6.3954171407285626E-2]
[null,7,19,4330.412494325953,null,139,15,3,1734.3238178264633,1,0.62608174720893373,0.62608174720893373,6.1316699832211042E+21,0,false,0,1.9745576858851908E-19,1.9745576858851908E-19,1.9349596179801856E+18,0,false,0,6.4052119444564051E-16,6.4052119444564051E-16,612367257829257.38,0,false,0,1.8467959686311781E-12,1.8467959686311781E-12,212247785270.35699,0,false,0,5.8381614241734758E-9,5.8381614241734758E-9,67140718.748400241,0,false,0,1.8461887448120661E-5,1.8461887448120661E-5,21231.759498571431,0,false,0,5.838161424173495E-2,5.838161424173495E-2]
[null,7,20,4759.7682680168309,null,140,12,8,1751.1385321206471,1,0.22759939345924413,0.22759939345924413,2.493667696898885E+21,0,false,0,6.4163808578575013E-20,6.4163808578575013E-20,7.8692204690806067E+17,0,false,0,2.0813916759543044E-16,2.0813916759543044E-16,249041525989823.81,0,false,0,6.001215556374708E-13,6.001215556374708E-13,86318319041.198944,0,false,0,1.8971270110224872E-9,1.8971270110224872E-9,27305227.115551006,0,false,0,5.9992423654584459E-6,5.9992423654584459E-6,8634.6709713331093,0,false,0,1.897127011022496E-2,1.897127011022496E-2]
[null,8,1,476.14454390078106,null,141,5,12,1767.007149958381,1,0.66116980472381082,0.66116980472381082,8.0451064264636886E+21,0,false,0,1.6783430802400543E-19,1.6783430802400543E-19,2.5387791743780014E+18,0,false,0,5.4443297459958269E-16,5.4443297459958269E-16,803461336764607.25,0,false,0,1.569747623340693E-12,1.569747623340693E-12,278481396740.83484,0,false,0,4.9623456927232725E-9,4.9623456927232725E-9,88092514.658853248,0,false,0,1.5692314926131591E-5,1.5692314926131591E-5,27857.299113374698,0,false,0,4.9623456927232829E-2,4.9623456927232829E-2]
[null,8,2,509.17191110777173,null,142,13,7,1767.6952201085267,1,0.25787202870095233,0.25787202870095233,3.1520193764848928E+21,0,false,0,6.5163755948217613E-20,6.5163755948217613E-20,9.9467685398578483E+17,0,false,0,2.113828686438474E-16,2.113828686438474E-16,314790826558604.06,0,false,0,6.0947402370817545E-13,6.0947402370817545E-13,109107165522.42294,0,false,0,1.9266923876199344E-9,1.9266923876199344E-9,34514063.383252643,0,false,0,6.092736295386985E-6,6.092736295386985E-6,10914.305159849528,0,false,0,1.9266923876199354E-2,1.9266923876199354E-2]
[null,8,3,564.21752311942271,null,143,11,9,1771.1355708592548,1,1.8852946221543272E-2,1.8852946221543272E-2,2.3571200571168417E+20,0,false,0,4.6576115737471108E-21,4.6576115737471108E-21,7.4383196384231072E+16,0,false,0,1.5108694720878367E-17,1.5108694720878367E-17,23540457162581.031,0,false,0,4.356245623682537E-14,4.356245623682537E-14,8159172184.87644,0,false,0,1.3771128801660873E-10,1.3771128801660873E-10,2581005.4233864658,0,false,0,4.3548132964793694E-7,4.3548132964793694E-7,816.18557911484186,0,false,0,1.377112880166093E-3,1.377112880166093E-3]
[null,8,4,641.28137993573409,null,144,8,11,1797.239232180405,1,0.71187578748166791,0.71187578748166791,1.05507672591735E+22,0,false,0,1.4835798085093954E-19,1.4835798085093954E-19,3.3294858727024998E+18,0,false,0,4.8125426661104142E-16,4.8125426661104142E-16,1053700612096666.1,0,false,0,1.3875863081049958E-12,1.3875863081049958E-12,365214858234.46075,0,false,0,4.3864904376492823E-9,4.3864904376492823E-9,115529064.5234419,0,false,0,1.3871300717520475E-5,1.3871300717520475E-5,36533.497984263333,0,false,0,4.3864904376492715E-2,4.3864904376492715E-2]
[null,8,5,740.36348155670589,null,145,15,4,1811.3876746427748,1,0.70191665618668486,0.70191665618668486,1.139621070222438E+22,0,false,0,1.3353562374471554E-19,1.3353562374471554E-19,3.596280877336747E+18,0,false,0,4.3317244076191573E-16,4.3317244076191573E-16,1138134687036691.8,0,false,0,1.2489533902365245E-12,1.2489533902365245E-12,394479886986.80951,0,false,0,3.948238802402221E-9,3.948238802402221E-9,124786523.02706006,0,false,0,1.2485427361846437E-5,1.2485427361846437E-5,39460.963405856106,0,false,0,3.9482388024022076E-2,3.9482388024022076E-2]
[null,8,6,861.46382798233799,null,146,14,6,1820.8056348228931,1,0.66582798395920306,0.66582798395920306,1.1482131092625072E+22,0,false,0,1.1925815890828048E-19,1.1925815890828048E-19,3.6233946140906301E+18,0,false,0,3.868581755669297E-16,3.868581755669297E-16,1146715519665546.3,0,false,0,1.1154168281462684E-12,1.1154168281462684E-12,397454021704.11163,0,false,0,3.5260979602333142E-9,3.5260979602333142E-9,125727336.34259067,0,false,0,1.1150500807211083E-5,1.1150500807211083E-5,39758.47469886511,0,false,0,3.5260979602333098E-2,3.5260979602333098E-2]
[null,8,7,1004.5824192126305,null,147,10,10,1827.6863363243494,1,0.4647306774537211,0.4647306774537211,8.3735053140688382E+21,0,false,0,7.9667629774060096E-20,7.9667629774060096E-20,2.6424113965693583E+18,0,false,0,2.5843157556907696E-16,2.5843157556907696E-16,836258393166387.25,0,false,0,7.4512818009253465E-13,7.4512818009253465E-13,289848925777.80847,0,false,0,2.3555274491448587E-9,2.3555274491448587E-9,91688425.301518396,0,false,0,7.4488318303442242E-6,7.4488318303442242E-6,28994.425902700772,0,false,0,2.3555274491448678E-2,2.3555274491448678E-2]
[null,8,8,1169.7192552475835,null,148,6,12,1846.9523005284273,1,0.75643604700086486,0.75643604700086486,1.5396661228267442E+22,0,false,0,1.147900888308115E-19,1.147900888308115E-19,4.8586955609063905E+18,0,false,0,3.7236432915593319E-16,3.7236432915593319E-16,1537657969505944.8,0,false,0,1.0736271460031947E-12,1.0736271460031947E-12,532955500736.37207,0,false,0,3.3939908328840078E-9,3.3939908328840078E-9,168590759.78000787,0,false,0,1.0732741389645373E-5,1.0732741389645373E-5,53313.079336313152,0,false,0,3.3939908328840071E-2,3.3939908328840071E-2]
[null,8,9,1356.874336087197,null,149,1,13,1867.8094269547169,1,0.9876888576840599,0.9876888576840599,2.2907452216365734E+22,0,false,0,1.3153763610903912E-19,1.3153763610903912E-19,7.2288618126500577E+18,0,false,0,4.2669122506465259E-16,4.2669122506465259E-16,2287757452044365,0,false,0,1.2302662911595079E-12,1.2302662911595079E-12,792941566068.44373,0,false,0,3.8891644364114777E-9,3.8891644364114777E-9,250832613.41692239,0,false,0,1.2298617813985367E-5,1.2298617813985367E-5,79320.236984998468,0,false,0,3.8891644364114804E-2,3.8891644364114804E-2]
[null,8,10,1566.047661731471,null,150,16,1,1871.5508083961338,1,0.20844716295034202,0.20844716295034202,4.9483105862001959E+21,0,false,0,2.7121989258159794E-20,2.7121989258159794E-20,1.5615291083378883E+18,0,false,0,8.7980255424092146E-17,8.7980255424092146E-17,494185661141394.38,0,false,0,2.5367088934032699E-13,2.5367088934032699E-13,171285794184.10504,0,false,0,8.019140315105617E-10,8.019140315105617E-10,54183139.382409185,0,false,0,2.5358748272214208E-6,2.5358748272214208E-6,17134.213122678171,0,false,0,8.0191403151056457E-3,8.0191403151056457E-3]
[null,8,11,1797.239232180405,null,151,2,13,1889.6126498374567,1,0.30901070618326232,0.30901070618326232,8.202223231185539E+21,0,false,0,3.5958534321222134E-20,3.5958534321222134E-20,2.588360230317846E+18,0,false,0,1.1664487453866558E-16,1.1664487453866558E-16,819152524830766.5,0,false,0,3.3631874468406721E-13,3.3631874468406721E-13,283919995674.27649,0,false,0,1.0631835648289251E-9,1.0631835648289251E-9,89812916.315390185,0,false,0,3.362081635716697E-6,3.362081635716697E-6,28401.337885872992,0,false,0,1.0631835648289263E-2,1.0631835648289263E-2]
[null,8,12,2050.4490474339996,null,152,16,2,1904.5781756031242,1,0.38980284088806294,0.38980284088806294,1.134061174804403E+22,0,false,0,4.1384720908404427E-20,4.1384720908404427E-20,3.5787356194486554E+18,0,false,0,1.3424672805224968E-16,1.3424672805224968E-16,1132582043270358.3,0,false,0,3.8706965252476246E-13,3.8706965252476246E-13,392555328926.70752,0,false,0,1.2236192585547091E-9,1.2236192585547091E-9,124177724.15896547,0,false,0,3.8694238458793605E-6,3.8694238458793605E-6,39268.44429984469,0,false,0,1.2236192585547107E-2,1.2236192585547107E-2]
[null,8,13,2325.6771074922544,null,153,15,5,1910.4697762637466,1,0.68652477991084704,0.68652477991084704,2.0703484646953291E+22,0,false,0,7.0316217336006491E-20,7.0316217336006491E-20,6.5333598926475551E+18,0,false,0,2.2809679270913381E-16,2.2809679270913381E-16,2067648153840285,0,false,0,6.5766479062025339E-13,6.5766479062025339E-13,716651218300.9397,0,false,0,2.079034866792646E-9,2.079034866792646E-9,226699552.25846821,0,false,0,6.5744855139695171E-6,6.5744855139695171E-6,71688.692967712908,0,false,0,2.0790348667926475E-2,2.0790348667926475E-2]
[null,8,14,2622.9234123551696,null,154,9,11,1920.7908285159308,1,0.11711584207485305,0.11711584207485305,3.7601773262864473E+21,0,false,0,1.1267030700480451E-20,1.1267030700480451E-20,1.1865921197192264E+18,0,false,0,3.6548802872235022E-17,3.6548802872235022E-17,375527300808873.75,0,false,0,1.0538009106967527E-13,1.0538009106967527E-13,130158555811.3922,0,false,0,3.3313153862625442E-10,3.3313153862625442E-10,41173287.048904292,0,false,0,1.0534544224953298E-6,1.0534544224953298E-6,13020.136583044959,0,false,0,3.3313153862625606E-3,3.3313153862625606E-3]
[null,8,15,2942.1879620227455,null,155,3,13,1925.9513546420233,1,0.89101102661104492,0.89101102661104492,2.9513703803126922E+22,0,false,0,8.3086211365504256E-20,8.3086211365504256E-20,9.3135842588318188E+18,0,false,0,2.6952101590255006E-16,2.6952101590255006E-16,2947520971572534.5,0,false,0,7.7710203806916322E-13,7.7710203806916322E-13,1021616995774.511,0,false,0,2.456604421042053E-9,2.456604421042053E-9,323169918.09601486,0,false,0,7.7684652805321905E-6,7.7684652805321905E-6,102195.30124334685,0,false,0,2.4566044210420641E-2,2.4566044210420641E-2]
[null,8,16,3283.4707564949817,null,156,13,8,1932.8320561434796,1,0.10863488503084853,0.10863488503084853,3.7507448784744937E+21,0,false,0,9.7186872466845254E-21,9.7186872466845254E-21,1.1836155398209723E+18,0,false,0,3.1526175245163131E-17,3.1526175245163131E-17,374585286281502.56,0,false,0,9.0898496184060739E-14,9.0898496184060739E-14,129832051586.0757,0,false,0,2.87351771907157E-10,2.87351771907157E-10,41070003.387620449,0,false,0,9.0868608891180271E-7,9.0868608891180271E-7,12987.475421571176,0,false,0,2.8735177190715739E-3,2.8735177190715739E-3]
[null,8,17,3646.7717957718787,null,157,12,9,1938.2936129602606,1,0.11464587553014728,0.11464587553014728,4.0902946140785056E+21,0,false,0,9.9254177202364505E-21,9.9254177202364505E-21,1.290766614240738E+18,0,false,0,3.2196782393256579E-17,3.2196782393256579E-17,408495973102137.25,0,false,0,9.2832038100196587E-14,9.2832038100196587E-14,141585567278.91327,0,false,0,2.9346415790894005E-10,2.9346415790894005E-10,44788013.874431551,0,false,0,9.2801515061556526E-7,9.2801515061556526E-7,14163.2135718427,0,false,0,2.934641579089401E-3,2.934641579089401E-3]
[null,8,18,4032.0910798534355,null,158,7,12,1941.4329330203,1,0.42450940783090202,0.42450940783090202,1.5433167701966645E+22,0,false,0,3.6066672524961125E-20,3.6066672524961125E-20,4.8702158404706693E+18,0,false,0,1.1699566100552633E-16,1.1699566100552633E-16,1541303855415216.5,0,false,0,3.3733015701275592E-13,3.3733015701275592E-13,534219172494.94135,0,false,0,1.0663808798228748E-9,1.0663808798228748E-9,168990499.31097376,0,false,0,3.3721924334945911E-6,3.3721924334945911E-6,53439.488075179019,0,false,0,1.066380879822878E-2,1.066380879822878E-2]
[null,8,19,4439.4286087396531,null,159,16,3,1959.6237876147754,1,0.52049657806187022,0.52049657806187022,2.1090048222156714E+22,0,false,0,3.967753631329165E-20,3.967753631329165E-20,6.6553470364187433E+18,0,false,0,1.2870884013022307E-16,1.2870884013022307E-16,2106254092707145.5,0,false,0,3.7110242274717506E-13,3.7110242274717506E-13,730032118272.33716,0,false,0,1.1731430464978212E-9,1.1731430464978212E-9,230932356.10344616,0,false,0,3.7098040481219362E-6,3.7098040481219362E-6,73027.223071597633,0,false,0,1.1731430464978225E-2,1.1731430464978225E-2]
[null,8,20,4868.784382430531,null,160,14,7,1963.9242260531855,1,0.4595855364055631,0.4595855364055631,1.9102710717808825E+22,0,false,0,3.4152635211992006E-20,3.4152635211992006E-20,6.0282066605125202E+18,0,false,0,1.1078676939055653E-16,1.1078676939055653E-16,1907779546417317.5,0,false,0,3.1942824197289927E-13,3.1942824197289927E-13,661240421224.58691,0,false,0,1.0097886673750713E-9,1.0097886673750713E-9,209171356.44059965,0,false,0,3.193232144331388E-6,3.193232144331388E-6,66145.790761922515,0,false,0,1.0097886673750748E-2,1.0097886673750748E-2]
[null,9,1,599.69614023630709,null,161,4,13,1976.8255413684165,1,0.58777455413812629,0.58777455413812629,2.6363401138929639E+22,0,false,0,4.0476843430904215E-20,4.0476843430904215E-20,8.3194491445288509E+18,0,false,0,1.3130168992824139E-16,1.3130168992824139E-16,2632901592335589,0,false,0,3.7857831050197156E-13,3.7857831050197156E-13,912569254255.98035,0,false,0,1.1967761062634071E-9,1.1967761062634071E-9,288674652.41341823,0,false,0,3.7845383450600856E-6,3.7845383450600856E-6,91286.940438382095,0,false,0,1.1967761062634105E-2,1.1967761062634105E-2]
[null,9,2,632.72350744329776,null,162,11,10,1980.3088965035286,1,7.2683203165710378E-2,7.2683203165710378E-2,3.3274724430918776E+21,0,false,0,4.9038837095215444E-21,4.9038837095215444E-21,1.0500442497628426E+18,0,false,0,1.5907569950974288E-17,1.5907569950974288E-17,332313249254192.88,0,false,0,4.5865829750729689E-14,4.5865829750729689E-14,115180474247.14659,0,false,0,1.4499279968479057E-10,1.4499279968479057E-10,36435243.91495759,0,false,0,4.5850749132848229E-7,4.5850749132848229E-7,11521.835787505623,0,false,0,1.4499279968479056E-3,1.4499279968479056E-3]
[null,9,3,687.76911945494874,null,163,15,6,2031.5701226893786,1,0.58190657153962611,0.58190657153962611,3.585729632800878E+22,0,false,0,2.9168594065000194E-20,2.9168594065000194E-20,1.1315419876560044E+19,0,false,0,9.4619178990653849E-17,9.4619178990653849E-17,3581052842967783,0,false,0,2.7281270289013066E-13,2.7281270289013066E-13,1241200480819.8828,0,false,0,8.6242585812995097E-10,8.6242585812995097E-10,392631151.7783587,0,false,0,2.7272300247158745E-6,2.7272300247158745E-6,124160.87199548901,0,false,0,8.6242585812994679E-3,8.6242585812994679E-3]
[null,9,4,764.83297627126012,null,164,16,4,2036.6876444310869,1,0.58354235570435509,0.58354235570435509,3.7025436038263168E+22,0,false,0,2.8407374714411344E-20,2.8407374714411344E-20,1.1684047538141315E+19,0,false,0,9.2149881025038872E-17,9.2149881025038872E-17,3697714456049955,0,false,0,2.656930485089923E-13,2.656930485089923E-13,1281635642377.2344,0,false,0,8.399189368092222E-10,8.399189368092222E-10,405422078.2241199,0,false,0,2.6560568902241855E-6,2.6560568902241855E-6,128205.71809071689,0,false,0,8.3991893680922507E-3,8.3991893680922507E-3]
[null,9,5,863.91507789223192,null,165,5,13,2042.2352100166361,1,0.70711846911408283,0.70711846911408283,4.6307892255322236E+22,0,false,0,3.3351537562485064E-20,3.3351537562485064E-20,1.4613294869590422E+19,0,false,0,1.0818811133666636E-16,1.0818811133666636E-16,4624749387009211,0,false,0,3.1193560744434209E-13,3.1193560744434209E-13,1602947907931.4817,0,false,0,9.8610266707343876E-10,9.8610266707343876E-10,507063357.6584841,0,false,0,3.1183304347187815E-6,3.1183304347187815E-6,160347.51282133957,0,false,0,9.8610266707343831E-3,9.8610266707343831E-3]
[null,9,6,985.01542431786402,null,166,8,12,2050.4490474339996,1,0.88924907903491301,0.88924907903491301,6.1017479445289506E+22,0,false,0,4.00294015998074E-20,4.00294015998074E-20,1.9255171762448499E+19,0,false,0,1.2985024600159414E-16,1.2985024600159414E-16,6093789566270213,0,false,0,3.743934048100615E-13,3.743934048100615E-13,2112120337604.8088,0,false,0,1.1835466237491967E-9,1.1835466237491967E-9,668130776.34363687,0,false,0,3.7427030480498159E-6,3.7427030480498159E-6,211281.50281024305,0,false,0,1.1835466237492036E-2,1.1835466237492036E-2]
[null,9,7,1128.1340155481566,null,167,10,11,2058.8779067732835,1,0.74851693087742976,0.74851693087742976,5.3869980340580119E+22,0,false,0,3.212498640824862E-20,3.212498640824862E-20,1.6999648850255333E+19,0,false,0,1.0420933666740154E-16,1.0420933666740154E-16,5379971888693827,0,false,0,3.0046372316789702E-13,3.0046372316789702E-13,1864709622522.6885,0,false,0,9.4983731162382452E-10,9.4983731162382452E-10,589866905.5781002,0,false,0,3.0036493113424124E-6,3.0036493113424124E-6,186532.29379822762,0,false,0,9.4983731162382509E-3,9.4983731162382509E-3]
[null,9,8,1293.2708515831096,null,168,17,1,2111.3862601062729,1,0.31594692604764163,0.31594692604764163,3.0473490747269356E+22,0,false,0,1.0117951103191891E-20,1.0117951103191891E-20,9.6164624280520499E+18,0,false,0,3.2821335999883647E-17,3.2821335999883647E-17,3043374483045431.5,0,false,0,9.4632795191320484E-14,9.4632795191320484E-14,1054840025354.2277,0,false,0,2.9915677948829982E-10,2.9915677948829982E-10,333679418.02855927,0,false,0,9.4601680066377047E-7,9.4601680066377047E-7,105518.69692896969,0,false,0,2.991567794883008E-3,2.991567794883008E-3]
[null,9,9,1480.425932422723,null,169,13,9,2119.987136983093,1,5.472132995692159E-2,5.472132995692159E-2,5.5334009996901414E+21,0,false,0,1.6715049115432558E-21,1.6715049115432558E-21,1.7461649948204014E+18,0,false,0,5.4221476035706188E-18,5.4221476035706188E-18,552618390409509.06,0,false,0,1.5633519112921743E-14,1.5633519112921743E-14,191538701595.29663,0,false,0,4.9421273253475877E-11,4.9421273253475877E-11,60589777.541671932,0,false,0,1.5628378834654354E-7,1.5628378834654354E-7,19160.169995460121,0,false,0,4.9421273253475817E-4,4.9421273253475817E-4]
[null,9,10,1689.599258066997,null,170,6,13,2122.1803605866821,1,0.80900533526542173,0.80900533526542173,8.2795751904983313E+22,0,false,0,2.4416377458489539E-20,2.4416377458489539E-20,2.6127700433135673E+19,0,false,0,7.9203597674264123E-17,7.9203597674264123E-17,8268776319127977,0,false,0,2.2836540953576278E-13,2.2836540953576278E-13,2865975341092.1885,0,false,0,7.2191738947505617E-10,7.2191738947505617E-10,906599068.02332473,0,false,0,2.2829032332240495E-6,2.2829032332240495E-6,286691.7979539627,0,false,0,7.219173894750565E-3,7.219173894750565E-3]
[null,9,11,1920.7908285159308,null,171,14,8,2129.0610620881384,1,0.19361162263611886,0.19361162263611886,2.0574689083581566E+22,0,false,0,5.6275074898717763E-21,5.6275074898717763E-21,6.492716117822593E+18,0,false,0,1.8254912707443141E-17,1.8254912707443141E-17,2054785396030693.3,0,false,0,5.2633854255202119E-14,5.2633854255202119E-14,712192959269.85974,0,false,0,1.6638813530985058E-10,1.6638813530985058E-10,225289263.2637831,0,false,0,5.2616548320741421E-7,5.2616548320741421E-7,71242.720429485387,0,false,0,1.6638813530985071E-3,1.6638813530985071E-3]
[null,9,12,2174.0006437695256,null,172,16,5,2135.769746052059,1,0.57074623288614479,0.57074623288614479,6.2911593704378992E+22,0,false,0,1.599344177322855E-20,1.599344177322855E-20,1.9852893853364777E+19,0,false,0,5.1880674346026353E-17,5.1880674346026353E-17,6282953946941174,0,false,0,1.495860262907176E-13,1.495860262907176E-13,2177685111580.1018,0,false,0,4.7287701680070143E-10,4.7287701680070143E-10,688870997.70174801,0,false,0,1.4953684262359232E-6,1.4953684262359232E-6,217840.13667701441,0,false,0,4.7287701680070121E-3,4.7287701680070121E-3]
[null,9,13,2449.2287038277805,null,173,17,2,2144.4136273132631,1,0.59083082542390319,0.59083082542390319,6.8256746798666115E+22,0,false,0,1.5796730873305312E-20,1.5796730873305312E-20,2.15396538090815E+19,0,false,0,5.1242569410019404E-17,5.1242569410019404E-17,6816772099578634,0,false,0,1.4774619704915722E-13,1.4774619704915722E-13,2362707611045.6274,0,false,0,4.6706087885823632E-10,4.6706087885823632E-10,747399493.45456707,0,false,0,1.4769761831520082E-6,1.4769761831520082E-6,236348.4721372544,0,false,0,4.6706087885823571E-3,4.6706087885823571E-3]
[null,9,14,2746.4750086906956,null,174,12,10,2147.4669386045343,1,0.44199083609258427,0.44199083609258427,5.1913486566194242E+22,0,false,0,1.1623390962695895E-20,1.1623390962695895E-20,1.6382241772473088E+19,0,false,0,3.7704789868405886E-17,3.7704789868405886E-17,5184577692519053,0,false,0,1.0871311446192397E-13,1.0871311446192397E-13,1796985581332.4507,0,false,0,3.4366801852171423E-10,3.4366801852171423E-10,568443639.38822079,0,false,0,1.0867736974855444E-6,1.0867736974855444E-6,179757.66219021831,0,false,0,3.4366801852171325E-3,3.4366801852171325E-3]
[null,9,15,3065.7395583582716,null,175,1,14,2165.055731817632,1,0.92350096825794137,0.92350096825794137,1.1925954139157453E+23,0,false,0,2.2088594805307066E-20,2.2088594805307066E-20,3.763451022038075E+19,0,false,0,7.1652569228325338E-17,7.1652569228325338E-17,1.1910399374359218E+16,0,false,0,2.0659375074616429E-13,2.0659375074616429E-13,4128169585445.167,0,false,0,6.5309199639174747E-10,6.5309199639174747E-10,1305871214.293339,0,false,0,2.0652582302243983E-6,2.0652582302243983E-6,412952.73680167797,0,false,0,6.5309199639174897E-3,6.5309199639174897E-3]
[null,9,16,3407.0223528305078,null,176,9,12,2174.0006437695256,1,0.14629680702287309,0.14629680702287309,1.9820259894559957E+22,0,false,0,3.3353918525400136E-21,3.3353918525400136E-21,6.2546423109515469E+18,0,false,0,1.0819583487506204E-17,1.0819583487506204E-17,1979440875700715.5,0,false,0,3.1195787649600882E-14,3.1195787649600882E-14,686078389348.23608,0,false,0,9.8617306484374349E-11,9.8617306484374349E-11,217028394.99554756,0,false,0,3.118553052015165E-7,3.118553052015165E-7,68630.40451166188,0,false,0,9.8617306484374682E-4,9.8617306484374682E-4]
[null,9,17,3770.3233921074047,null,177,15,7,2174.688713919671,1,0.40165906249345579,0.40165906249345579,5.4617266124942662E+22,0,false,0,9.1237146938535488E-21,9.1237146938535488E-21,1.7235468426290854E+19,0,false,0,2.9596160574404548E-17,2.9596160574404548E-17,5454603000256802,0,false,0,8.5333741505738439E-14,8.5333741505738439E-14,1890576923458.4993,0,false,0,2.6976025846994477E-10,2.6976025846994477E-10,598049554.80903924,0,false,0,8.5305683896075142E-7,8.5305683896075142E-7,189119.87468462755,0,false,0,2.6976025846994424E-3,2.6976025846994424E-3]
[null,9,18,4155.6426761889616,null,178,2,14,2186.8589547003721,1,0.28892872906499584,0.28892872906499584,4.1922053496221758E+22,0,false,0,6.1507123921361491E-21,6.1507123921361491E-21,1.3229263942770526E+19,0,false,0,1.9952122322202532E-17,1.9952122322202532E-17,4186737546590368.5,0,false,0,5.7527368945488975E-14,5.7527368945488975E-14,1451132078684.4341,0,false,0,1.8185769945159784E-10,1.8185769945159784E-10,459039186.85242277,0,false,0,5.7508454030540232E-7,5.7508454030540232E-7,145160.93657252772,0,false,0,1.8185769945159812E-3,1.8185769945159812E-3]
[null,9,19,4562.9802050751787,null,179,17,3,2199.4592393249141,1,0.78892555566295097,0.78892555566295097,1.223765663671459E+23,0,false,0,1.5709425333371414E-20,1.5709425333371414E-20,3.8618143956780835E+19,0,false,0,5.0959361433266296E-17,5.0959361433266296E-17,1.2221695325070888E+16,0,false,0,1.4692963179840886E-13,1.4692963179840886E-13,4236065419615.6245,0,false,0,4.6447952183330398E-10,4.6447952183330398E-10,1340002095.0793753,0,false,0,1.4688132154991565E-6,1.4688132154991565E-6,423745.86898483237,0,false,0,4.6447952183330636E-3,4.6447952183330636E-3]
[null,9,20,4992.3359787660565,null,180,11,11,2211.5004669524628,1,0.11706696114408317,0.11706696114408317,1.9349287149976697E+22,0,false,0,2.1877124254129656E-21,2.1877124254129656E-21,6.1060183236149914E+18,0,false,0,7.0966585876214196E-18,7.0966585876214196E-18,1932405029201831.3,0,false,0,2.0461587507208169E-14,2.0461587507208169E-14,669775665582.27332,0,false,0,6.468394608337459E-11,6.468394608337459E-11,211871325.44210574,0,false,0,2.0454859767099148E-7,2.0454859767099148E-7,66999.595927583519,0,false,0,6.4683946083374689E-4,6.4683946083374689E-4]
[null,10,1,737.78321849365966,null,181,7,13,2216.6609930785553,1,0.4540111185436036,0.4540111185436036,7.7102101428255748E+22,0,false,0,8.2575892365996167E-21,8.2575892365996167E-21,2.4330965810837541E+19,0,false,0,2.6786560650402914E-17,2.6786560650402914E-17,7700153882008488,0,false,0,7.72329044716047E-14,7.72329044716047E-14,2668889603096.5405,0,false,0,2.4415158535200801E-10,2.4415158535200801E-10,844254586.60868287,0,false,0,7.7207510405334845E-7,7.7207510405334845E-7,266976.74187273276,0,false,0,2.4415158535200793E-3,2.4415158535200793E-3]
[null,10,2,770.81058570065034,null,182,3,14,2223.1976595049387,1,0.83310603273709705,0.83310603273709705,1.4640916474907677E+23,0,false,0,1.4642620573017509E-20,1.4642620573017509E-20,4.6202066038598836E+19,0,false,0,4.7498783582202289E-17,4.7498783582202289E-17,1.46218206432836E+16,0,false,0,1.3695184920526608E-13,1.3695184920526608E-13,5067953925490.0166,0,false,0,4.32937377263186E-10,4.32937377263186E-10,1603154863.1131866,0,false,0,1.3690681963712657E-6,1.3690681963712657E-6,506962.08094131068,0,false,0,4.3293737726318665E-3,4.3293737726318665E-3]
[null,10,3,825.85619771230131,null,183,16,6,2256.8700924776908,1,0.48377129757947435,0.48377129757947435,1.012542198546092E+23,0,false,0,7.1392662234574834E-21,7.1392662234574834E-21,3.1952604609329684E+19,0,false,0,2.3158864193245401E-17,2.3158864193245401E-17,1.0112215615921932E+16,0,false,0,6.6773273704360069E-14,6.6773273704360069E-14,3504915295870.04,0,false,0,2.1108620406807272E-10,2.1108620406807272E-10,1108716078.3196187,0,false,0,6.6751318749420904E-7,6.6751318749420904E-7,350606.80859396304,0,false,0,2.1108620406807251E-3,2.1108620406807251E-3]
[null,10,4,902.9200545286127,null,184,4,14,2274.0718462313316,1,0.54957628168118167,0.54957628168118167,1.2564395960644311E+23,0,false,0,7.4250752867497984E-21,7.4250752867497984E-21,3.9649229124671832E+19,0,false,0,2.4085992146568856E-17,2.4085992146568856E-17,1.2548008489946518E+16,0,false,0,6.944643453252739E-14,6.944643453252739E-14,4349166251941.2217,0,false,0,2.1953670141195851E-10,2.1953670141195851E-10,1375779482.1730034,0,false,0,6.9423600646209365E-7,6.9423600646209365E-7,435059.67217937007,0,false,0,2.1953670141195902E-3,2.1953670141195902E-3]
[null,10,5,1002.0021561495845,null,185,17,4,2276.5230961412258,1,0.88448511792560225,0.88448511792560225,2.0475950787521125E+23,0,false,0,1.1801127327266197E-20,1.1801127327266197E-20,6.4615574585751691E+19,0,false,0,3.8281343844746239E-17,3.8281343844746239E-17,2.044924444647702E+16,0,false,0,1.1037547562723235E-13,1.1037547562723235E-13,7087751326879.4502,0,false,0,3.489231376540873E-10,3.489231376540873E-10,2242080961.1296997,0,false,0,1.1033918433193768E-6,1.1033918433193768E-6,709008.25356693089,0,false,0,3.4892313765408751E-3,3.4892313765408751E-3]
[null,10,6,1123.1025025752167,null,186,10,12,2312.0877220268781,1,0.93501984915020719,0.93501984915020719,2.5920806845856299E+23,0,false,0,1.0417887379487537E-20,1.0417887379487537E-20,8.1797804920102814E+19,0,false,0,3.3794290820721852E-17,3.3794290820721852E-17,2.5886998896474744E+16,0,false,0,9.7438087282144606E-14,9.7438087282144606E-14,8972488507223.4316,0,false,0,3.0802497518851438E-10,3.0802497518851438E-10,2838283219.6311975,0,false,0,9.7406049781256557E-7,9.7406049781256557E-7,897543.96186704817,0,false,0,3.0802497518851589E-3,3.0802497518851589E-3]
[null,10,7,1266.2210938055091,null,187,14,9,2316.2161429277521,1,9.7525628924424485E-2,9.7525628924424485E-2,2.7602891496178451E+22,0,false,0,1.0643132144082588E-21,1.0643132144082588E-21,8.7105927962120008E+18,0,false,0,3.4524955954956072E-18,3.4524955954956072E-18,2756688964006178,0,false,0,9.9544792627767755E-15,9.9544792627767755E-15,955474218794.18372,0,false,0,3.1468477198785177E-11,3.1468477198785177E-11,302246856.02110159,0,false,0,9.9512062445236223E-8,9.9512062445236223E-8,95578.848065166298,0,false,0,3.1468477198785144E-4,3.1468477198785144E-4]
[null,10,8,1431.3579298404622,null,188,8,13,2325.6771074922544,1,0.95104834330863774,0.95104834330863774,2.8224199822967842E+23,0,false,0,9.8985153709853893E-21,9.8985153709853893E-21,8.9066579017936912E+19,0,false,0,3.2109514621852537E-17,3.2109514621852537E-17,2.8187387607798976E+16,0,false,0,9.2580421495129369E-14,9.2580421495129369E-14,9769808094443.5547,0,false,0,2.9266873795874413E-10,2.9266873795874413E-10,3090500740.251956,0,false,0,9.254998118766102E-7,9.254998118766102E-7,977302.14496325958,0,false,0,2.9266873795874455E-3,2.9266873795874455E-3]
[null,10,9,1618.5130106800757,null,189,13,10,2329.1604626273665,1,0.21096551679609193,0.21096551679609193,6.3707095452319847E+22,0,false,0,2.1578520064635565E-21,2.1578520064635565E-21,2.010392885076521E+19,0,false,0,6.9997952174152544E-18,6.9997952174152544E-18,6362400366157701,0,false,0,2.0182304193625541E-14,2.0182304193625541E-14,2205221408321.6152,0,false,0,6.3801065085436322E-11,6.3801065085436322E-11,697581603.33911884,0,false,0,2.0175668281462484E-7,2.0175668281462484E-7,220594.67203837266,0,false,0,6.3801065085436536E-4,6.3801065085436536E-4]
[null,10,10,1827.6863363243494,null,190,5,14,2339.4815148795515,1,0.66116427842584524,0.66116427842584524,2.1018973142511779E+23,0,false,0,6.4238261751805557E-21,6.4238261751805557E-21,6.6329180065893474E+19,0,false,0,2.0838068414259843E-17,2.0838068414259843E-17,2.0991558549120152E+16,0,false,0,6.0081791321241964E-14,6.0081791321241964E-14,7275718540565.8506,0,false,0,1.8993283629858748E-10,1.8993283629858748E-10,2301540963.5601697,0,false,0,6.0062036515944346E-7,6.0062036515944346E-7,727811.15730287274,0,false,0,1.8993283629858812E-3,1.8993283629858812E-3]
[null,10,11,2058.8779067732835,null,191,15,8,2339.825549954624,1,0.16920868190080604,0.16920868190080604,5.3884921153094729E+22,0,false,0,1.6412114809660062E-21,1.6412114809660062E-21,1.7004363694491269E+19,0,false,0,5.3238795991669393E-18,5.3238795991669393E-18,5381464021247370,0,false,0,1.535018585876584E-14,1.535018585876584E-14,1865226798818.0671,0,false,0,4.8525589429872328E-11,4.8525589429872328E-11,590030504.87383831,0,false,0,1.5345138740058898E-7,1.5345138740058898E-7,186584.0284380402,0,false,0,4.8525589429872571E-4,4.8525589429872571E-4]
[null,10,12,2312.0877220268781,null,192,18,1,2365.7571937382381,1,0.10959924948563135,0.10959924948563135,3.9673985823187063E+22,0,false,0,9.3518135556856392E-22,9.3518135556856392E-22,1.2519845435624401E+19,0,false,0,3.0336084034108002E-18,3.0336084034108002E-18,3962223989905492.5,0,false,0,8.7467141109570529E-15,8.7467141109570529E-15,1373315205622.8953,0,false,0,2.7650444217025219E-11,2.7650444217025219E-11,434423237.23745143,0,false,0,8.7438382041231143E-8,8.7438382041231143E-8,137376.68981740155,0,false,0,2.7650444217025338E-4,2.7650444217025338E-4]
[null,10,13,{"$f":"3.1416/2*SQRT($H$2/$I$2)*(B202^2/$C$2^2+C202^2/$D$2^2)","v":2587.3157820851334},null,193,17,5,2375.6051977621973,1,{"$f":"ABS(SIN(G202*3.1416*$J$2/$C$2)*SIN(H202*3.1416*$K$2/$D$2))*(1/F202^$M$2)+(1-1/F202^$M$2)","v":0.86508981595785717},{"$f":"$J202*$K202","v":0.86508981595785717},{"$f":"10^(LOG10($I202/22.27)/LOG10(2)*70/20)*$L202","v":3.2865121360191985E+23},{"$f":"IF($I202<22.27,M202,0)","v":0},{"$f":"AND($I202>22.27,$I202<44.45)","v":false},{"$f":"IF($O202=TRUE,$L202,0)","v":0},{"$f":"10^(LOG10(44.45/$I202)/LOG10(2)*70/20)*$L202","v":7.0335353055460877E-21},{"$f":"IF($I202>44.45,Q202,0)","v":7.0335353055460877E-21},{"$f":"10^(LOG10($I202/44.548)/LOG10(2)*70/20)*$L202","v":1.0371184823385385E+20},{"$f":"IF($I202<44.528,S202,0)","v":0},{"$f":"AND($I202>44.548,$I202<89.095)","v":false},{"$f":"IF($U202=TRUE,$L202,0)","v":0},{"$f":"10^(LOG10(89.095/$I202)/LOG10(2)*70/20)*$L202","v":2.2815886652935912E-17},{"$f":"IF($I202>89.095,W202,0)","v":2.2815886652935912E-17},{"$f":"10^(LOG10($I202/89.09)/LOG10(2)*70/20)*$L202","v":3.2822256091144708E+16},{"$f":"IF($I202<89.09,Y202,0)","v":0},{"$f":"AND($I202>89.09,$I202<176.78)","v":false},{"$f":"IF($AA202=TRUE,$L202,0)","v":0},{"$f":"10^(LOG10(176.78/$I202)/LOG10(2)*70/20)*$L202","v":6.5784376624502082E-14},{"$f":"IF($I202>176.78,AC202,0)","v":6.5784376624502082E-14},{"$f":"10^(LOG10($I202/176.78)/LOG10(2)*70/20)*$L202","v":11376263302543.131},{"$f":"IF($I202<176.78,AE202,0)","v":0},{"$f":"AND($I202>176.78,$I202<353.55)","v":false},{"$f":"IF($AG202=TRUE,$L202,0)","v":0},{"$f":"10^(LOG10(353.55/$I202)/LOG10(2)*70/20)*$L202","v":2.0796006513222338E-10},{"$f":"IF($I202>353.55,AI202,0)","v":2.0796006513222338E-10},{"$f":"10^(LOG10($I202/353.55)/LOG10(2)*70/20)*$L202","v":3598673568.3996363},{"$f":"IF($I202<353.55,AK202,0)","v":0},{"$f":"AND($I202>353.55,$I202<707.1)","v":false},{"$f":"IF($AM202=TRUE,$L202,0)","v":0},{"$f":"10^(LOG10(707.1/$I202)/LOG10(2)*70/20)*$L202","v":6.5762746817479496E-7},{"$f":"IF($I202>707.1,AO202,0)","v":6.5762746817479496E-7},{"$f":"10^(LOG10($I202/707.1)/LOG10(2)*70/20)*$L202","v":1138000.5031588529},{"$f":"IF($I202<707.1,AQ202,0)","v":0},{"$f":"AND($I202>707.1,$I202<1414.2)","v":false},{"$f":"IF($AS202=TRUE,$L202,0)","v":0},{"$f":"10^(LOG10(1414.2/$I202)/LOG10(2)*70/20)*$L202","v":2.0796006513222431E-3},{"$f":"IF($I202>1414.2,AU202,0)","v":2.0796006513222431E-3}]
[null,10,14,2884.5620869480485,null,194,12,11,2378.6585090534686,{"$f":"IF(ABS(I203-I202)>0.0001,1,$L$2)","v":1},0.71189108048696836,0.71189108048696836,2.7451959291184135E+23,0,false,0,5.7021714348808612E-21,5.7021714348808612E-21,8.6629634028303204E+19,0,false,0,1.849711297123413E-17,1.849711297123413E-17,2.741615429268736E+16,0,false,0,5.3332183170231945E-14,5.3332183170231945E-14,9502496998093.5273,0,false,0,1.6859571914821736E-10,1.6859571914821736E-10,3005941746.5479689,0,false,0,5.3314647626243194E-7,5.3314647626243194E-7,950562.24328761268,0,false,0,1.6859571914821774E-3,1.6859571914821774E-3]
[null,10,15,3203.826636615624,null,195,18,2,2398.7845609452283,1,0.20495409102246345,0.20495409102246345,8.7168661231354058E+22,0,false,0,1.4884673762966878E-21,1.4884673762966878E-21,2.7507651243073536E+19,0,false,0,4.828397309301828E-18,4.828397309301828E-18,8705496902632063,0,false,0,1.392157630862749E-14,1.392157630862749E-14,3017343617964.6035,0,false,0,4.4009414764402563E-11,4.4009414764402563E-11,954481663.79211509,0,false,0,1.3916998914655545E-7,1.3916998914655545E-7,301833.60424501344,0,false,0,4.4009414764402827E-4,4.4009414764402827E-4]
[null,10,16,3545.1094310878602,null,196,16,7,2399.9886837079835,1,0.33392151824802391,0.33392151824802391,1.4285065260944418E+23,0,false,0,2.4109771653917778E-21,2.4109771653917778E-21,4.5079113024310501E+19,0,false,0,7.820900775890115E-18,7.820900775890115E-18,1.426643355838492E+16,0,false,0,2.2549773761161631E-14,2.2549773761161631E-14,4944776011061.9111,0,false,0,7.1285199628104768E-11,7.1285199628104768E-11,1564189774.7467873,0,false,0,2.2542359428459942E-7,2.2542359428459942E-7,494640.23809455824,0,false,0,7.1285199628104998E-4,7.1285199628104998E-4]
[null,10,17,3908.4104703647572,null,197,6,14,2419.4266654495973,1,0.75642972443295908,0.75642972443295908,3.5541686748747559E+23,0,false,0,4.9726243378043525E-21,4.9726243378043525E-21,1.1215823552460851E+20,0,false,0,1.6130555734825577E-17,1.6130555734825577E-17,3.5495330493184396E+16,0,false,0,4.6508758119454037E-14,4.6508758119454037E-14,12302756537512.834,0,false,0,1.4702524921605978E-10,1.4702524921605978E-10,3891752818.3534732,0,false,0,4.6493466107663365E-7,4.6493466107663365E-7,1230680.2996376534,0,false,0,1.470252492160599E-3,1.470252492160599E-3]
[null,10,18,4293.7297544463145,null,198,9,13,2449.2287038277805,1,0.15646385161449722,0.15646385161449722,8.4762052348260536E+22,0,false,0,8.9209906320555981E-22,8.9209906320555981E-22,2.6748202183061959E+19,0,false,0,2.8938549712317208E-18,2.8938549712317208E-18,8465149903129367,0,false,0,8.3437671399765022E-15,8.3437671399765022E-15,2934038840172.1802,0,false,0,2.637663297749245E-11,2.637663297749245E-11,928129715.53015614,0,false,0,8.3410237215184819E-8,8.3410237215184819E-8,293500.38651594549,0,false,0,2.6376632977492419E-4,2.6376632977492419E-4]
[null,10,19,4701.0672833325316,null,199,18,3,2453.8301729568798,1,0.2736714355234966,0.2736714355234966,1.5152859577749733E+23,0,false,0,1.5266899796823994E-21,1.5266899796823994E-21,4.7817595304546853E+19,0,false,0,4.9523865335744158E-18,4.9523865335744158E-18,1.5133096029776878E+16,0,false,0,1.4279070801434294E-14,1.4279070801434294E-14,5245163054585.334,0,false,0,4.5139539906924828E-11,4.5139539906924828E-11,1659211741.5446141,0,false,0,1.4274375863794826E-7,1.4274375863794826E-7,524688.8223775574,0,false,0,4.51395399069251E-4,4.51395399069251E-4]
[null,10,20,5130.4230570234095,null,200,11,12,2464.7102822060574,1,0.1462357467600662,0.1462357467600662,8.5242860196579554E+22,0,false,0,7.7488203858591988E-22,7.7488203858591988E-22,2.6899929815672443E+19,0,false,0,2.5136179735717887E-18,2.5136179735717887E-18,8513167977230424,0,false,0,7.2474409598404268E-15,7.2474409598404268E-15,2950682006100.1313,0,false,0,2.2910885097435044E-11,2.2910885097435044E-11,933394477.75713956,0,false,0,7.2450580118303626E-8,7.2450580118303626E-8,295165.25051359273,0,false,0,2.2910885097435075E-4,2.2910885097435075E-4]
[null,11,1,890.40577867283889,null,201,1,15,2484.3202814852079,1,0.73928739804737731,0.73928739804737731,4.7253463071372689E+23,0,false,0,3.5725595571175841E-21,3.5725595571175841E-21,1.4911686881881509E+20,0,false,0,1.1588925110219484E-17,1.1588925110219484E-17,4.7191831398518608E+16,0,false,0,3.341400777978177E-14,3.341400777978177E-14,16356788461705.174,0,false,0,1.0562962804794467E-10,1.0562962804794467E-10,5174171934.6355095,0,false,0,3.3403021302791139E-7,3.3403021302791139E-7,1636216.8318767985,0,false,0,1.0562962804794513E-3,1.0562962804794513E-3]
[null,11,2,923.43314587982957,null,202,17,6,2496.7055441878297,1,0.73326042061184604,0.73326042061184604,4.9658013845578026E+23,0,false,0,3.34436488820964E-21,3.34436488820964E-21,1.567048646832417E+20,0,false,0,1.0848690864646977E-17,1.0848690864646977E-17,4.9593245969004104E+16,0,false,0,3.1279712096171915E-14,3.1279712096171915E-14,17189123825141.049,0,false,0,9.8882611626273654E-11,9.8882611626273654E-11,5437466057.9150925,0,false,0,3.1269427372487197E-7,3.1269427372487197E-7,1719477.744286862,0,false,0,9.8882611626273809E-4,9.8882611626273809E-4]
[null,11,3,978.47875789148065,null,203,2,15,2506.1235043679476,1,0.23129522942951133,0.23129522942951133,1.636474283088555E+23,0,false,0,1.0097426000328862E-21,1.0097426000328862E-21,5.1641912599739376E+19,0,false,0,3.2754755198036848E-18,3.2754755198036848E-18,1.6343398649720018E+16,0,false,0,9.4440824718672627E-15,9.4440824718672627E-15,5664656499581.8896,0,false,0,2.9854991515296897E-11,2.9854991515296897E-11,1791910847.7870309,0,false,0,9.4409772713340261E-8,9.4409772713340261E-8,566651.96429703175,0,false,0,2.9854991515296974E-4,2.9854991515296974E-4]
[null,11,4,1055.5426147077919,null,204,7,14,2513.9072979414705,1,0.42450585962670379,0.42450585962670379,3.1137588608806738E+23,0,false,0,1.7875941122030013E-21,1.7875941122030013E-21,9.8260305470111875E+19,0,false,0,5.7987260849204468E-18,5.7987260849204468E-18,3.1096976523472504E+16,0,false,0,1.6719296800312746E-14,1.6719296800312746E-14,10778277759506.959,0,false,0,5.2853674838396217E-11,5.2853674838396217E-11,3409511739.8817916,0,false,0,1.6713799519926369E-7,1.6713799519926369E-7,1078182.2807110026,0,false,0,5.2853674838396246E-4,5.2853674838396246E-4]
[null,11,5,1154.6247163287637,null,205,14,10,2525.3894685720256,1,0.37598765825139946,0.37598765825139946,2.9079400398844247E+23,0,false,0,1.5015792038420148E-21,1.5015792038420148E-21,9.1765319465681289E+19,0,false,0,4.8709303965888331E-18,4.8709303965888331E-18,2.9041472764006832E+16,0,false,0,1.4044210711386158E-14,1.4044210711386158E-14,10065835813952.859,0,false,0,4.439709128721491E-11,4.439709128721491E-11,3184143714.3446536,0,false,0,1.4039592995401545E-7,1.4039592995401545E-7,1006914.6534637696,0,false,0,4.4397091287214861E-4,4.4397091287214861E-4]
[null,11,6,1275.7250627543958,null,206,15,9,2526.9806307942376,1,8.5233432255582248E-2,8.5233432255582248E-2,6.6405233716834217E+22,0,false,0,3.37912422952649E-22,3.37912422952649E-22,2.0955375291922014E+19,0,false,0,1.0961445710846449E-18,1.0961445710846449E-18,6631862280253884,0,false,0,3.1604814836269317E-15,3.1604814836269317E-15,2298617477021.2544,0,false,0,9.9910338732227789E-12,9.9910338732227789E-12,727125747.57025719,0,false,0,3.1594423219278133E-8,3.1594423219278133E-8,229937.35076746601,0,false,0,9.9910338732228123E-5,9.9910338732228123E-5]
[null,11,7,1418.8436539846884,null,207,18,4,2530.8940297731911,1,0.30682021920111585,0.30682021920111585,2.4338289015436006E+23,0,false,0,1.1947152876288362E-21,1.1947152876288362E-21,7.6803883027737166E+19,0,false,0,3.8755032001581582E-18,3.8755032001581582E-18,2.4306545109933172E+16,0,false,0,1.1174124679299288E-14,1.1174124679299288E-14,8424699885890.665,0,false,0,3.5324066523679123E-11,3.5324066523679123E-11,2665000272.4775915,0,false,0,1.1170450643413203E-7,1.1170450643413203E-7,842747.08259984851,0,false,0,3.5324066523679116E-4,3.5324066523679116E-4]
[null,11,8,1583.9804900196414,null,208,3,15,2542.4622091725141,1,0.66692381752625762,0.66692381752625762,5.5783992518685027E+23,0,false,0,2.4628013001316544E-21,2.4628013001316544E-21,1.760365009022606E+20,0,false,0,7.9890116238129742E-18,7.9890116238129742E-18,5.5711234660236096E+16,0,false,0,2.3034482837019631E-14,2.3034482837019631E-14,19309631630581.324,0,false,0,7.2817480333005705E-11,7.2817480333005705E-11,6108250056.850565,0,false,0,2.302690913268135E-7,2.302690913268135E-7,1931598.2697500838,0,false,0,7.2817480333005726E-4,7.2817480333005726E-4]
[null,11,9,1771.1355708592548,null,209,13,11,2560.3520330763008,1,0.3397909129183897,0.3397909129183897,3.0835473473687959E+23,0,false,0,1.1565366835801365E-21,1.1565366835801365E-21,9.730692639388051E+19,0,false,0,3.7516567040930028E-18,3.7516567040930028E-18,3.0795255430609076E+16,0,false,0,1.0817041710545766E-14,1.0817041710545766E-14,10673700591294.785,0,false,0,3.4195242306593947E-11,3.4195242306593947E-11,3376430658.5904408,0,false,0,1.081348508301863E-7,1.081348508301863E-7,1067721.1242768194,0,false,0,3.4195242306593935E-4,3.4195242306593935E-4]
[null,11,10,1980.3088965035286,null,210,16,8,2565.1255197429364,1,0.14067258836462745,0.14067258836462745,1.3045287972898676E+23,0,false,0,4.6854553081847712E-22,4.6854553081847712E-22,4.116677104533572E+19,0,false,0,1.5199016225118658E-18,1.5199016225118658E-18,1.3028273285119832E+16,0,false,0,4.3822877580191127E-15,4.3822877580191127E-15,4515627044571.0918,0,false,0,1.3853454183927995E-11,1.3853454183927995E-11,1428436320.247246,0,false,0,4.3808468682001668E-8,4.3808468682001668E-8,451711.22644909896,0,false,0,1.3853454183927988E-4,1.3853454183927988E-4]
[null,11,11,2211.5004669524628,null,211,10,13,2587.3157820851334,1,0.99999999939284034,0.99999999939284034,1.0250327014339297E+24,0,false,0,3.0133445468578718E-21,3.0133445468578718E-21,3.2346765070711253E+20,0,false,0,9.7749033225352909E-18,9.7749033225352909E-18,1.023695773386489E+17,0,false,0,2.8183691978282354E-14,2.8183691978282354E-14,35481511774832.609,0,false,0,8.9095355466014734E-11,8.9095355466014734E-11,11223929615.131611,0,false,0,2.8174425221493768E-7,2.8174425221493768E-7,3549318.1881233142,0,false,0,8.9095355466014474E-4,8.9095355466014474E-4]
[null,11,12,2464.7102822060574,null,212,4,15,2593.3363958989075,1,0.43995061540547492,0.43995061540547492,4.633166356550489E+23,0,false,0,1.2903765981607282E-21,1.2903765981607282E-21,1.4620796337444543E+20,0,false,0,4.1858162253086728E-18,4.1858162253086728E-18,4.6271234175867536E+16,0,false,0,1.2068841120896012E-14,1.2068841120896012E-14,16037707519451.223,0,false,0,3.8152478055666393E-11,3.8152478055666393E-11,5073236493.662281,0,false,0,1.2064872903549797E-7,1.2064872903549797E-7,1604298.2428659217,0,false,0,3.8152478055666379E-4,3.8152478055666379E-4]
[null,11,13,2739.9383422643123,null,213,8,14,2622.9234123551696,1,0.88924164636732705,0.88924164636732705,1.0685033631962196E+24,0,false,0,2.2858630521228789E-21,2.2858630521228789E-21,3.3718560606137195E+20,0,false,0,7.4150466352597416E-18,7.4150466352597416E-18,1.067109737302081E+17,0,false,0,2.137958642424283E-14,2.137958642424283E-14,36986248935920.617,0,false,0,6.7585959059305861E-11,6.7585959059305861E-11,11699925792.873636,0,false,0,2.137255684742977E-7,2.137255684742977E-7,3699841.3960432103,0,false,0,6.7585959059305906E-4,6.7585959059305906E-4]
[null,11,14,3037.1846471272274,null,214,18,5,2629.9761313941631,1,0.3000921570996618,0.3000921570996618,3.7202303201780473E+23,0,false,0,7.4769758149846571E-22,7.4769758149846571E-22,1.1739861177832974E+20,0,false,0,2.4254350805194306E-18,2.4254350805194306E-18,3.7153781039989128E+16,0,false,0,6.9931858113713585E-15,6.9931858113713585E-15,12877579000731.33,0,false,0,2.2107124083818757E-11,2.2107124083818757E-11,4073587428.7078261,0,false,0,6.9908864620830301E-8,6.9908864620830301E-8,1288181.4522545529,0,false,0,2.2107124083818732E-4,2.2107124083818732E-4]
[null,11,15,3356.4491967948034,null,215,12,12,2631.8683243070632,1,0.88926818249526129,0.88926818249526129,1.1116793874973319E+24,0,false,0,2.1972145571457381E-21,2.1972145571457381E-21,3.5081058322358252E+20,0,false,0,7.1274822845473312E-18,7.1274822845473312E-18,1.110229448045828E+17,0,false,0,2.0550460568263243E-14,2.0550460568263243E-14,38480787219906.922,0,false,0,6.4964894972972251E-11,6.4964894972972251E-11,12172695741.714443,0,false,0,2.054370360682156E-7,2.054370360682156E-7,3849344.3808050272,0,false,0,6.4964894972972223E-4,6.4964894972972223E-4]
[null,11,16,3697.7319912670396,null,216,19,1,2634.6636092920298,1,0.35023641024828633,0.35023641024828633,4.4326986333267575E+23,0,false,0,8.5475351080368997E-22,8.5475351080368997E-22,1.3988184096068321E+20,0,false,0,2.7727107878904553E-18,2.7727107878904553E-18,4.4269171600912984E+16,0,false,0,7.9944756702205636E-15,7.9944756702205636E-15,15343788401350.109,0,false,0,2.5272439542397614E-11,2.5272439542397614E-11,4853727827.0196056,0,false,0,7.9918470982879693E-8,7.9918470982879693E-8,1534883.5075921761,0,false,0,2.5272439542397591E-4,2.5272439542397591E-4]
[null,11,17,4061.0330305439365,null,217,17,7,2639.8241354181218,1,0.50613055000781204,0.50613055000781204,6.553150398352073E+23,0,false,0,1.2074286651133212E-21,1.2074286651133212E-21,2.0679654035622098E+20,0,false,0,3.9167437665392323E-18,3.9167437665392323E-18,6.5446032656074824E+16,0,false,0,1.1293032394449215E-14,1.1293032394449215E-14,22683733181985.988,0,false,0,3.5699962100351549E-11,3.5699962100351549E-11,7175585591.1311398,0,false,0,1.1289319261879934E-7,1.1289319261879934E-7,2269119.4013460148,0,false,0,3.5699962100351569E-4,3.5699962100351569E-4]
[null,11,18,4446.3523146254929,null,218,5,15,2658.7460645471269,1,0.5292798122359863,0.5292798122359863,7.4462483139588772E+23,0,false,0,1.162036199787273E-21,1.162036199787273E-21,2.3497986408907525E+20,0,false,0,3.769496429490966E-18,3.769496429490966E-18,7.4365363328627408E+16,0,false,0,1.0868478467412156E-14,1.0868478467412156E-14,25775192036357.145,0,false,0,3.4357846132258724E-11,3.4357846132258724E-11,8153512259.2431374,0,false,0,1.0864904927554474E-7,1.0864904927554474E-7,2578366.9669313482,0,false,0,3.435784613225884E-4,3.435784613225884E-4]
[null,11,19,4853.6898435117109,null,219,19,2,2667.6909764990201,1,0.65495325417186301,0.65495325417186301,9.5812452952724647E+23,0,false,0,1.3828821246495778E-21,1.3828821246495778E-21,3.02353564152129E+20,0,false,0,4.4858922916754312E-18,4.4858922916754312E-18,9.5687486836552848E+16,0,false,0,1.2934041639558676E-14,1.2934041639558676E-14,33165485090007.004,0,false,0,4.0887582733188196E-11,4.0887582733188196E-11,10491296781.947699,0,false,0,1.2929788945544675E-7,1.2929788945544675E-7,3317639.3439749428,0,false,0,4.0887582733187966E-4,4.0887582733187966E-4]
[null,11,20,5283.0456172025888,null,220,19,3,2722.7365885106715,1,0.87454705771329988,0.87454705771329988,1.6222782580143608E+24,0,false,0,1.4562218108895844E-21,1.4562218108895844E-21,5.1193931293999556E+20,0,false,0,4.7237968298234051E-18,4.7237968298234051E-18,1.6201623554671712E+17,0,false,0,1.361998481486774E-14,1.361998481486774E-14,56155169521194.289,0,false,0,4.305601230163268E-11,4.305601230163268E-11,17763664474.937626,0,false,0,1.3615506583738825E-7,1.3615506583738825E-7,5617363.9331821799,0,false,0,4.3056012301632751E-4,4.3056012301632751E-4]
[null,12,1,1057.5638207738448,null,221,15,10,2736.1539564385112,1,0.32859791781850106,0.32859791781850106,6.4539998426654203E+23,0,false,0,5.1675796239505396E-22,5.1675796239505396E-22,2.0366766483162697E+20,0,false,0,1.6762965684853675E-18,1.6762965684853675E-18,6.445582029852364E+16,0,false,0,4.833216717502071E-15,4.833216717502071E-15,22340523486904.477,0,false,0,1.5278947904410528E-11,1.5278947904410528E-11,7067017458.9367828,0,false,0,4.8316275628993729E-8,4.8316275628993729E-8,2234787.1434415686,0,false,0,1.527894790441051E-4,1.527894790441051E-4]
[null,12,2,1090.5911879808355,null,222,6,15,2738.6912151171732,1,0.60554236758043378,0.60554236758043378,1.202233678258122E+24,0,false,0,9.4207763254512072E-22,9.4207763254512072E-22,3.7938663123927977E+20,0,false,0,3.0559790416445064E-18,3.0559790416445064E-18,1.2006656307979677E+17,0,false,0,8.8112147158768479E-15,8.8112147158768479E-15,41615324419934.625,0,false,0,2.7854345974379258E-11,2.7854345974379258E-11,13164249459.391186,0,false,0,8.8083176013381054E-8,8.8083176013381054E-8,4162901.1978316247,0,false,0,2.7854345974379427E-4,2.7854345974379427E-4]
[null,12,3,1145.6367999924864,null,223,11,13,2739.9383422643123,1,0.15639854790696062,0.15639854790696062,3.12159046624365E+23,0,false,0,2.4203380066951034E-22,2.4203380066951034E-22,9.850744597445709E+19,0,false,0,7.8512661447799805E-19,7.8512661447799805E-19,3.1175190431162424E+16,0,false,0,2.263732533843674E-15,2.263732533843674E-15,10805386865149.42,0,false,0,7.156197099308257E-12,7.156197099308257E-12,3418087211.4003654,0,false,0,2.2629882218904264E-8,2.2629882218904264E-8,1080894.0829118567,0,false,0,7.1561970993082612E-5,7.1561970993082612E-5]
[null,12,4,1222.7006568087977,null,224,9,14,2746.4750086906956,1,0.14629558422089203,0.14629558422089203,3.0019710739740624E+23,0,false,0,2.2021274232200757E-22,2.2021274232200757E-22,9.4732639205625774E+19,0,false,0,7.1434189921380526E-19,7.1434189921380526E-19,2.9980556678403552E+16,0,false,0,2.0596410409716048E-15,2.0596410409716048E-15,10391324282621.527,0,false,0,6.5110153353633654E-12,6.5110153353633654E-12,3287106059.5248461,0,false,0,2.0589638340033378E-8,2.0589638340033378E-8,1039474.2058639491,0,false,0,6.5110153353633969E-5,6.5110153353633969E-5]
[null,12,5,1321.7827584297695,null,225,18,6,2751.0764778197949,1,0.25436168277344939,0.25436168277344939,5.3220599379849707E+23,0,false,0,3.7550016385409296E-22,3.7550016385409296E-22,1.6794724916133482E+20,0,false,0,1.2180743828638157E-18,1.2180743828638157E-18,5.3151184899790912E+16,0,false,0,3.5120381328095164E-15,3.5120381328095164E-15,18422312975167.816,0,false,0,1.1102388079389247E-11,1.1102388079389247E-11,5827562971.2000055,0,false,0,3.5108833797972279E-8,3.5108833797972279E-8,1842837.2197050208,0,false,0,1.1102388079389234E-4,1.1102388079389234E-4]
[null,12,6,1442.8831048554016,null,226,16,9,2752.2806005825496,1,7.0859292773302815E-2,7.0859292773302815E-2,1.4901654691433031E+23,0,false,0,1.0407481430168088E-22,1.0407481430168088E-22,4.7024872747409187E+19,0,false,0,3.3760535255437129E-19,3.3760535255437129E-19,1.4882218784576116E+16,0,false,0,9.7340760851065705E-16,9.7340760851065705E-16,5158208471387.4238,0,false,0,3.0771730318514813E-12,3.0771730318514813E-12,1631705243.8587027,0,false,0,9.7308755350964921E-9,9.7308755350964921E-9,515990.50406339986,0,false,0,3.077173031851475E-5,3.077173031851475E-5]
[null,12,7,1586.0016960856942,null,227,14,11,2756.5810390209599,1,0.60558328007118745,0.60558328007118745,1.2968661032259157E+24,0,false,0,8.7345216592741886E-22,8.7345216592741886E-22,4.0924960843233244E+20,0,false,0,2.8333668274682948E-18,2.8333668274682948E-18,1.2951746287346605E+17,0,false,0,8.1693634496365426E-15,8.1693634496365426E-15,44891026254694.813,0,false,0,2.5825301420313851E-11,2.5825301420313851E-11,14200458036.602518,0,false,0,8.1666773748573093E-8,8.1666773748573093E-8,4490579.121330658,0,false,0,2.5825301420313889E-4,2.5825301420313889E-4]
[null,12,8,1751.1385321206471,null,228,19,4,2799.8004453269828,1,0.98047762798484572,0.98047762798484572,2.5160131752560579E+24,0,false,0,1.1801819808536883E-21,1.1801819808536883E-21,7.9397356768199285E+20,0,false,0,3.8283590165194611E-18,3.8283590165194611E-18,2.5127315935298739E+17,0,false,0,1.1038195237707885E-14,1.1038195237707885E-14,87091807879492.984,0,false,0,3.4894361220122441E-11,3.4894361220122441E-11,27549906213.05365,0,false,0,1.1034565895223925E-7,1.1034565895223925E-7,8712045.2957273722,0,false,0,3.4894361220122526E-4,3.4894361220122526E-4]
[null,12,9,1938.2936129602606,null,229,17,8,2804.9609714530752,1,0.21321984547017964,0.21321984547017964,5.5898644288863748E+23,0,false,0,2.5121206108041738E-22,2.5121206108041738E-22,1.7639830534710401E+20,0,false,0,8.1489971436436977E-19,8.1489971436436977E-19,5.5825736892582672E+16,0,false,0,2.3495764392766438E-15,2.3495764392766438E-15,19349318346213.813,0,false,0,7.4275701073241997E-12,7.4275701073241997E-12,6120804226.0681314,0,false,0,2.3488039019725817E-8,2.3488039019725817E-8,1935568.2466359416,0,false,0,7.4275701073242309E-5,7.4275701073242309E-5]
[null,12,10,2147.4669386045343,null,230,13,12,2813.5618483298954,1,0.4244543243225441,0.4244543243225441,1.1530922258095407E+24,0,false,0,4.8259675143627093E-22,4.8259675143627093E-22,3.638791550839965E+20,0,false,0,1.5654819804718498E-18,1.5654819804718498E-18,1.1515882724860704E+17,0,false,0,4.5137082669097179E-15,4.5137082669097179E-15,39914292812604.359,0,false,0,1.4268905678506991E-11,1.4268905678506991E-11,12626159110.959827,0,false,0,4.512224166219249E-8,4.512224166219249E-8,3992742.0890319617,0,false,0,1.4268905678506999E-4,1.4268905678506999E-4]
[null,12,11,2378.6585090534686,null,231,1,16,2825.6030759574442,1,0.45899003767752311,0.45899003767752311,1.3103892911935605E+24,0,false,0,4.9658397052184846E-22,4.9658397052184846E-22,4.1351709554356263E+20,0,false,0,1.6108547256679611E-18,1.6108547256679611E-18,1.3086801786998509E+17,0,false,0,4.644530172009032E-15,4.644530172009032E-15,45359131469714.656,0,false,0,1.4682464844089249E-11,1.4682464844089249E-11,14348534590.363735,0,false,0,4.6430030572671302E-8,4.6430030572671302E-8,4537405.0391260237,0,false,0,1.4682464844089363E-4,1.4682464844089363E-4]
[null,12,12,2631.8683243070632,null,232,7,15,2833.1718476090459,1,0.33982837398783888,0.33982837398783888,1.0008390446823583E+24,0,false,0,3.5640316208650124E-22,3.5640316208650124E-22,3.1583290373708487E+20,0,false,0,1.1561261578514552E-18,1.1561261578514552E-18,9.995336718996632E+16,0,false,0,3.333424633039728E-15,3.333424633039728E-15,34644048232735.953,0,false,0,1.053774831305619E-11,1.053774831305619E-11,10959013285.991611,0,false,0,3.332328607885457E-8,3.332328607885457E-8,3465544.2891779668,0,false,0,1.0537748313056178E-4,1.0537748313056178E-4]
[null,12,13,2907.096384365318,null,233,2,16,2847.4062988401843,1,0.14360072463142318,0.14360072463142318,4.4829833641807187E+23,0,false,0,1.420799019927992E-22,1.420799019927992E-22,1.4146866679882731E+20,0,false,0,4.608889838047475E-19,4.608889838047475E-19,4.4771363056552064E+16,0,false,0,1.3288676856568269E-15,1.3288676856568269E-15,15517849020820.523,0,false,0,4.2008669024671238E-12,4.2008669024671238E-12,4908788731.8113403,0,false,0,1.3284307559012457E-8,1.3284307559012457E-8,1552295.2945093296,0,false,0,4.2008669024671188E-5,4.2008669024671188E-5]
[null,12,14,3204.3426892282332,null,234,3,16,2883.7450036447503,1,0.41406277036903771,0.41406277036903771,1.49799371722431E+24,0,false,0,3.5351584847849638E-22,3.5351584847849638E-22,4.7271907306636116E+20,0,false,0,1.1467600827341848E-18,1.1467600827341848E-18,1.4960399163234534E+17,0,false,0,3.3064197034316734E-15,3.3064197034316734E-15,51853059557968.297,0,false,0,1.0452379305879296E-11,1.0452379305879296E-11,16402770392.119783,0,false,0,3.305332557458832E-8,3.305332557458832E-8,5187011.4375871792,0,false,0,1.0452379305879321E-4,1.0452379305879321E-4]
[null,12,15,3523.6072388958091,null,235,10,14,2884.5620869480485,1,0.93501203391385901,0.93501203391385901,3.3938412005162109E+24,0,false,0,7.9566342790967297E-22,7.9566342790967297E-22,1.0709881142994399E+21,0,false,0,2.5810301358349511E-18,2.5810301358349511E-18,3.389414686627232E+17,0,false,0,7.4418084695869513E-15,7.4418084695869513E-15,117477829097132.81,0,false,0,2.3525327037307913E-11,2.3525327037307913E-11,37161970253.476006,0,false,0,7.4393616138233866E-8,7.4393616138233866E-8,11751646.834040919,0,false,0,2.3525327037307882E-4,2.3525327037307882E-4]
[null,12,16,3864.8900333680449,null,236,18,7,2894.1950690500876,1,0.17557229980532063,0.17557229980532063,6.6246780805954463E+23,0,false,0,1.4372546755732989E-22,1.4372546755732989E-22,2.0905372603463126E+20,0,false,0,4.6622698749269401E-19,4.6622698749269401E-19,6.6160376558373216E+16,0,false,0,1.3442585950864143E-15,1.3442585950864143E-15,22931326287668.477,0,false,0,4.2495212287927771E-12,4.2495212287927771E-12,7253907157.8391609,0,false,0,1.3438166048222705E-8,1.3438166048222705E-8,2293886.8554170234,0,false,0,4.2495212287927951E-5,4.2495212287927951E-5]
[null,12,17,4228.1910726449423,null,237,19,5,2898.8825469479548,1,0.95897736836263237,0.95897736836263237,3.6871317281820355E+24,0,false,0,7.703969870828304E-22,7.703969870828304E-22,1.1635412570684205E+21,0,false,0,2.4990690415934941E-18,2.4990690415934941E-18,3.6823226817826643E+17,0,false,0,7.2054924510972099E-15,7.2054924510972099E-15,127630082089903.92,0,false,0,2.2778275881416729E-11,2.2778275881416729E-11,40373450467.424995,0,false,0,7.2031232956956224E-8,7.2031232956956224E-8,12767206.047705285,0,false,0,2.2778275881416745E-4,2.2778275881416745E-4]
[null,12,18,4613.5103567264987,null,238,12,13,2907.096384365318,1,0.95106877438328719,0.95106877438328719,3.7790209540802071E+24,0,false,0,7.393176245171922E-22,7.393176245171922E-22,1.192538568066406E+21,0,false,0,2.3982515745959302E-18,2.3982515745959302E-18,3.774092058545079E+17,0,false,0,6.9148084062392527E-15,6.9148084062392527E-15,130810828075983.44,0,false,0,2.185935445959325E-11,2.185935445959325E-11,41379621492.434464,0,false,0,6.9125348273273671E-8,6.9125348273273671E-8,13085385.263174858,0,false,0,2.1859354459593261E-4,2.1859354459593261E-4]
[null,12,19,5020.8478856127167,null,239,20,1,2918.1055067676484,1,2.3445709040187207E-5,2.3445709040187207E-5,9.7345693501642277E+19,0,false,0,1.7442009233234996E-26,1.7442009233234996E-26,3.0719198264973636E+16,0,false,0,5.657964144306675E-23,5.657964144306675E-23,9721872761288.8535,0,false,0,1.6313442026549635E-19,1.6313442026549635E-19,3369621637.8033152,0,false,0,5.1570671342478721E-16,5.1570671342478721E-16,1065918.3952572043,0,false,0,1.6308078190620645E-12,1.6308078190620645E-12,337.07299288843785,0,false,0,5.1570671342478666E-9,5.1570671342478666E-9]
[null,12,20,5450.2036593035946,null,240,4,16,2934.6191903711438,1,0.2731453966002374,0.2731453966002374,1.2109930844930161E+24,0,false,0,1.9029729781259909E-22,1.9029729781259909E-22,3.8215082066701877E+20,0,false,0,6.1730003314672362E-19,6.1730003314672362E-19,1.2094136123282251E+17,0,false,0,1.779843075509672E-15,1.779843075509672E-15,41918531307899.867,0,false,0,5.6265074003949514E-12,5.6265074003949514E-12,13260163432.587658,0,false,0,1.7792578657040989E-8,1.7792578657040989E-8,4193231.8593053669,0,false,0,5.6265074003949444E-5,5.6265074003949444E-5]
[null,13,1,1239.2573447966772,null,241,8,15,2942.1879620227455,1,0.71186188815629758,0.71186188815629758,3.2519953051378252E+24,0,false,0,4.8131354948301409E-22,4.8131354948301409E-22,1.0262260706335843E+21,0,false,0,1.5613194378746706E-18,1.5613194378746706E-18,3.2477537977912307E+17,0,false,0,4.5017065299579531E-15,4.5017065299579531E-15,112567832762341.86,0,false,0,1.4230965332694661E-11,1.4230965332694661E-11,35608782395.473343,0,false,0,4.500226375421093E-8,4.500226375421093E-8,11260485.70750026,0,false,0,1.4230965332694644E-4,1.4230965332694644E-4]
[null,13,2,1272.2847120036677,null,242,20,2,2951.1328739746386,1,4.3844223452813933E-5,4.3844223452813933E-5,2.074888054672965E+20,0,false,0,2.8616506087433004E-26,2.8616506087433004E-26,6.5476853917580144E+16,0,false,0,9.2828276383156622E-23,9.2828276383156622E-23,20721818229286.543,0,false,0,2.6764904594260366E-19,2.6764904594260366E-19,7182225975.8494596,0,false,0,8.4610231004408782E-16,8.4610231004408782E-16,2271966.2945727133,0,false,0,2.6756104332692846E-12,2.6756104332692846E-12,718.45882579828071,0,false,0,8.4610231004408835E-9,8.4610231004408835E-9]
[null,13,3,1327.3303240153189,null,243,16,10,2961.4539262268236,1,0.27318172514252936,0.27318172514252936,1.3463643325894183E+24,0,false,0,1.7120924095213621E-22,1.7120924095213621E-22,4.2486967201075934E+20,0,false,0,5.5538082426612904E-19,5.5538082426612904E-19,1.344608298625015E+17,0,false,0,1.6013132371013069E-15,1.6013132371013069E-15,46604407696610.523,0,false,0,5.0621321075291074E-12,5.0621321075291074E-12,14742455030.134621,0,false,0,1.6007867276460348E-8,1.6007867276460348E-8,4661973.6197831733,0,false,0,5.0621321075291105E-5,5.0621321075291105E-5]
[null,13,4,1404.3941808316301,null,244,15,11,2967.3455268874454,1,0.52925515114657273,0.52925515114657273,2.6693870794952218E+24,0,false,0,3.2411948968725614E-22,3.2411948968725614E-22,8.423734835233287E+20,0,false,0,1.0514020641768518E-18,1.0514020641768518E-18,2.6659054554933139E+17,0,false,0,3.0314767260946241E-15,3.0314767260946241E-15,92400846295145.938,0,false,0,9.5832191434135836E-12,9.5832191434135836E-12,29229323760.972122,0,false,0,3.0304799809714791E-8,3.0304799809714791E-8,9243123.7551150732,0,false,0,9.5832191434136067E-5,9.5832191434136067E-5]
[null,13,5,1503.4762824526019,null,245,17,9,2992.1160522926884,1,0.10740264063449158,0.10740264063449158,5.9667471518834525E+23,0,false,0,5.9714362079904062E-23,5.9714362079904062E-23,1.8829152288342337E+20,0,false,0,1.9370573368604071E-19,1.9370573368604071E-19,5.958964852247288E+16,0,false,0,5.5850605908792188E-16,5.5850605908792188E-16,20653898068894.348,0,false,0,1.7655705257744299E-12,1.7655705257744299E-12,6533484245.9504786,0,false,0,5.5832242311082319E-9,5.5832242311082319E-9,2066069.1274031203,0,false,0,1.7655705257744311E-5,1.7655705257744311E-5]
[null,13,6,1624.576628878234,null,246,5,16,3000.0288590193632,1,0.32860584611856092,0.32860584611856092,1.8824949616169073E+24,0,false,0,1.7717533470082216E-22,1.7717533470082216E-22,5.9405541096431275E+20,0,false,0,5.7473406738179661E-19,5.7473406738179661E-19,1.8800396640348458E+17,0,false,0,1.6571138752002337E-15,1.6571138752002337E-15,65162571938665.102,0,false,0,5.2385311999717941E-12,5.2385311999717941E-12,20612992073.785103,0,false,0,1.656569018576595E-8,1.656569018576595E-8,6518400.434415861,0,false,0,5.2385311999718257E-5,5.2385311999718257E-5]
[null,13,7,1767.6952201085267,null,247,20,3,3006.1784859862901,1,5.8544386754541215E-5,5.8544386754541215E-5,3.4346604834171126E+20,0,false,0,3.0822880472871459E-26,3.0822880472871459E-26,1.0838693789898341E+17,0,false,0,9.9985471976163058E-23,9.9985471976163058E-23,34301807298176.984,0,false,0,2.882851780214338E-19,2.882851780214338E-19,11889078876.647875,0,false,0,9.1133803304388399E-16,9.1133803304388399E-16,3760893.4294309849,0,false,0,2.8819039027564727E-12,2.8819039027564727E-12,1189.2989274163663,0,false,0,9.1133803304388775E-9,9.1133803304388775E-9]
[null,13,8,1932.8320561434796,null,248,14,12,3009.7908542745545,1,0.75647238401982164,0.75647238401982164,4.5004467590631022E+24,0,false,0,3.9275076651901411E-22,3.9275076651901411E-22,1.4201975588194369E+21,0,false,0,1.2740331259424582E-18,1.2740331259424582E-18,4.4945769234082458E+17,0,false,0,3.6733823350364834E-15,3.6733823350364834E-15,155782985704086.53,0,false,0,1.1612435487687251E-11,1.1612435487687251E-11,49279108451.572609,0,false,0,3.6721745322860092E-8,3.6721745322860092E-8,15583422.376942253,0,false,0,1.1612435487687298E-4,1.1612435487687298E-4]
[null,13,9,2119.987136983093,null,249,19,6,3019.9828933735866,1,0.81284062707898119,0.81284062707898119,5.0296519617398883E+24,0,false,0,4.0575079889167176E-22,4.0575079889167176E-22,1.587197853944032E+21,0,false,0,1.3162035640243012E-18,1.3162035640243012E-18,5.0230918951515917E+17,0,false,0,3.7949711219811461E-15,3.7949711219811461E-15,174101426280480.09,0,false,0,1.1996806570150918E-11,1.1996806570150918E-11,55073813282.449387,0,false,0,3.7937233410149429E-8,3.7937233410149429E-8,17415868.94033739,0,false,0,1.1996806570150885E-4,1.1996806570150885E-4]
[null,13,10,2329.1604626273665,null,250,11,14,3037.1846471272274,1,0.14623452446844909,0.14623452446844909,9.6663451864558554E+23,0,false,0,6.8331986724868867E-23,6.8331986724868867E-23,3.0503904548730896E+20,0,false,0,2.2166020303547526E-19,2.2166020303547526E-19,9.6537375808857312E+16,0,false,0,6.3910636044788535E-16,6.3910636044788535E-16,33460058403310.469,0,false,0,2.020367253820823E-12,2.020367253820823E-12,10584479681.143124,0,false,0,6.3889622320933411E-9,6.3889622320933411E-9,3347106.3640184961,0,false,0,2.020367253820828E-5,2.020367253820828E-5]
[null,13,11,2560.3520330763008,null,251,18,8,3059.3319050850405,1,7.3964115844729603E-2,7.3964115844729603E-2,5.3201085631090285E+23,0,false,0,3.1762023214645478E-23,3.1762023214645478E-23,1.6788566998967884E+20,0,false,0,1.0303193060847314E-19,1.0303193060847314E-19,5.3131696602393552E+16,0,false,0,2.9706894282038413E-16,2.9706894282038413E-16,18415558290118.223,0,false,0,9.3910560330030333E-13,9.3910560330030333E-13,5825426249.6857729,0,false,0,2.9697126698555037E-9,2.9697126698555037E-9,1842161.5290339743,0,false,0,9.3910560330030551E-6,9.3910560330030551E-6]
[null,13,12,2813.5618483298954,null,252,9,15,3065.7395583582716,1,0.11711355539616043,0.11711355539616043,8.6312038390848569E+23,0,false,0,4.9082816015890265E-23,4.9082816015890265E-23,2.723732837691254E+20,0,false,0,1.5921836148919492E-19,1.5921836148919492E-19,8.6199463460511504E+16,0,false,0,4.5906963060729505E-16,4.5906963060729505E-16,29876916143168.598,0,false,0,1.4512283186363999E-12,1.4512283186363999E-12,9451017928.3277416,0,false,0,4.5891868918276158E-9,4.5891868918276158E-9,2988674.2860601586,0,false,0,1.4512283186364035E-5,1.4512283186364035E-5]
[null,13,13,3088.7899083881507,null,253,6,16,3079.9740095894094,1,0.37595381017609097,0.37595381017609097,2.924080469638498E+24,0,false,0,1.4930218873429719E-22,1.4930218873429719E-22,9.2274659985906296E+20,0,false,0,4.8431715591316934E-19,4.8431715591316934E-19,2.9202666545403411E+17,0,false,0,1.3964174469721945E-15,1.3964174469721945E-15,101217059191279.66,0,false,0,4.4144077686060723E-12,4.4144077686060723E-12,32018172039.089008,0,false,0,1.3959583069536756E-8,1.3959583069536756E-8,10125035.015863843,0,false,0,4.4144077686060909E-5,4.4144077686060909E-5]
[null,13,14,3386.0362132510659,null,254,20,4,3083.2423428026013,1,6.5635646419083535E-5,6.5635646419083535E-5,5.1683270938568819E+20,0,false,0,2.574637291061245E-26,2.574637291061245E-26,1.6309593057832195E+17,0,false,0,8.3517932381679466E-23,8.3517932381679466E-23,51615861562843.938,0,false,0,2.408048042257038E-19,2.408048042257038E-19,17890166663.008415,0,false,0,7.6124127552008563E-16,7.6124127552008563E-16,5659228.1834792402,0,false,0,2.4072562795752542E-12,2.4072562795752542E-12,1789.6050858411641,0,false,0,7.6124127552008739E-9,7.6124127552008739E-9]
[null,13,15,3705.3007629186413,null,255,13,13,3088.7899083881507,1,0.45395220695111221,0.45395220695111221,3.6500385653511306E+24,0,false,0,1.7438507954183234E-22,1.7438507954183234E-22,1.1518358371131361E+21,0,false,0,5.6568283742776735E-19,5.6568283742776735E-19,3.645277898764144E+17,0,false,0,1.6310167294145708E-15,1.6310167294145708E-15,126346102084282.2,0,false,0,5.1560319134265058E-12,5.1560319134265058E-12,39967286792.613602,0,false,0,1.6304804534943899E-8,1.6304804534943899E-8,12638765.81618249,0,false,0,5.15603191342649E-5,5.15603191342649E-5]
[null,13,16,4046.5835573908776,null,256,19,7,3163.1014846038793,1,0.56106052104775661,0.56106052104775661,5.9475811316857779E+24,0,false,0,1.6348035030450637E-22,1.6348035030450637E-22,1.8768670437197163E+21,0,false,0,5.3030929404573914E-19,5.3030929404573914E-19,5.9398238298764787E+17,0,false,0,1.5290252295537794E-15,1.5290252295537794E-15,205875548809777.34,0,false,0,4.8336125177840801E-12,4.8336125177840801E-12,65124977875.282967,0,false,0,1.5285224882898919E-8,1.5285224882898919E-8,20594326.265396684,0,false,0,4.8336125177840925E-5,4.8336125177840925E-5]
[null,13,17,{"$f":"3.1416/2*SQRT($H$2/$I$2)*(B266^2/$C$2^2+C266^2/$D$2^2)","v":4409.8845966677745},null,257,7,16,3174.4546420812821,1,{"$f":"ABS(SIN(G266*3.1416*$J$2/$C$2)*SIN(H266*3.1416*$K$2/$D$2))*(1/F266^$M$2)+(1-1/F266^$M$2)","v":0.21098403488621856},{"$f":"$J266*$K266","v":0.21098403488621856},{"$f":"10^(LOG10($I266/22.27)/LOG10(2)*70/20)*$L266","v":2.3316935922555236E+24},{"$f":"IF($I266<22.27,M266,0)","v":0},{"$f":"AND($I266>22.27,$I266<44.45)","v":false},{"$f":"IF($O266=TRUE,$L266,0)","v":0},{"$f":"10^(LOG10(44.45/$I266)/LOG10(2)*70/20)*$L266","v":5.8967704409546679E-23},{"$f":"IF($I266>44.45,Q266,0)","v":5.8967704409546679E-23},{"$f":"10^(LOG10($I266/44.548)/LOG10(2)*70/20)*$L266","v":7.3580818192494703E+20},{"$f":"IF($I266<44.528,S266,0)","v":0},{"$f":"AND($I266>44.548,$I266<89.095)","v":false},{"$f":"IF($U266=TRUE,$L266,0)","v":0},{"$f":"10^(LOG10(89.095/$I266)/LOG10(2)*70/20)*$L266","v":1.9128367194391983E-19},{"$f":"IF($I266>89.095,W266,0)","v":1.9128367194391983E-19},{"$f":"10^(LOG10($I266/89.09)/LOG10(2)*70/20)*$L266","v":2.3286524145865936E+17},{"$f":"IF($I266<89.09,Y266,0)","v":0},{"$f":"AND($I266>89.09,$I266<176.78)","v":false},{"$f":"IF($AA266=TRUE,$L266,0)","v":0},{"$f":"10^(LOG10(176.78/$I266)/LOG10(2)*70/20)*$L266","v":5.5152259952418579E-16},{"$f":"IF($I266>176.78,AC266,0)","v":5.5152259952418579E-16},{"$f":"10^(LOG10($I266/176.78)/LOG10(2)*70/20)*$L266","v":80711584648159.125},{"$f":"IF($I266<176.78,AE266,0)","v":0},{"$f":"AND($I266>176.78,$I266<353.55)","v":false},{"$f":"IF($AG266=TRUE,$L266,0)","v":0},{"$f":"10^(LOG10(353.55/$I266)/LOG10(2)*70/20)*$L266","v":1.7434941486733498E-12},{"$f":"IF($I266>353.55,AI266,0)","v":1.7434941486733498E-12},{"$f":"10^(LOG10($I266/353.55)/LOG10(2)*70/20)*$L266","v":25531638870.563831},{"$f":"IF($I266<353.55,AK266,0)","v":0},{"$f":"AND($I266>353.55,$I266<707.1)","v":false},{"$f":"IF($AM266=TRUE,$L266,0)","v":0},{"$f":"10^(LOG10(707.1/$I266)/LOG10(2)*70/20)*$L266","v":5.513412596984032E-9},{"$f":"IF($I266>707.1,AO266,0)","v":5.513412596984032E-9},{"$f":"10^(LOG10($I266/707.1)/LOG10(2)*70/20)*$L266","v":8073813.1227870472},{"$f":"IF($I266<707.1,AQ266,0)","v":0},{"$f":"AND($I266>707.1,$I266<1414.2)","v":false},{"$f":"IF($AS266=TRUE,$L266,0)","v":0},{"$f":"10^(LOG10(1414.2/$I266)/LOG10(2)*70/20)*$L266","v":1.7434941486733477E-5},{"$f":"IF($I266>1414.2,AU266,0)","v":1.7434941486733477E-5}]
[null,13,18,4795.2038807493318,null,258,20,5,3182.3244444235734,{"$f":"IF(ABS(I267-I266)>0.0001,1,$L$2)","v":1},6.419636478918804E-5,6.419636478918804E-5,7.3018834726122042E+20,0,false,0,1.7433014353229846E-26,1.7433014353229846E-26,2.3042416981612477E+17,0,false,0,5.6550463205703005E-23,5.6550463205703005E-23,72923597834653.813,0,false,0,1.6305029150972305E-19,1.6305029150972305E-19,25275473070.22599,0,false,0,5.1544076241289133E-16,5.1544076241289133E-16,7995435.2714643395,0,false,0,1.6299668081184412E-12,1.6299668081184412E-12,2528.3786342274016,0,false,0,5.1544076241289166E-9,5.1544076241289166E-9]
[null,13,19,5202.5414096355489,null,259,1,17,3188.9041152343411,1,0.11903860693950849,0.11903860693950849,1.3868885506135744E+24,0,false,0,3.155881024380712E-23,3.155881024380712E-23,4.3765782363039262E+20,0,false,0,1.0237273378814818E-19,1.0237273378814818E-19,1.3850796617855243E+17,0,false,0,2.9516829996755196E-16,2.9516829996755196E-16,48007153693863.93,0,false,0,9.3309721906457859E-13,9.3309721906457859E-13,15186188161.941242,0,false,0,2.9507124906131635E-9,2.9507124906131635E-9,4802294.356762019,0,false,0,9.3309721906458417E-6,9.3309721906458417E-6]
[null,13,20,5631.8971833264268,null,260,16,11,3192.6454966757574,1,0.43999924342384383,0.43999924342384383,5.1966854532933084E+24,0,false,0,1.1507048463691866E-22,1.1507048463691866E-22,1.6399083001830711E+21,0,false,0,3.7327389719706802E-19,3.7327389719706802E-19,5.1899075285240877E+17,0,false,0,1.0762496768517016E-15,1.0762496768517016E-15,179883291375177.22,0,false,0,3.4022812768168924E-12,3.4022812768168924E-12,56902800933.226402,0,false,0,1.075895807528727E-8,1.075895807528727E-8,17994245.619214986,0,false,0,3.4022812768169127E-5,3.4022812768169127E-5]
[null,14,1,1435.4863507413361,null,261,17,10,3201.289377936962,1,0.41406620790389737,0.41406620790389737,5.0465761261640919E+24,0,false,0,1.0493714938802499E-22,1.0493714938802499E-22,1.5925385808289708E+21,0,false,0,3.404026570011663E-19,3.404026570011663E-19,5.039993985753145E+17,0,false,0,9.8147299435606922E-16,9.8147299435606922E-16,174687256311519.88,0,false,0,3.1026696353277388E-12,3.1026696353277388E-12,55259129936.275986,0,false,0,9.8115028746797012E-9,9.8115028746797012E-9,17474471.21178269,0,false,0,3.1026696353277521E-5,3.1026696353277521E-5]
[null,14,2,1468.5137179483268,null,262,10,15,3203.826636615624,1,0.74850231613627627,0.74850231613627627,9.2070531918409073E+24,0,false,0,1.8795425335822087E-22,1.8795425335822087E-22,2.9054525399374721E+21,0,false,0,6.0969949737465451E-19,6.0969949737465451E-19,9.1950446309146419E+17,0,false,0,1.7579286736990611E-15,1.7579286736990611E-15,318702189482165.5,0,false,0,5.5572307626625759E-12,5.5572307626625759E-12,100815629436.43945,0,false,0,1.7573506693168321E-8,1.7573506693168321E-8,31880701.276266553,0,false,0,5.5572307626625686E-5,5.5572307626625686E-5]
[null,14,3,1523.5593299599777,null,263,12,14,3204.3426892282332,1,0.88926074966800162,0.88926074966800162,1.0958973919266476E+25,0,false,0,2.2288193392954494E-22,2.2288193392954494E-22,3.4583028842558684E+21,0,false,0,7.2300041453034144E-19,7.2300041453034144E-19,1.0944680365915854E+18,0,false,0,2.0846058841642568E-15,2.0846058841642568E-15,379344933690970.19,0,false,0,6.5899351440285514E-12,6.5899351440285514E-12,119998856379.74194,0,false,0,2.0839204687920023E-8,2.0839204687920023E-8,37946970.277541101,0,false,0,6.5899351440285673E-5,6.5899351440285673E-5]
[null,14,4,1600.6231867762892,null,264,2,17,3210.7073381170808,1,3.7242704225398653E-2,3.7242704225398653E-2,4.6967938894288574E+23,0,false,0,9.1215244549083151E-24,9.1215244549083151E-24,1.4821584551827007E+20,0,false,0,2.9589055720111216E-20,2.9589055720111216E-20,4.6906679624461616E+16,0,false,0,8.5313256287792827E-17,8.5313256287792827E-17,16257954254396.34,0,false,0,2.696954998224208E-13,2.696954998224208E-13,5142907534.3630133,0,false,0,8.5285205413638824E-10,8.5285205413638824E-10,1626330.1604227764,0,false,0,2.6969549982242191E-6,2.6969549982242191E-6]
[null,14,5,1699.7052883972608,null,265,15,12,3220.55534214104,1,0.66112608970240239,0.66112608970240239,8.6398996583436937E+24,0,false,0,1.5625949133742708E-22,1.5625949133742708E-22,2.7264769610959757E+21,0,false,0,5.0688575345444694E-19,5.0688575345444694E-19,8.6286308235404557E+17,0,false,0,1.4614888221558853E-15,1.4614888221558853E-15,299070167256173.75,0,false,0,4.6201138665552554E-12,4.6201138665552554E-12,94605396990.156952,0,false,0,1.461008286764192E-8,1.461008286764192E-8,29916853.343333248,0,false,0,4.6201138665552755E-5,4.6201138665552755E-5]
[null,14,6,1820.8056348228931,null,266,18,9,3246.4869859246537,1,3.7257044889052862E-2,3.7257044889052862E-2,5.3447525994583412E+23,0,false,0,8.0218717832958062E-24,8.0218717832958062E-24,1.6866335723133482E+20,0,false,0,2.6021923456862928E-20,2.6021923456862928E-20,5.3377815539034736E+16,0,false,0,7.5028248484042747E-17,7.5028248484042747E-17,18500863633516.957,0,false,0,2.3718214327027178E-13,2.3718214327027178E-13,5852411040.4178219,0,false,0,7.5003579305443781E-10,7.5003579305443781E-10,1850694.8691236021,0,false,0,2.3718214327027232E-6,2.3718214327027232E-6]
[null,14,7,1963.9242260531855,null,267,3,17,3247.0460429216473,1,0.10738676512380775,0.10738676512380775,1.5436165213409698E+24,0,false,0,2.3075366906728238E-23,2.3075366906728238E-23,4.8711617595453453E+20,0,false,0,7.4853531396035193E-20,7.4853531396035193E-20,1.5416032156006013E+17,0,false,0,2.1582299105597616E-16,2.1582299105597616E-16,53432293136762.797,0,false,0,6.8226782072013938E-13,6.8226782072013938E-13,16902332153.93881,0,false,0,2.1575202877150658E-9,2.1575202877150658E-9,5344986.7375146654,0,false,0,6.8226782072014348E-6,6.8226782072014348E-6]
[null,14,8,2129.0610620881384,null,268,8,16,3283.4707564949817,1,0.44196278163139041,0.44196278163139041,7.232734627856871E+24,0,false,0,8.3417155965446039E-23,8.3417155965446039E-23,2.282420526670008E+21,0,false,0,2.7059455774923781E-19,2.7059455774923781E-19,7.2233011280571046E+17,0,false,0,7.8019734978064748E-16,7.8019734978064748E-16,250361143116255.66,0,false,0,2.4663894377611476E-12,2.4663894377611476E-12,79197184903.883987,0,false,0,7.7994082203073439E-9,7.7994082203073439E-9,25044348.856977623,0,false,0,2.4663894377611492E-5,2.4663894377611492E-5]
[null,14,9,2316.2161429277521,null,269,14,13,3285.0189143328093,1,0.80904419756226786,0.80904419756226786,1.3312797580279845E+25,0,false,0,1.5186639352264134E-22,1.5186639352264134E-22,4.2010946105508139E+21,0,false,0,4.9263510745024242E-19,4.9263510745024242E-19,1.3295433985488991E+18,0,false,0,1.4204003526108102E-15,1.4204003526108102E-15,460822550773135,0,false,0,4.4902234390522365E-12,4.4902234390522365E-12,145772815650.20117,0,false,0,1.4199333270479351E-8,1.4199333270479351E-8,46097411.839047365,0,false,0,4.4902234390522309E-5,4.4902234390522309E-5]
[null,14,10,2525.3894685720256,null,270,4,17,3297.9202296480403,1,7.0839985259279356E-2,7.0839985259279356E-2,1.2200213592081803E+24,0,false,0,1.2705039028944924E-23,1.2705039028944924E-23,3.8499985641775687E+20,0,false,0,4.1213517500504E-20,4.1213517500504E-20,1.2184301116593837E+17,0,false,0,1.1882972590612774E-16,1.1882972590612774E-16,42231045079572.43,0,false,0,3.7564903411851269E-13,3.7564903411851269E-13,13359021468.831203,0,false,0,1.1879065486568002E-9,1.1879065486568002E-9,4224493.5152594745,0,false,0,3.7564903411851097E-6,3.7564903411851097E-6]
[null,14,11,2756.5810390209599,null,271,20,6,3303.4247908492052,1,5.4413602586398581E-5,5.4413602586398581E-5,9.5547084232292827E+20,0,false,0,9.5715888610411135E-27,9.5715888610411135E-27,3.0151614504882253E+17,0,false,0,3.1049006943892918E-23,3.1049006943892918E-23,95422464230821.031,0,false,0,8.9522690819950823E-20,8.9522690819950823E-20,33073627694.965088,0,false,0,2.830025238362577E-16,2.830025238362577E-16,10462239.369086452,0,false,0,8.9493255889866884E-13,8.9493255889866884E-13,3308.4505832196137,0,false,0,2.8300252383625789E-9,2.8300252383625789E-9]
[null,14,12,3009.7908542745545,null,272,19,8,3328.2383206388322,1,0.23636043624589484,0.23636043624589484,4.5276369093100467E+24,0,false,0,3.811224111699745E-23,3.811224111699745E-23,1.4287779036322789E+21,0,false,0,1.2363122322413138E-19,1.2363122322413138E-19,4.5217316101285837E+17,0,false,0,3.5646227888660715E-16,3.5646227888660715E-16,156724172882598.66,0,false,0,1.1268620687488458E-12,1.1268620687488458E-12,49576835862.775993,0,false,0,3.5634507460956066E-9,3.5634507460956066E-9,15677572.051069073,0,false,0,1.1268620687488524E-5,1.1268620687488524E-5]
[null,14,13,3285.0189143328093,null,273,11,15,3356.4491967948034,1,0.11706467541978735,0.11706467541978735,2.4736736158438312E+24,0,false,0,1.7111805962955758E-23,1.7111805962955758E-23,7.8061255217888913E+20,0,false,0,5.5508504374745443E-20,5.5508504374745443E-20,2.4704472566919453E+17,0,false,0,1.6004604218092837E-16,1.6004604218092837E-16,85626223831564.359,0,false,0,5.0594361554995742E-13,5.0594361554995742E-13,27086295409.111656,0,false,0,1.5999341927584469E-9,1.5999341927584469E-9,8565438.6868955251,0,false,0,5.0594361554995777E-6,5.0594361554995777E-6]
[null,14,14,3582.265219195725,null,274,5,17,3363.3298982962601,1,8.5223597340068236E-2,8.5223597340068236E-2,1.8442385928834116E+24,0,false,0,1.2164356276423076E-23,1.2164356276423076E-23,5.8198292029986249E+20,0,false,0,3.9459611980614077E-20,3.9459611980614077E-20,1.8418331922580694E+17,0,false,0,1.137727415758972E-16,1.137727415758972E-16,63838327555260.109,0,false,0,3.5966270355418587E-13,3.5966270355418587E-13,20194091496.862286,0,false,0,1.1373533326451627E-9,1.1373533326451627E-9,6385932.4407923697,0,false,0,3.5966270355418609E-6,3.5966270355418609E-6]
[null,14,15,3901.5297688633004,null,275,13,14,3386.0362132510659,1,0.42445077657875391,0.42445077657875391,9.9325201084827299E+24,0,false,0,5.6024981952450405E-23,5.6024981952450405E-23,3.1343867767316373E+21,0,false,0,1.8173785762502034E-19,1.8173785762502034E-19,9.9195653367020608E+17,0,false,0,5.2399943314917941E-16,5.2399943314917941E-16,343814230209324.06,0,false,0,1.6564868717835489E-12,1.6564868717835489E-12,108759365864.65646,0,false,0,5.2382714290033122E-9,5.2382714290033122E-9,34392731.300788298,0,false,0,1.65648687178355E-5,1.65648687178355E-5]
[null,14,16,4242.8125633355367,null,276,9,16,3407.0223528305078,1,7.271049844188951E-2,7.271049844188951E-2,1.8282192483460399E+24,0,false,0,8.932077441939089E-24,8.932077441939089E-24,5.7692772573278745E+20,0,false,0,2.8974513901968022E-20,2.8974513901968022E-20,1.8258347414063306E+17,0,false,0,8.3541365892684194E-17,8.3541365892684194E-17,63283817868855.18,0,false,0,2.6409413273678087E-13,2.6409413273678087E-13,20018682463.261375,0,false,0,8.351389761350606E-10,8.351389761350606E-10,6330463.2339576036,0,false,0,2.6409413273678055E-6,2.6409413273678055E-6]
[null,14,17,4606.1136026124332,null,277,17,11,3432.4809483858962,1,0.66691437031536416,0.66691437031536416,1.8284887022393054E+25,0,false,0,7.5133631916965466E-23,7.5133631916965466E-23,5.7701275679346571E+21,0,false,0,2.437238678945978E-19,2.437238678945978E-19,1.8261038438567071E+18,0,false,0,7.0272187804260502E-16,7.0272187804260502E-16,632931450166366.75,0,false,0,2.2214710395712461E-12,2.2214710395712461E-12,200216329364.78983,0,false,0,7.0249082411472175E-9,7.0249082411472175E-9,63313962.555118561,0,false,0,2.2214710395712631E-5,2.2214710395712631E-5]
[null,14,18,4991.4328866939904,null,278,6,17,3443.2750488663064,1,9.7503244435132641E-2,9.7503244435132641E-2,2.772651438007787E+24,0,false,0,1.0590814749388402E-23,1.0590814749388402E-23,8.7496042382592442E+20,0,false,0,3.4355245034989796E-20,3.4355245034989796E-20,2.7690351285299686E+17,0,false,0,9.9055470111130364E-17,9.9055470111130364E-17,95975342550102.984,0,false,0,3.1313790709907179E-13,3.1313790709907179E-13,30360050507.616653,0,false,0,9.9022900817128165E-10,9.9022900817128165E-10,9600690.9481819607,0,false,0,3.1313790709907256E-6,3.1313790709907256E-6]
[null,14,19,5398.7704155802076,null,279,16,12,3445.855311929352,1,0.54963088908370472,0.54963088908370472,1.5766299851572071E+25,0,false,0,5.9183275184487102E-23,5.9183275184487102E-23,4.9753417292908069E+21,0,false,0,1.9198295589616613E-19,1.9198295589616613E-19,1.5745736206679252E+18,0,false,0,5.5353882442843303E-16,5.5353882442843303E-16,545750543418298.94,0,false,0,1.7498679152714734E-12,1.7498679152714734E-12,172638238348.45102,0,false,0,5.5335682167083864E-9,5.5335682167083864E-9,54593004.442012943,0,false,0,1.7498679152714777E-5,1.7498679152714777E-5]
[null,14,20,5828.1261892710854,null,280,20,7,3446.5433820794979,1,3.7558806981536257E-5,3.7558806981536257E-5,1.0798877421461276E+21,0,false,0,4.0348879570547569E-27,4.0348879570547569E-27,3.4077815321477958E+17,0,false,0,1.3088659157346844E-23,1.3088659157346844E-23,107847926785203.09,0,false,0,3.7738146959361657E-20,3.7738146959361657E-20,37380319266.745422,0,false,0,1.1929926074142073E-16,1.1929926074142073E-16,11824582.760272829,0,false,0,3.7725738711719678E-13,3.7725738711719678E-13,3739.2613903622969,0,false,0,1.1929926074142083E-9,1.1929926074142083E-9]
[null,15,1,1646.2508386078218,null,281,18,10,3455.6603115689277,1,0.14363597769830966,0.14363597769830966,4.2586247760428423E+24,0,false,0,1.4963858975087624E-23,1.4963858975087624E-23,1.3438862483339637E+21,0,false,0,4.8540839767578567E-20,4.8540839767578567E-20,4.2530703435855322E+17,0,false,0,1.3995637923319813E-16,1.3995637923319813E-16,147412316625975.53,0,false,0,4.4243541148287875E-13,4.4243541148287875E-13,46631199840.448952,0,false,0,1.3991036177997149E-9,1.3991036177997149E-9,14746080.152229818,0,false,0,4.4243541148287986E-6,4.4243541148287986E-6]
[null,15,2,1679.2782058148123,null,282,15,13,3495.7834021992953,1,0.70707171607304142,0.70707171607304142,2.3975074814737984E+25,0,false,0,6.4410025709596382E-23,6.4410025709596382E-23,7.5657694774046386E+21,0,false,0,2.0893786439716334E-19,2.0893786439716334E-19,2.3943804641684337E+18,0,false,0,6.0242441469411073E-16,6.0242441469411073E-16,829897327325839.5,0,false,0,1.90440689636887E-12,1.90440689636887E-12,262522894988.31921,0,false,0,6.0222633842578659E-9,6.0222633842578659E-9,83017028.610429242,0,false,0,1.9044068963688675E-5,1.9044068963688675E-5]
[null,15,3,1734.3238178264633,null,283,19,9,3515.3934014784459,1,0.11905896910463658,0.11905896910463658,4.3082891763232989E+24,0,false,0,1.0162625060280817E-23,1.0162625060280817E-23,1.3595587501575583E+21,0,false,0,3.2966252588341937E-20,3.2966252588341937E-20,4.3026699676596954E+17,0,false,0,9.5050628939326565E-17,9.5050628939326565E-17,149131450074960.84,0,false,0,3.0047765137169205E-13,3.0047765137169205E-13,47175016376.58979,0,false,0,9.5019376431256279E-10,9.5019376431256279E-10,14918050.040576754,0,false,0,3.0047765137169222E-6,3.0047765137169222E-6]
[null,15,4,1811.3876746427748,null,284,12,15,3523.6072388958091,1,0.71187718086300311,0.71187718086300311,2.6468675568430943E+25,0,false,0,5.9137702245914075E-23,5.9137702245914075E-23,8.3526703991705242E+21,0,false,0,1.9183512312704599E-19,1.9183512312704599E-19,2.6434153045689247E+18,0,false,0,5.5311258254227413E-16,5.5311258254227413E-16,916213329127664,0,false,0,1.7485204632630363E-12,1.7485204632630363E-12,289827389087.42279,0,false,0,5.5293071993239583E-9,5.5293071993239583E-9,91651467.781608716,0,false,0,1.7485204632630379E-5,1.7485204632630379E-5]
[null,15,5,1910.4697762637466,null,285,7,17,3537.7556813581791,1,5.4718498306443777E-2,5.4718498306443777E-2,2.131551575693153E+24,0,false,0,4.3386938681038468E-24,4.3386938681038468E-24,6.7264974042873555E+20,0,false,0,1.4074166577139221E-20,1.4074166577139221E-20,2.1287714389403062E+17,0,false,0,4.0579631590489355E-17,4.0579631590489355E-17,73783667804761.969,0,false,0,1.2828186967202565E-13,1.2828186967202565E-13,23340118635.371086,0,false,0,4.0566289066848056E-10,4.0566289066848056E-10,7380793.5746313762,0,false,0,1.2828186967202595E-6,1.2828186967202595E-6]
[null,15,6,2031.5701226893786,null,286,10,16,3545.1094310878602,1,0.46471116265813317,0.46471116265813317,1.8545129944621758E+25,0,false,0,3.5968542654678102E-23,3.5968542654678102E-23,5.85225193972161E+21,0,false,0,1.1667734028907532E-19,1.1667734028907532E-19,1.8520941931564242E+18,0,false,0,3.3641235222975967E-16,3.3641235222975967E-16,641939760141690.75,0,false,0,1.0634794805508287E-12,1.0634794805508287E-12,203065944053.02429,0,false,0,3.3630174033933416E-9,3.3630174033933416E-9,64215089.841988385,0,false,0,1.0634794805508293E-5,1.0634794805508293E-5]
[null,15,7,2174.688713919671,null,287,1,18,3574.223399315898,1,0.23638404724995346,0.23638404724995346,1.0374417210029831E+25,0,false,0,1.6636391512172724E-23,1.6636391512172724E-23,3.2738354178254889E+21,0,false,0,5.3966320856639672E-20,5.3966320856639672E-20,1.0360886081389289E+18,0,false,0,1.5559950968703932E-16,1.5559950968703932E-16,359110500455018.75,0,false,0,4.9188706847161319E-13,4.9188706847161319E-13,113598062189.13217,0,false,0,1.5554834879534943E-9,1.5554834879534943E-9,35922861.429911144,0,false,0,4.9188706847161176E-6,4.9188706847161176E-6]
[null,15,8,2339.825549954624,null,288,14,14,3582.265219195725,1,0.7564660611481977,0.7564660611481977,3.4078713928910401E+25,0,false,0,5.1865935152138584E-23,5.1865935152138584E-23,1.0754155958423045E+22,0,false,0,1.6824644310046925E-19,1.6824644310046925E-19,3.4034265797246868E+18,0,false,0,4.8510003345541501E-16,4.8510003345541501E-16,1179634842720873,0,false,0,1.5335166148774889E-12,1.5335166148774889E-12,373155984172.22534,0,false,0,4.8494053327241115E-9,4.8494053327241115E-9,118002283.25059752,0,false,0,1.5335166148774926E-5,1.5335166148774926E-5]
[null,15,9,2526.9806307942376,null,289,2,18,3596.0266221986376,1,7.3955680276117208E-2,7.3955680276117208E-2,3.4835793079870689E+24,0,false,0,4.8495772703144159E-24,4.8495772703144159E-24,1.0993066008822447E+21,0,false,0,1.5731406825654277E-20,1.5731406825654277E-20,3.4790357506197363E+17,0,false,0,4.535790377968647E-17,4.535790377968647E-17,120584114108746.83,0,false,0,1.4338712485072744E-13,1.4338712485072744E-13,38144586906.231735,0,false,0,4.5342990167122896E-10,4.5342990167122896E-10,12062377.502992807,0,false,0,1.4338712485072749E-6,1.4338712485072749E-6]
[null,15,10,2736.1539564385112,null,290,20,8,3611.6802181144508,1,1.582256400156809E-5,1.582256400156809E-5,7.8390536098042098E+20,0,false,0,9.8645346090634711E-28,9.8645346090634711E-28,2.4737554727602842E+17,0,false,0,3.199928538737645E-24,3.199928538737645E-24,78288293012316.797,0,false,0,9.2262600777217681E-21,9.2262600777217681E-21,27134887752.431313,0,false,0,2.9166403105737134E-17,2.9166403105737134E-17,8583627.2191709243,0,false,0,9.2232264968738027E-14,9.2232264968738027E-14,2714.3812598397676,0,false,0,2.9166403105737253E-10,2.9166403105737253E-10]
[null,15,11,2967.3455268874454,null,291,3,18,3632.3653270032041,1,0.21324609564647715,0.21324609564647715,1.1290284433418609E+25,0,false,0,1.2440671049414316E-23,1.2440671049414316E-23,3.562853922986132E+21,0,false,0,4.035594167361053E-20,4.035594167361053E-20,1.1275558758909231E+18,0,false,0,1.1635710268360795E-16,1.1635710268360795E-16,390813248694552.69,0,false,0,3.6783248385555383E-13,3.6783248385555383E-13,123626648826.16478,0,false,0,1.1631884463806664E-9,1.1631884463806664E-9,39094178.978446148,0,false,0,3.6783248385555605E-6,3.6783248385555605E-6]
[null,15,12,3220.55534214104,null,292,8,17,3646.7717957718787,1,0.11462260512389169,0.11462260512389169,6.3544975371952589E+24,0,false,0,6.3862489921652131E-24,6.3862489921652131E-24,2.005276892049603E+21,0,false,0,2.0716172850909409E-20,2.0716172850909409E-20,6.3462095030933978E+17,0,false,0,5.9730333419549199E-17,5.9730333419549199E-17,219960962097819.78,0,false,0,1.8882179425672989E-13,1.8882179425672989E-13,69580641668.53627,0,false,0,5.9710694173096604E-10,5.9710694173096604E-10,22003330.872859363,0,false,0,1.8882179425672936E-6,1.8882179425672936E-6]
[null,15,13,3495.7834021992953,null,293,4,18,3683.2395137295971,1,0.14067236548916423,0.14067236548916423,8.7551432589652363E+24,0,false,0,6.981372924473248E-24,6.981372924473248E-24,2.7628441684054702E+21,0,false,0,2.2646678577280277E-20,2.2646678577280277E-20,8.7437241144188966E+17,0,false,0,6.5296503944111598E-17,6.5296503944111598E-17,303059325032998.81,0,false,0,2.0641778352075106E-13,2.0641778352075106E-13,95867294352.221619,0,false,0,6.5275034548914729E-10,6.5275034548914729E-10,30315900.327081501,0,false,0,2.0641778352075229E-6,2.0641778352075229E-6]
[null,15,14,3793.02970706221,null,294,17,12,3685.6907636394908,1,0.83308492861664951,0.83308492861664951,5.2252021607769275E+25,0,false,0,4.1026264050441501E-23,4.1026264050441501E-23,1.6489072641797788E+22,0,false,0,1.3308393996831022E-19,1.3308393996831022E-19,5.2183870422811781E+18,0,false,0,3.8371701975568045E-16,3.8371701975568045E-16,1808703973386702.3,0,false,0,1.213020788753852E-12,1.213020788753852E-12,572150539152.08838,0,false,0,3.8359085415961545E-9,3.8359085415961545E-9,180929886.82139328,0,false,0,1.2130207887538571E-5,1.2130207887538571E-5]
[null,15,15,4112.294256729786,null,295,18,11,3686.8518820178615,1,0.23134681312495059,0.23134681312495059,1.4563569561185854E+25,0,false,0,1.1351303130080194E-23,1.1351303130080194E-23,4.5957983830917943E+21,0,false,0,3.6822171827986073E-20,3.6822171827986073E-20,1.4544574611473242E+18,0,false,0,1.0616828775982092E-16,1.0616828775982092E-16,504118028767209.81,0,false,0,3.3562321588201545E-13,3.3562321588201545E-13,159468551072.71677,0,false,0,1.0613337978175653E-9,1.0613337978175653E-9,50428383.655667312,0,false,0,3.3562321588201571E-6,3.3562321588201571E-6]
[null,15,16,4453.5770512020217,null,296,11,16,3697.7319912670396,1,7.2680151080015867E-2,7.2680151080015867E-2,4.734775079112005E+24,0,false,0,3.4460280084897898E-24,3.4460280084897898E-24,1.494144108109376E+21,0,false,0,1.1178472991036063E-20,1.1178472991036063E-20,4.728599614082745E+17,0,false,0,3.223056322619449E-17,3.223056322619449E-17,163894261603247.59,0,false,0,1.0188847826325906E-13,1.0188847826325906E-13,51844962757.862328,0,false,0,3.221996586404563E-10,3.221996586404563E-10,16394816.752144931,0,false,0,1.0188847826325949E-6,1.0188847826325949E-6]
[null,15,17,4816.8780904789191,null,297,13,15,3705.3007629186413,1,0.33978427852438503,0.33978427852438503,2.2667925379888673E+25,0,false,0,1.573190445697048E-23,1.573190445697048E-23,7.1532747772625431E+21,0,false,0,5.1032280827825845E-20,5.1032280827825845E-20,2.2638360093653967E+18,0,false,0,1.4713987814946801E-16,1.4713987814946801E-16,784650343498699.5,0,false,0,4.6514416056826756E-13,4.6514416056826756E-13,248209836260.84277,0,false,0,1.4709149877228093E-9,1.4709149877228093E-9,78490842.024171278,0,false,0,4.6514416056826629E-6,4.6514416056826629E-6]
[null,15,18,5202.1973745604764,null,298,16,13,3721.0833719876073,1,0.58782804370358888,0.58782804370358888,4.1202257689134901E+25,0,false,0,2.5903956481565481E-23,2.5903956481565481E-23,1.3002119327402156E+22,0,false,0,8.4029113279626229E-20,8.4029113279626229E-20,4.1148518472966359E+18,0,false,0,2.4227867711196362E-16,2.4227867711196362E-16,1426216343441168.8,0,false,0,7.6590053835954285E-13,7.6590053835954285E-13,451157548086.45654,0,false,0,2.4219901623653132E-9,2.4219901623653132E-9,142668543.55301449,0,false,0,7.6590053835954476E-6,7.6590053835954476E-6]
[null,15,19,5609.5349034466935,null,299,19,10,3724.5667271227194,1,0.45900450457148578,0.45900450457148578,3.2524624378764791E+25,0,false,0,2.0008204557954807E-23,2.0008204557954807E-23,1.0263734828374455E+22,0,false,0,6.4904050024898903E-20,6.4904050024898903E-20,3.248220321258751E+18,0,false,0,1.871359433118534E-16,1.871359433118534E-16,1125840025642853.5,0,false,0,5.915812379259971E-13,5.915812379259971E-13,356138974176.30817,0,false,0,1.8707441328681331E-9,1.8707441328681331E-9,112621032.19530243,0,false,0,5.915812379259975E-6,5.915812379259975E-6]
[null,15,20,6038.8906771375714,null,300,5,18,3748.6491823778169,1,0.16923500180645579,0.16923500180645579,1.2924961597829838E+25,0,false,0,6.8444354593191853E-24,6.8444354593191853E-24,4.0787059356067362E+21,0,false,0,2.2202470999189424E-20,2.2202470999189424E-20,1.2908103849147041E+18,0,false,0,6.4015733266158753E-17,6.4015733266158753E-17,447397606418914.38,0,false,0,2.0236896270229305E-13,2.0236896270229305E-13,141526079167.40866,0,false,0,6.3994684986491063E-10,6.3994684986491063E-10,44754475.848231688,0,false,0,2.0236896270229351E-6,2.0236896270229351E-6]
[null,16,1,1871.5508083961338,null,301,9,17,3770.3233921074047,1,1.8857395006209053E-2,1.8857395006209053E-2,1.5400395179052492E+24,0,false,0,7.1321101978723984E-25,7.1321101978723984E-25,4.8598738767655548E+20,0,false,0,2.3135650963832176E-21,2.3135650963832176E-21,1.5380308775732906E+17,0,false,0,6.6706343681011893E-18,6.6706343681011893E-18,53308475146033.352,0,false,0,2.1087462234108784E-14,2.1087462234108784E-14,16863164589.099588,0,false,0,6.6684410732566733E-11,6.6684410732566733E-11,5332600.8659852007,0,false,0,2.1087462234108759E-7,2.1087462234108759E-7]
[null,16,2,1904.5781756031242,null,302,15,14,3793.02970706221,1,0.66112056376982287,0.66112056376982287,5.7896088664394884E+25,0,false,0,2.3318393148239115E-23,2.3318393148239115E-23,1.8270160317035978E+22,0,false,0,7.5641877361347474E-20,7.5641877361347474E-20,5.7820576044490476E+18,0,false,0,2.1809600584963247E-16,2.1809600584963247E-16,2004073381062631.8,0,false,0,6.8945336125104308E-13,6.8945336125104308E-13,633952090749.44104,0,false,0,2.1802429620121775E-9,2.1802429620121775E-9,200473253.41939902,0,false,0,6.8945336125104239E-6,6.8945336125104239E-6]
[null,16,3,1959.6237876147754,null,303,20,9,3798.8352989540645,1,7.9701078088171307E-6,7.9701078088171307E-6,7.1048593018984071E+20,0,false,0,2.7615914105437808E-28,2.7615914105437808E-28,2.2420671494427974E+17,0,false,0,8.9582484294924409E-25,8.9582484294924409E-25,70955925871286.328,0,false,0,2.5829054883815139E-21,2.5829054883815139E-21,24593473810.755653,0,false,0,8.1651787423662095E-18,8.1651787423662095E-18,7779697.2348653581,0,false,0,2.5820562328266458E-14,2.5820562328266458E-14,2460.1562768688386,0,false,0,8.1651787423662149E-11,8.1651787423662149E-11]
[null,16,4,2036.6876444310869,null,304,6,18,3828.5943329478632,1,0.19361963426949796,0.19361963426949796,1.8899156510590659E+25,0,false,0,6.1269294921273241E-24,6.1269294921273241E-24,5.9639714403988464E+21,0,false,0,1.9874973644147329E-20,1.9874973644147329E-20,1.8874506748318333E+18,0,false,0,5.7304928425404558E-17,5.7304928425404558E-17,654194391385621.75,0,false,0,1.8115451204725578E-13,1.8115451204725578E-13,206942473311.81525,0,false,0,5.7286086648573979E-10,5.7286086648573979E-10,65440956.029394537,0,false,0,1.8115451204725496E-6,1.8115451204725496E-6]
[null,16,5,2135.769746052059,null,305,12,16,3864.8900333680449,1,0.44197227617985085,0.44197227617985085,4.8142874811223746E+25,0,false,0,1.2532697260631605E-23,1.2532697260631605E-23,1.5192356879627308E+22,0,false,0,4.0654462902696432E-20,4.0654462902696432E-20,4.8080083097817375E+18,0,false,0,1.1721782018555387E-16,1.1721782018555387E-16,1666465837723131,0,false,0,3.7055341665069146E-13,3.7055341665069146E-13,527156097161.93359,0,false,0,1.1717927913735495E-9,1.1717927913735495E-9,166701394.94767308,0,false,0,3.7055341665069229E-6,3.7055341665069229E-6]
[null,16,6,2256.8700924776908,null,306,14,15,3901.5297688633004,1,0.60557145609965113,0.60557145609965113,7.3611604595002692E+25,0,false,0,1.5387604708444707E-23,1.5387604708444707E-23,2.3229476259456543E+22,0,false,0,4.9915416591599347E-20,4.9915416591599347E-20,7.3515594566577684E+18,0,false,0,1.4391965626320045E-16,1.4391965626320045E-16,2548066038818211,0,false,0,4.5496427306958639E-13,4.5496427306958639E-13,806034254005.177,0,false,0,1.4387233569027021E-9,1.4387233569027021E-9,254890411.47710511,0,false,0,4.5496427306958658E-6,4.5496427306958658E-6]
[null,16,7,2399.9886837079835,null,307,10,17,3908.4104703647572,1,0.12052237497784034,0.12052237497784034,1.495360341496144E+25,0,false,0,3.0003783086536857E-24,3.0003783086536857E-24,4.7188806361756268E+21,0,false,0,9.7328425084028278E-21,9.7328425084028278E-21,1.4934099752504607E+18,0,false,0,2.8062419266854987E-17,2.8062419266854987E-17,517619052447685.63,0,false,0,8.8711983573457435E-14,8.8711983573457435E-14,163739353863.85855,0,false,0,2.8053192384356827E-10,2.8053192384356827E-10,51778930.081408568,0,false,0,8.8711983573457344E-7,8.8711983573457344E-7]
[null,16,8,2565.1255197429364,null,308,7,18,3923.0749654397359,1,0.10865869839765376,0.10865869839765376,1.4081628184029703E+25,0,false,0,2.5897785958522125E-24,2.5897785958522125E-24,4.4437130449078814E+21,0,false,0,8.4009096894092293E-21,8.4009096894092293E-21,1.4063261820062459E+18,0,false,0,2.4222096445478682E-17,2.4222096445478682E-17,487435625733219.06,0,false,0,7.6571809491990779E-14,7.6571809491990779E-14,154191376902.32117,0,false,0,2.4214132255519115E-10,2.4214132255519115E-10,48759594.656881876,0,false,0,7.6571809491990417E-7,7.6571809491990417E-7]
[null,16,9,2752.2806005825496,null,309,18,12,3940.0616972714561,1,0.28898993915328552,0.28898993915328552,3.9381087753515807E+25,0,false,0,6.5503461799488553E-24,6.5503461799488553E-24,1.242741614009014E+22,0,false,0,2.1248483086643342E-20,2.1248483086643342E-20,3.9329723850020091E+18,0,false,0,6.1265127905569425E-17,6.1265127905569425E-17,1363176537565468.3,0,false,0,1.9367364476675606E-13,1.9367364476675606E-13,431216054370.21747,0,false,0,6.1244984020930058E-10,6.1244984020930058E-10,136362489.54408893,0,false,0,1.9367364476675621E-6,1.9367364476675621E-6]
[null,16,10,2961.4539262268236,null,310,19,11,3955.7582975716537,1,0.73929408943522446,0.73929408943522446,1.055111649562273E+26,0,false,0,1.6000095073804912E-23,1.6000095073804912E-23,3.3295960805949821E+22,0,false,0,5.1902256799972859E-20,5.1902256799972859E-20,1.0537354901914397E+19,0,false,0,1.496482543470066E-16,1.496482543470066E-16,3652269470557913,0,false,0,4.7307373449117642E-13,4.7307373449117642E-13,1155328886017.5598,0,false,0,1.4959905021938615E-9,1.4959905021938615E-9,365347072.64005804,0,false,0,4.7307373449117499E-6,4.7307373449117499E-6]
[null,16,11,3192.6454966757574,null,311,17,13,3960.9188236977461,1,0.89098100844381345,0.89098100844381345,1.2910189842215818E+26,0,false,0,1.8992878006234052E-23,1.8992878006234052E-23,4.0740444403407088E+22,0,false,0,6.1610460881823612E-20,6.1610460881823612E-20,1.2893351360015405E+19,0,false,0,1.7763963436141619E-16,1.7763963436141619E-16,4468862820289536,0,false,0,5.6156114608685141E-13,5.6156114608685141E-13,1413643310153.0459,0,false,0,1.7758122670889993E-9,1.7758122670889993E-9,447033265.91434628,0,false,0,5.6156114608685278E-6,5.6156114608685278E-6]
[null,16,12,3445.855311929352,null,312,1,19,3981.5609282021151,1,0.5610843122130359,0.5610843122130359,8.6365205063987713E+25,0,false,0,1.1259107271674074E-23,1.1259107271674074E-23,2.7254106084425849E+22,0,false,0,3.6523100285172389E-20,3.6523100285172389E-20,8.6252560789505423E+18,0,false,0,1.0530598355445003E-16,1.0530598355445003E-16,2989531978957258.5,0,false,0,3.3289726713986256E-13,3.3289726713986256E-13,945683958646.94727,0,false,0,1.0527135910074947E-9,1.0527135910074947E-9,299051525.60088325,0,false,0,3.3289726713986394E-6,3.3289726713986394E-6]
[null,16,13,3721.0833719876073,null,313,2,19,4003.3641510848552,1,0.17554218435939983,0.17554218435939983,2.8791725141771383E+25,0,false,0,3.3058399368719219E-24,3.3058399368719219E-24,9.0857508042282327E+21,0,false,0,1.0723720862386863E-20,1.0723720862386863E-20,2.8754172715568205E+18,0,false,0,3.0919389754967438E-17,3.0919389754967438E-17,996625701020475.63,0,false,0,9.7743546982197347E-14,9.7743546982197347E-14,315264377455.85455,0,false,0,3.0909223504742179E-10,3.0909223504742179E-10,99695349.787553832,0,false,0,9.7743546982197768E-7,9.7743546982197768E-7]
[null,16,14,4018.329676850522,null,314,20,10,4008.008624598338,1,3.0726919724563365E-5,3.0726919724563365E-5,5.1081057783909387E+21,0,false,0,5.7090609929495245E-28,5.7090609929495245E-28,1.6119553779973079E+18,0,false,0,1.8519461814192295E-24,1.8519461814192295E-24,510144338618145.56,0,false,0,5.3396620933473053E-21,5.3396620933473053E-21,176817105512.36404,0,false,0,1.6879942224807467E-17,1.6879942224807467E-17,55932868.915404312,0,false,0,5.3379064202441884E-14,5.3379064202441884E-14,17687.526184030907,0,false,0,1.687994222480757E-10,1.687994222480757E-10]
[null,16,15,4337.5942265180984,null,315,16,14,4018.329676850522,1,0.54962629506860838,0.54962629506860838,9.4144396512771776E+25,0,false,0,9.9112182879108533E-24,9.9112182879108533E-24,2.9708970967096552E+22,0,false,0,3.2150721255521228E-20,3.2150721255521228E-20,9.4021606006643302E+18,0,false,0,9.2699231373084868E-17,9.2699231373084868E-17,3258808727496701,0,false,0,2.9304432424876769E-13,2.9304432424876769E-13,1030864750597.9305,0,false,0,9.2668752001102202E-10,9.2668752001102202E-10,325988057.14708656,0,false,0,2.9304432424876888E-6,2.9304432424876888E-6]
[null,16,16,4678.8770209903341,null,316,8,18,4032.0910798534355,1,0.22761485539970691,0.22761485539970691,4.0568655179627634E+25,0,false,0,3.9445467540182164E-24,3.9445467540182164E-24,1.2802174569595175E+22,0,false,0,1.2795603878737778E-20,1.2795603878737778E-20,4.0515742357547894E+18,0,false,0,3.6893189272068608E-17,3.6893189272068608E-17,1404284189598460.5,0,false,0,1.166281484697873E-13,1.166281484697873E-13,444219710922.10699,0,false,0,3.6881058845281009E-10,3.6881058845281009E-10,140474606.80554312,0,false,0,1.1662814846978737E-6,1.1662814846978737E-6]
[null,16,17,5042.1780602672316,null,317,3,19,4039.7028558894217,1,0.5061637631637701,0.5061637631637701,9.2215597471565517E+25,0,false,0,8.5815202064122211E-24,8.5815202064122211E-24,2.910030346441789E+22,0,false,0,2.7837351180279237E-20,2.7837351180279237E-20,9.2095322656430254E+18,0,false,0,8.0262617978791836E-17,8.0262617978791836E-17,3192043339625510,0,false,0,2.5372923054097044E-13,2.5372923054097044E-13,1009744736914.4939,0,false,0,8.0236227747142502E-10,8.0236227747142502E-10,319309322.40172946,0,false,0,2.5372923054097104E-6,2.5372923054097104E-6]
[null,16,18,5427.4973443487879,null,318,13,16,4046.5835573908776,1,0.21095665801156122,0.21095665801156122,3.9201239377265398E+25,0,false,0,3.506494716907105E-24,3.506494716907105E-24,1.2370661724677028E+22,0,false,0,1.1374619239770794E-20,1.1374619239770794E-20,3.9150110046127805E+18,0,false,0,3.2796105950723364E-17,3.2796105950723364E-17,1356951085176782.3,0,false,0,1.036762933625713E-13,1.036762933625713E-13,429246745963.17059,0,false,0,3.2785322638952312E-10,3.2785322638952312E-10,135739739.54593033,0,false,0,1.0367629336257118E-6,1.0367629336257118E-6]
[null,16,19,5834.8348732350059,null,319,11,17,4061.0330305439365,1,1.8849524448277106E-2,1.8849524448277106E-2,3.6509448611503396E+24,0,false,0,3.005951956744622E-25,3.005951956744622E-25,1.1521218351818618E+21,0,false,0,9.7509227081261319E-22,9.7509227081261319E-22,3.6461830125012614E+17,0,false,0,2.8114549376288871E-18,2.8114549376288871E-18,126377473517627,0,false,0,8.8876779251542236E-15,8.8876779251542236E-15,39977210573.821609,0,false,0,2.8105305353486812E-11,2.8105305353486812E-11,12641903.991344338,0,false,0,8.887677925154196E-8,8.887677925154196E-8]
[null,16,20,6264.1906469258838,null,320,4,19,4090.5770426158147,1,0.33390179394977787,0.33390179394977787,7.0359909038671814E+25,0,false,0,4.8943919878771206E-24,4.8943919878771206E-24,2.220334477999282E+22,0,false,0,1.58767800230402E-20,1.58767800230402E-20,7.0268140126637496E+18,0,false,0,4.5777054054818136E-17,4.5777054054818136E-17,2435508581862211.5,0,false,0,1.4471215858957523E-13,1.4471215858957523E-13,770428753806.94836,0,false,0,4.5762002626255842E-10,4.5762002626255842E-10,243630963.69150713,0,false,0,1.4471215858957584E-6,1.4471215858957584E-6]
[null,17,1,{"$f":"3.1416/2*SQRT($H$2/$I$2)*(B330^2/$C$2^2+C330^2/$D$2^2)","v":2111.3862601062729},null,321,15,15,4112.294256729786,1,{"$f":"ABS(SIN(G330*3.1416*$J$2/$C$2)*SIN(H330*3.1416*$K$2/$D$2))*(1/F330^$M$2)+(1-1/F330^$M$2)","v":0.52924481747645913},{"$f":"$J330*$K330","v":0.52924481747645913},{"$f":"10^(LOG10($I330/22.27)/LOG10(2)*70/20)*$L330","v":1.1860420247160215E+26},{"$f":"IF($I330<22.27,M330,0)","v":0},{"$f":"AND($I330>22.27,$I330<44.45)","v":false},{"$f":"IF($O330=TRUE,$L330,0)","v":0},{"$f":"10^(LOG10(44.45/$I330)/LOG10(2)*70/20)*$L330","v":7.2945694531017658E-24},{"$f":"IF($I330>44.45,Q330,0)","v":7.2945694531017658E-24},{"$f":"10^(LOG10($I330/44.548)/LOG10(2)*70/20)*$L330","v":3.7427706144214607E+22},{"$f":"IF($I330<44.528,S330,0)","v":0},{"$f":"AND($I330>44.548,$I330<89.095)","v":false},{"$f":"IF($U330=TRUE,$L330,0)","v":0},{"$f":"10^(LOG10(89.095/$I330)/LOG10(2)*70/20)*$L330","v":2.3662647956384533E-20},{"$f":"IF($I330>89.095,W330,0)","v":2.3662647956384533E-20},{"$f":"10^(LOG10($I330/89.09)/LOG10(2)*70/20)*$L330","v":1.1844950956804145E+19},{"$f":"IF($I330<89.09,Y330,0)","v":0},{"$f":"AND($I330>89.09,$I330<176.78)","v":false},{"$f":"IF($AA330=TRUE,$L330,0)","v":0},{"$f":"10^(LOG10(176.78/$I330)/LOG10(2)*70/20)*$L330","v":6.8225818648845059E-17},{"$f":"IF($I330>176.78,AC330,0)","v":6.8225818648845059E-17},{"$f":"10^(LOG10($I330/176.78)/LOG10(2)*70/20)*$L330","v":4105485025652120},{"$f":"IF($I330<176.78,AE330,0)","v":0},{"$f":"AND($I330>176.78,$I330<353.55)","v":false},{"$f":"IF($AG330=TRUE,$L330,0)","v":0},{"$f":"10^(LOG10(353.55/$I330)/LOG10(2)*70/20)*$L330","v":2.1567804420948972E-13},{"$f":"IF($I330>353.55,AI330,0)","v":2.1567804420948972E-13},{"$f":"10^(LOG10($I330/353.55)/LOG10(2)*70/20)*$L330","v":1298695367218.8682},{"$f":"IF($I330<353.55,AK330,0)","v":0},{"$f":"AND($I330>353.55,$I330<707.1)","v":false},{"$f":"IF($AM330=TRUE,$L330,0)","v":0},{"$f":"10^(LOG10(707.1/$I330)/LOG10(2)*70/20)*$L330","v":6.820338609924788E-10},{"$f":"IF($I330>707.1,AO330,0)","v":6.820338609924788E-10},{"$f":"10^(LOG10($I330/707.1)/LOG10(2)*70/20)*$L330","v":410683534.71203882},{"$f":"IF($I330<707.1,AQ330,0)","v":0},{"$f":"AND($I330>707.1,$I330<1414.2)","v":false},{"$f":"IF($AS330=TRUE,$L330,0)","v":0},{"$f":"10^(LOG10(1414.2/$I330)/LOG10(2)*70/20)*$L330","v":2.1567804420948946E-6},{"$f":"IF($I330>1414.2,AU330,0)","v":2.1567804420948946E-6}]
[null,17,2,2144.4136273132631,null,322,9,18,4155.6426761889616,{"$f":"IF(ABS(I331-I330)>0.0001,1,$L$2)","v":1},3.7446568527334641E-2,3.7446568527334641E-2,9.4799024717585474E+24,0,false,0,4.5688478661834728E-25,4.5688478661834728E-25,2.9915550764210386E+21,0,false,0,1.4820756635308712E-21,1.4820756635308712E-21,9.4675380394006003E+17,0,false,0,4.2732252802096326E-18,4.2732252802096326E-18,328146868588116.88,0,false,0,1.350868174474836E-14,1.350868174474836E-14,103803281546.5141,0,false,0,4.2718202499742238E-11,4.2718202499742238E-11,32825479.828670941,0,false,0,1.3508681744748345E-7,1.3508681744748345E-7]
[null,17,3,2199.4592393249141,null,323,5,19,4155.9867112640341,1,0.40169844664069576,0.40169844664069576,1.0179114684837678E+26,0,false,0,4.8963991115156757E-24,4.8963991115156757E-24,3.2122041655613454E+22,0,false,0,1.5883290874759333E-20,1.5883290874759333E-20,1.0165838285068861E+19,0,false,0,4.5795826602567563E-17,4.5795826602567563E-17,3523501026281314,0,false,0,1.4477150307914737E-13,1.4477150307914737E-13,1114595335418.5361,0,false,0,4.5780769001618807E-10,4.5780769001618807E-10,352465992.93218988,0,false,0,1.4477150307914822E-6,1.4477150307914822E-6]
[null,17,4,2276.5230961412258,null,324,19,12,4208.9681128252478,1,0.92349901447260219,0.92349901447260219,2.7115066667293108E+26,0,false,0,9.7151320795200292E-24,9.7151320795200292E-24,8.5566508281798255E+22,0,false,0,3.1514642738744425E-20,3.1514642738744425E-20,2.7079701070581101E+19,0,false,0,9.0865244846639046E-17,9.0865244846639046E-17,9385881600509582,0,false,0,2.8724665651881255E-13,2.8724665651881255E-13,2969052590786.2466,0,false,0,9.0835368486750577E-10,9.0835368486750577E-10,938896867.97083437,0,false,0,2.8724665651881372E-6,2.8724665651881372E-6]
[null,17,5,2375.6051977621973,null,325,18,13,4215.2897573297114,1,0.30907358730455936,0.30907358730455936,9.2345220075858577E+25,0,false,0,3.1951840410087945E-24,3.1951840410087945E-24,2.9141208226998409E+22,0,false,0,1.0364767325109249E-20,1.0364767325109249E-20,9.2224776196756511E+18,0,false,0,2.9884429551747412E-17,2.9884429551747412E-17,3196530226681988.5,0,false,0,9.4471791554622732E-14,9.4471791554622732E-14,1011164081863.278,0,false,0,2.9874603594926781E-10,2.9874603594926781E-10,319758158.68409079,0,false,0,9.4471791554622615E-7,9.4471791554622615E-7]
[null,17,6,2496.7055441878297,null,326,12,17,4228.1910726449423,1,0.11462506752553328,0.11462506752553328,3.5486471912043248E+25,0,false,0,1.1436230461904259E-24,1.1436230461904259E-24,1.1198399509805576E+22,0,false,0,3.7097665202577684E-21,3.7097665202577684E-21,3.5440187672001132E+18,0,false,0,1.0696260972448395E-17,1.0696260972448395E-17,1228364391919426.3,0,false,0,3.3813425658777715E-14,3.3813425658777715E-14,388570688986.73688,0,false,0,1.0692744057451688E-10,1.0692744057451688E-10,122876840.91789952,0,false,0,3.3813425658777856E-7,3.3813425658777856E-7]
[null,17,7,2639.8241354181218,null,327,6,19,4235.9318618340803,1,0.4595781339261345,0.4595781339261345,1.4533774163907264E+26,0,false,0,4.4887644945692708E-24,4.4887644945692708E-24,4.5863959053503132E+22,0,false,0,1.4560976446518687E-20,1.4560976446518687E-20,1.4514818075688884E+19,0,false,0,4.1983236205069425E-17,4.1983236205069425E-17,5030866609504591,0,false,0,1.3271899778732275E-13,1.3271899778732275E-13,1591422966601.1152,0,false,0,4.1969432178278814E-10,4.1969432178278814E-10,503252129.51615858,0,false,0,1.3271899778732352E-6,1.3271899778732352E-6]
[null,17,8,2804.9609714530752,null,328,20,11,4239.2001950472722,1,4.9490211779354038E-5,4.9490211779354038E-5,1.5791844869806242E+22,0,false,0,4.7906260164584202E-28,4.7906260164584202E-28,4.983402922874112E+18,0,false,0,1.5540176517196477E-24,1.5540176517196477E-24,1577124790709691.3,0,false,0,4.4806535041536896E-21,4.4806535041536896E-21,546634784344.46271,0,false,0,1.4164411709446254E-17,1.4164411709446254E-17,172917951.8505443,0,false,0,4.479180271820971E-14,4.479180271820971E-14,54681.457617904649,0,false,0,1.416441170944639E-10,1.416441170944639E-10]
[null,17,9,2992.1160522926884,null,329,14,16,4242.8125633355367,1,0.37597186991925285,0.37597186991925285,1.211629593394643E+26,0,false,0,3.6035233939254553E-24,3.6035233939254553E-24,3.8235168258954604E+22,0,false,0,1.1689367826472111E-20,1.1689367826472111E-20,1.2100492910450094E+19,0,false,0,3.3703611316811343E-17,3.3703611316811343E-17,4194056406651944.5,0,false,0,1.0654513372746131E-13,1.0654513372746131E-13,1326713309423.9695,0,false,0,3.3692529618600295E-10,3.3692529618600295E-10,419543585.98394978,0,false,0,1.065451337274614E-6,1.065451337274614E-6]
[null,17,10,3201.289377936962,null,330,17,14,4258.1651285606613,1,0.83307796538948253,0.83307796538948253,2.7998740787519152E+26,0,false,0,7.6563064615294417E-24,7.6563064615294417E-24,8.8355102160414365E+22,0,false,0,2.4836076427831719E-20,2.4836076427831719E-20,2.7962222633708163E+19,0,false,0,7.1609130535067592E-17,7.1609130535067592E-17,9691765438732886,0,false,0,2.2637349799842863E-13,2.2637349799842863E-13,3065813368410.7197,0,false,0,7.1585585557460369E-10,7.1585585557460369E-10,969495312.51707685,0,false,0,2.2637349799842921E-6,2.2637349799842921E-6]
[null,17,11,3432.4809483858962,null,331,10,18,4293.7297544463145,1,0.23933047869012683,0.23933047869012683,8.8603135337852882E+25,0,false,0,1.9967948225150667E-24,1.9967948225150667E-24,2.7960325551493797E+22,0,false,0,6.4773463643167905E-21,6.4773463643167905E-21,8.8487572179177677E+18,0,false,0,1.8675942742849248E-17,1.8675942742849248E-17,3066997945898961,0,false,0,5.9039098164259424E-14,5.9039098164259424E-14,970188905506.0188,0,false,0,1.8669802120132591E-10,1.8669802120132591E-10,306800670.20248878,0,false,0,5.9039098164259667E-7,5.9039098164259667E-7]
[null,17,12,3685.6907636394908,null,332,7,19,4330.412494325953,1,0.25791372880567032,0.25791372880567032,1.0540986717745278E+26,0,false,0,1.9491899695264156E-24,1.9491899695264156E-24,3.3263994455533671E+22,0,false,0,6.3229223253754785E-21,6.3229223253754785E-21,1.0527238336087855E+19,0,false,0,1.8230696441790381E-17,1.8230696441790381E-17,3648763047469851.5,0,false,0,5.7631568679005181E-14,5.7631568679005181E-14,1154219692976.6633,0,false,0,1.822470221540775E-10,1.822470221540775E-10,364996315.00265133,0,false,0,5.7631568679005329E-7,5.7631568679005329E-7]
[null,17,13,3960.9188236977461,null,333,16,15,4337.5942265180984,1,0.4399906524691371,0.4399906524691371,1.8332323141370151E+26,0,false,0,3.2617893433206486E-24,3.2617893433206486E-24,5.7850968951987718E+22,0,false,0,1.0580826385313875E-20,1.0580826385313875E-20,1.8308412687637025E+19,0,false,0,3.0507386301394834E-17,3.0507386301394834E-17,6345734516475629,0,false,0,9.6441106046583152E-14,9.6441106046583152E-14,2007357466086.1721,0,false,0,3.0497355517303905E-10,3.0497355517303905E-10,634782167.09765172,0,false,0,9.6441106046583035E-7,9.6441106046583035E-7]
[null,17,14,4258.1651285606613,null,334,13,17,4409.8845966677745,1,5.4711398141398686E-2,5.4711398141398686E-2,2.7625629384054052E+25,0,false,0,3.3468015278962385E-25,3.3468015278962385E-25,8.7177681489229397E+21,0,false,0,1.0856595011350998E-21,1.0856595011350998E-21,2.7589597871400376E+18,0,false,0,3.1302501890475531E-18,3.1302501890475531E-18,956261290889796.75,0,false,0,9.8954655587938883E-15,9.8954655587938883E-15,302495831934.50952,0,false,0,3.1292209673539593E-11,3.1292209673539593E-11,95657581.162053928,0,false,0,9.8954655587939671E-8,9.8954655587939671E-8]
[null,17,15,4577.4296782282372,null,335,1,20,4410.9167018929929,1,0.81286150631255794,0.81286150631255794,4.1155944669639885E+26,0,false,0,4.9589194504791363E-24,4.9589194504791363E-24,1.2987504414539225E+23,0,false,0,1.6086098837657973E-20,1.6086098837657973E-20,4.1102265858543624E+19,0,false,0,4.6380576852106864E-17,4.6380576852106864E-17,1.4246132180538112E+16,0,false,0,1.4662003773463907E-13,1.4662003773463907E-13,4506504285864.1924,0,false,0,4.6365326986129653E-10,4.6365326986129653E-10,1425081782.8641312,0,false,0,1.466200377346402E-6,1.466200377346402E-6]
[null,17,16,4918.712472700473,null,336,2,20,4432.7199247757326,1,0.25431380149798327,0.25431380149798327,1.363590221058999E+26,0,false,0,1.4650164283166255E-24,1.4650164283166255E-24,4.3030561338785819E+22,0,false,0,4.7523254410629497E-21,4.7523254410629497E-21,1.3618117197397543E+19,0,false,0,1.3702240522695547E-17,1.3702240522695547E-17,4720068190689771,0,false,0,4.3316042163358337E-14,4.3316042163358337E-14,1493107550972.5488,0,false,0,1.36977352460099E-10,1.36977352460099E-10,472162065.26692176,0,false,0,4.3316042163358217E-7,4.3316042163358217E-7]
[null,17,17,5282.0135119773704,null,337,8,19,4439.4286087396531,1,0.54026964203879591,0.54026964203879591,2.9482260676276988E+26,0,false,0,3.0580660513634153E-24,3.0580660513634153E-24,9.3036618101540956E+22,0,false,0,9.9199741487160725E-21,9.9199741487160725E-21,2.9443807599467893E+19,0,false,0,2.8601970435389025E-17,2.8601970435389025E-17,1.0205285917909122E+16,0,false,0,9.0417633180672407E-14,9.0417633180672407E-14,3228256213314.8501,0,false,0,2.8592566149253917E-10,2.8592566149253917E-10,1020864250.4665331,0,false,0,9.0417633180672643E-7,9.0417633180672643E-7]
[null,17,18,5667.3327960589268,null,338,11,18,4446.3523146254929,1,3.7430939359740178E-2,3.7430939359740178E-2,2.0799355260610599E+25,0,false,0,2.0806455062656335E-25,2.0806455062656335E-25,6.5636136027274336E+21,0,false,0,6.7493472306117067E-22,6.7493472306117067E-22,2.0772227110086231E+18,0,false,0,1.9460194860801765E-18,1.9460194860801765E-18,719969780043005.13,0,false,0,6.1518305688873578E-15,6.1518305688873578E-15,227749318786.25357,0,false,0,1.9453796377133467E-11,1.9453796377133467E-11,72020658.291633472,0,false,0,6.1518305688873622E-8,6.1518305688873622E-8]
[null,17,19,6074.6703249451439,null,339,15,16,4453.5770512020217,1,0.32858411945848753,0.32858411945848753,1.8606458594243347E+26,0,false,0,1.7923215746671523E-24,1.7923215746671523E-24,5.8716053068741169E+22,0,false,0,5.8140613669732151E-21,5.8140613669732151E-21,1.8582190591550693E+19,0,false,0,1.6763512569156095E-17,1.6763512569156095E-17,6440626516364099,0,false,0,5.2993451402990073E-14,5.2993451402990073E-14,2037374820886.2217,0,false,0,1.6758000750689454E-10,1.6758000750689454E-10,644274488.14780378,0,false,0,5.2993451402990211E-7,5.2993451402990211E-7]
[null,17,20,6504.0260986360217,null,340,3,20,4469.0586295802996,1,0.73329628009616599,0.73329628009616599,4.3233370345782814E+26,0,false,0,3.8417259737438709E-24,3.8417259737438709E-24,1.3643073746171713E+23,0,false,0,1.2462066451769272E-20,1.2462066451769272E-20,4.3176981993176662E+19,0,false,0,3.5931510594056251E-17,3.5931510594056251E-17,1.4965233175913964E+16,0,false,0,1.1358805337764645E-13,1.1358805337764645E-13,4733978780454.1768,0,false,0,3.5919696365814553E-10,3.5919696365814553E-10,1497015534.1141362,0,false,0,1.1358805337764652E-6,1.1358805337764652E-6]
[null,18,1,2365.7571937382381,null,341,19,13,4484.1961728835031,1,0.98767851265533346,0.98767851265533346,6.0566112004684014E+26,0,false,0,4.9749420826605418E-24,4.9749420826605418E-24,1.9112734584186953E+23,0,false,0,1.6138074201945054E-20,1.6138074201945054E-20,6.0487116930916893E+19,0,false,0,4.6530435895126654E-17,4.6530435895126654E-17,2.096496251528162E+16,0,false,0,1.4709377782227425E-13,1.4709377782227425E-13,6631883814553.3818,0,false,0,4.6515136755714984E-10,4.6515136755714984E-10,2097185803.1594369,0,false,0,1.4709377782227487E-6,1.4709377782227487E-6]
[null,18,2,2398.7845609452283,null,342,20,12,4492.4100103008668,1,6.1821354258613116E-5,6.1821354258613116E-5,3.8725170775670863E+22,0,false,0,3.0483876997415692E-28,3.0483876997415692E-28,1.2220429647283204E+19,0,false,0,9.8885788170658997E-25,9.8885788170658997E-25,3867466237054438,0,false,0,2.8511449196703573E-21,2.8511449196703573E-21,1340471968296.448,0,false,0,9.0131474009470265E-18,9.0131474009470265E-18,424033877.66268313,0,false,0,2.8502074673819733E-14,2.8502074673819733E-14,134091.28584872762,0,false,0,9.0131474009471426E-11,9.0131474009471426E-11]
[null,18,3,2453.8301729568798,null,343,18,14,4512.5360621926266,1,0.28898752367015029,0.28898752367015029,1.9067990168136879E+26,0,false,0,1.3528192705615199E-24,1.3528192705615199E-24,6.0172499616501558E+22,0,false,0,4.3883722478368746E-21,4.3883722478368746E-21,1.904312019976541E+19,0,false,0,1.2652864958156816E-17,1.2652864958156816E-17,6600385692346107,0,false,0,3.9998716349125916E-14,3.9998716349125916E-14,2087911724667.9011,0,false,0,1.2648704714625334E-10,1.2648704714625334E-10,660255660.3320899,0,false,0,3.9998716349126154E-7,3.9998716349126154E-7]
[null,18,4,2530.8940297731911,null,344,4,20,4519.9328163066921,1,0.48373463538832456,0.48373463538832456,3.2531421853236128E+26,0,false,0,2.22176354110935E-24,2.22176354110935E-24,1.026587989466835E+23,0,false,0,7.2071160407206321E-21,7.2071160407206321E-21,3.2488991821259252E+19,0,false,0,2.0780066241179635E-17,2.0780066241179635E-17,1.1260753202536072E+16,0,false,0,6.5690733130061917E-14,6.5690733130061917E-14,3562134053382.8013,0,false,0,2.0773233785727731E-10,2.0773233785727731E-10,1126445693.9537487,0,false,0,6.5690733130061848E-7,6.5690733130061848E-7]
[null,18,5,2629.9761313941631,null,345,9,19,4562.9802050751787,1,8.888367210618528E-2,8.888367210618528E-2,6.6739136368751031E+25,0,false,0,3.6563680723911254E-25,3.6563680723911254E-25,2.1060744326713939E+22,0,false,0,1.1860789187381788E-21,1.1860789187381788E-21,6.6652089952427919E+18,0,false,0,3.4197865497641779E-18,3.4197865497641779E-18,2310175518885718,0,false,0,1.0810758878003553E-14,1.0810758878003553E-14,730781923473.88916,0,false,0,3.4186621289377435E-11,3.4186621289377435E-11,231093535.10563695,0,false,0,1.0810758878003502E-7,1.0810758878003502E-7]
[null,18,6,2751.0764778197949,null,346,17,15,4577.4296782282372,1,0.66690134885854513,0.66690134885854513,5.1949914274323759E+26,0,false,0,2.6443861242283371E-24,2.6443861242283371E-24,1.6393737196134145E+23,0,false,0,8.5780495093862184E-21,8.5780495093862184E-21,5.1882157121445904E+19,0,false,0,2.4732838491572567E-17,2.4732838491572567E-17,1.79824652662044E+16,0,false,0,7.8186386609254708E-14,7.8186386609254708E-14,5688425164499.168,0,false,0,2.4724706370373566E-10,2.4724706370373566E-10,1798837981.9235322,0,false,0,7.8186386609254913E-7,7.8186386609254913E-7]
[null,18,7,2894.1950690500876,null,347,5,20,4585.3424849549119,1,0.58195390124504776,0.58195390124504776,4.6252267164619623E+26,0,false,0,2.2616773853206532E-24,2.2616773853206532E-24,1.4595741363848932E+23,0,false,0,7.3365914333713675E-21,7.3365914333713675E-21,4.6191941329996071E+19,0,false,0,2.1153378842320439E-17,2.1153378842320439E-17,1.6010224451555278E+16,0,false,0,6.687086307628088E-14,6.687086307628088E-14,5064542726000.1563,0,false,0,2.1146423642230052E-10,2.1146423642230052E-10,1601549032.1398642,0,false,0,6.687086307628057E-7,6.687086307628057E-7]
[null,18,8,3059.3319050850405,null,348,14,17,4606.1136026124332,1,9.7507928211448477E-2,9.7507928211448477E-2,8.167819214492341E+25,0,false,0,3.5955079596074062E-25,3.5955079596074062E-25,2.5775034191750892E+22,0,false,0,1.1663366785327062E-21,1.1663366785327062E-21,8.1571661040314522E+18,0,false,0,3.3628643277684554E-18,3.3628643277684554E-18,2827291004748388,0,false,0,1.0630814192029324E-14,1.0630814192029324E-14,894361983225.86243,0,false,0,3.3617586228855361E-11,3.3617586228855361E-11,282822091.96590251,0,false,0,1.0630814192029351E-7,1.0630814192029351E-7]
[null,18,9,3246.4869859246537,null,349,12,18,4613.5103567264987,1,0.22761974517858588,0.22761974517858588,1.9425771561046017E+26,0,false,0,8.238119768217248E-25,8.238119768217248E-25,6.1301543660356335E+22,0,false,0,2.6723404191451927E-21,2.6723404191451927E-21,1.9400434946119537E+19,0,false,0,7.7050807306366515E-18,7.7050807306366515E-18,6724231738306962,0,false,0,2.435759328903397E-14,2.435759328903397E-14,2127088164268.269,0,false,0,7.7025473113379225E-11,7.7025473113379225E-11,672644338.30741251,0,false,0,2.4357593289033812E-7,2.4357593289033812E-7]
[null,18,10,3455.6603115689277,null,350,6,20,4665.2876355249582,1,0.66580612945327122,0.66580612945327122,6.4694909976295634E+26,0,false,0,2.116469324614377E-24,2.116469324614377E-24,2.0415651630885122E+23,0,false,0,6.8655551038095724E-21,6.8655551038095724E-21,6.4610529800371585E+19,0,false,0,1.9795253612340444E-17,1.9795253612340444E-17,2.2394146127089392E+16,0,false,0,6.2577506115607847E-14,6.2577506115607847E-14,7083980003910.3896,0,false,0,1.9788744961843726E-10,1.9788744961843726E-10,2240151171.1445208,0,false,0,6.2577506115608346E-7,6.2577506115608346E-7]
[null,18,11,3686.8518820178615,null,351,16,16,4678.8770209903341,1,0.27317025379840865,0.27317025379840865,2.7456343557450353E+26,0,false,0,8.3948052431788067E-25,8.3948052431788067E-25,8.6643469375286297E+22,0,false,0,2.7231671781161112E-21,2.7231671781161112E-21,2.7420532840649642E+19,0,false,0,7.851628033645658E-18,7.851628033645658E-18,9504014612067480,0,false,0,2.4820864178604676E-14,2.4820864178604676E-14,3006421816070.7866,0,false,0,7.8490464298075285E-11,7.8490464298075285E-11,950714054.60034764,0,false,0,2.4820864178604733E-7,2.4820864178604733E-7]
[null,18,12,3940.0616972714561,null,352,10,19,4701.0672833325316,1,0.56807800098909977,0.56807800098909977,6.0326528406296527E+26,0,false,0,1.652319857591762E-24,1.652319857591762E-24,1.9037129636549588E+23,0,false,0,5.3599137485642594E-21,5.3599137485642594E-21,6.0247845816249238E+19,0,false,0,1.5454082064569903E-17,1.5454082064569903E-17,2.0882030641446124E+16,0,false,0,4.8854030054146322E-14,4.8854030054146322E-14,6605649827662.1191,0,false,0,1.5449000784942129E-10,1.5449000784942129E-10,2088889888.0911057,0,false,0,4.8854030054146256E-7,4.8854030054146256E-7]
[null,18,13,4215.2897573297114,null,353,7,20,4759.7682680168309,1,0.37364819784172698,0.37364819784172698,4.5837801714488363E+26,0,false,0,9.4078095170228186E-25,9.4078095170228186E-25,1.44649492776396E+23,0,false,0,3.0517727752578263E-21,3.0517727752578263E-21,4.5778016458212409E+19,0,false,0,8.7990869114056601E-18,8.7990869114056601E-18,1.5866757216524308E+16,0,false,0,2.7816007099145472E-14,2.7816007099145472E-14,5019159480824.959,0,false,0,8.7961937844712951E-11,8.7961937844712951E-11,1587197589.9035056,0,false,0,2.7816007099145634E-7,2.7816007099145634E-7]
[null,18,14,4512.5360621926266,null,354,20,13,4767.6380703591221,1,6.6117691808643443E-5,6.6117691808643443E-5,8.2683797116909311E+22,0,false,0,1.6330574685802408E-28,1.6330574685802408E-28,2.6092371070245237E+19,0,false,0,5.2974290285395294E-25,5.2974290285395294E-25,8257595442342153,0,false,0,1.5273921704470354E-21,1.5273921704470354E-21,2862100025577.1221,0,false,0,4.8284500294300699E-18,4.8284500294300699E-18,905373182.58603907,0,false,0,1.5268899661305988E-14,1.5268899661305988E-14,286304.13894073927,0,false,0,4.828450029430038E-11,4.828450029430038E-11]
[null,18,15,4831.8006118602025,null,355,19,14,4781.4424777464183,1,0.92349129553158515,0.92349129553158515,1.1943585870182075E+27,0,false,0,2.2055524469025822E-24,2.2055524469025822E-24,3.7690150343905156E+23,0,false,0,7.1545293297888887E-21,7.1545293297888887E-21,1.1928008108697382E+20,0,false,0,2.0628444520314688E-17,2.0628444520314688E-17,4.1342728099675224E+16,0,false,0,6.521142079840475E-14,6.521142079840475E-14,13078018581424.135,0,false,0,2.062166191786332E-10,2.062166191786332E-10,4135632599.9304852,0,false,0,6.5211420798404322E-7,6.5211420798404322E-7]
[null,18,16,5173.0834063324382,null,356,13,18,4795.2038807493318,1,0.10864459905801384,0.10864459905801384,1.4528537549630399E+26,0,false,0,2.5094635743769068E-25,2.5094635743769068E-25,4.5847433967860558E+22,0,false,0,8.1403780581733445E-22,8.1403780581733445E-22,1.4509588291415091E+19,0,false,0,2.3470913236492336E-18,2.3470913236492336E-18,5029053955226756,0,false,0,7.4197140655973177E-15,7.4197140655973177E-15,1590849566455.1096,0,false,0,2.3463196034475714E-11,2.3463196034475714E-11,503070804.4689588,0,false,0,7.4197140655974016E-8,7.4197140655974016E-8]
[null,18,17,5536.3844456093357,null,357,15,17,4816.8780904789191,1,8.5217962552521065E-2,8.5217962552521065E-2,1.2009275212288075E+26,0,false,0,1.8678070440379803E-25,1.8678070440379803E-25,3.7897444971069191E+22,0,false,0,6.058926550453582E-22,6.058926550453582E-22,1.1993611773610906E+19,0,false,0,1.746952516894377E-18,1.746952516894377E-18,4157011178822989.5,0,false,0,5.522532519688634E-15,5.522532519688634E-15,1314994726733.1487,0,false,0,1.7463781214564859E-11,1.7463781214564859E-11,415837844.75874346,0,false,0,5.5225325196886483E-8,5.5225325196886483E-8]
[null,18,18,5921.703729690892,null,358,18,15,4831.8006118602025,1,0.23134229609447199,0.23134229609447199,3.379554692487455E+26,0,false,0,4.8914443559225195E-25,4.8914443559225195E-25,1.0664797477054639E+23,0,false,0,1.5867218282940919E-21,1.5867218282940919E-21,3.3751468121827828E+19,0,false,0,4.5749484970107453E-18,4.5749484970107453E-18,1.1698330155461124E+16,0,false,0,1.4462500615390307E-14,1.4462500615390307E-14,3700553547794.4731,0,false,0,4.5734442606220145E-11,4.5734442606220145E-11,1170217781.4447317,0,false,0,1.4462500615390317E-7,1.4462500615390317E-7]
[null,18,19,6329.0412585771101,null,359,11,19,4853.6898435117109,1,8.8846574506528192E-2,8.8846574506528192E-2,1.3679449619458426E+26,0,false,0,1.7823757522531458E-25,1.7823757522531458E-25,4.31679830817349E+22,0,false,0,5.781798394369688E-22,5.781798394369688E-22,1.3661607808319891E+19,0,false,0,1.6670489686764601E-18,1.6670489686764601E-18,4735142128315052,0,false,0,5.2699383940872983E-15,5.2699383940872983E-15,1497875916424.48,0,false,0,1.6665008454085863E-11,1.6665008454085863E-11,473669954.82133788,0,false,0,5.269938394087283E-8,5.269938394087283E-8]
[null,18,20,6758.3970322679879,null,360,8,20,4868.784382430531,1,0.78270660127787972,0.78270660127787972,1.2494125004587625E+27,0,false,0,1.5145327181482136E-24,1.5145327181482136E-24,3.9427476384131653E+23,0,false,0,4.9129499360278923E-21,4.9129499360278923E-21,1.2477829186782498E+20,0,false,0,1.4165364416700873E-17,1.4165364416700873E-17,4.324841957201492E+16,0,false,0,4.4780086973137169E-14,4.4780086973137169E-14,13680849348315.828,0,false,0,1.4160706865554855E-10,1.4160706865554855E-10,4326264426.6308336,0,false,0,4.4780086973137039E-7,4.4780086973137039E-7]
[null,19,1,2634.6636092920298,null,361,17,16,4918.712472700473,1,0.41404882059163428,0.41404882059163428,7.4417537565460397E+26,0,false,0,7.1156457982917376E-25,7.1156457982917376E-25,2.3483803018219293E+23,0,false,0,2.3082242562747786E-21,2.3082242562747786E-21,7.4320476376042111E+19,0,false,0,6.6552352805036172E-18,6.6552352805036172E-18,2.575963412376164E+16,0,false,0,2.103878205464844E-14,2.103878205464844E-14,8148590797129.5869,0,false,0,6.6530470488566049E-11,6.6530470488566049E-11,2576810663.961658,0,false,0,2.1038782054648414E-7,2.1038782054648414E-7]
[null,19,2,2667.6909764990201,null,362,14,18,4991.4328866939904,1,0.19362893520161081,0.19362893520161081,4.1276281646999423E+26,0,false,0,2.805604571238379E-25,2.805604571238379E-25,1.3025478929210849E+23,0,false,0,9.1010214791783473E-22,9.1010214791783473E-22,4.1222445882978689E+19,0,false,0,2.6240708229364586E-18,2.6240708229364586E-18,1.4287786830903484E+16,0,false,0,8.2953121584522927E-15,8.2953121584522927E-15,4519680975369.6768,0,false,0,2.623208032279688E-11,2.623208032279688E-11,1429248617.9499531,0,false,0,8.2953121584522975E-8,8.2953121584522975E-8]
[null,19,3,2722.7365885106715,null,363,9,20,4992.3359787660565,1,0.12876873229596356,0.12876873229596356,2.7507697094039799E+26,0,false,0,1.8618861450358861E-25,1.8618861450358861E-25,8.6805524769349346E+22,0,false,0,6.0397199133007063E-22,6.0397199133007063E-22,2.7471819397928563E+19,0,false,0,1.7414147235516304E-18,1.7414147235516304E-18,9521790641169982,0,false,0,5.5050262374474876E-15,5.5050262374474876E-15,3012044938917.0957,0,false,0,1.7408421489321019E-11,1.7408421489321019E-11,952492242.17607427,0,false,0,5.505026237447511E-8,5.505026237447511E-8]
[null,19,4,2799.8004453269828,null,364,12,19,5020.8478856127167,1,0.54028124848284786,0.54028124848284786,1.2331606697912569E+27,0,false,0,7.3115025839149744E-25,7.3115025839149744E-25,3.8914620406136632E+23,0,false,0,2.3717576861484032E-21,2.3717576861484032E-21,1.2315522849229924E+20,0,false,0,6.8384193549439203E-18,6.8384193549439203E-18,4.2685862377122176E+16,0,false,0,2.1617870494890761E-14,2.1617870494890761E-14,13502894632067.221,0,false,0,6.8361708926406098E-11,6.8361708926406098E-11,4269990204.259376,0,false,0,2.1617870494890735E-7,2.1617870494890735E-7]
[null,19,5,2898.8825469479548,null,365,16,17,5042.1780602672316,1,7.0846431948749358E-2,7.0846431948749358E-2,1.6987283186387724E+26,0,false,0,9.1263800863068664E-26,9.1263800863068664E-26,5.3606451545500977E+22,0,false,0,2.9604806765752161E-22,2.9604806765752161E-22,1.696512703926171E+19,0,false,0,8.5358670815593682E-19,8.5358670815593682E-19,5880148872880343,0,false,0,2.6983906594927375E-15,2.6983906594927375E-15,1860077932826.9397,0,false,0,8.5330605009209213E-12,8.5330605009209213E-12,588208289.31507981,0,false,0,2.6983906594927393E-8,2.6983906594927393E-8]
[null,19,6,3019.9828933735866,null,366,20,14,5064.8843752220364,1,6.1820837533224524E-5,6.1820837533224524E-5,1.5618120387251438E+23,0,false,0,7.5583590051538817E-29,7.5583590051538817E-29,4.9285810131303105E+19,0,false,0,2.4518347438706439E-25,2.4518347438706439E-25,1.5597750009637968E+16,0,false,0,7.0693031862108486E-22,7.0693031862108486E-22,5406213105648.165,0,false,0,2.2347749214610354E-18,2.2347749214610354E-18,1710156990.1324749,0,false,0,7.0669788096407659E-15,7.0669788096407659E-15,540799.12452767289,0,false,0,2.2347749214610445E-11,2.2347749214610445E-11]
[null,19,7,3163.1014846038793,null,367,19,15,5100.7070274139942,1,0.73927965476941038,0.73927965476941038,2.0271705979955579E+27,0,false,0,8.3274824004792884E-25,8.3274824004792884E-25,6.3971043070026076E+23,0,false,0,2.7013285111945922E-21,2.7013285111945922E-21,2.0245266031009405E+20,0,false,0,7.7886612460034751E-18,7.7886612460034751E-18,7.0170519771471224E+16,0,false,0,2.4621811182572298E-14,2.4621811182572298E-14,22197165103062.125,0,false,0,7.7861003455532532E-11,7.7861003455532532E-11,7019359932.4482346,0,false,0,2.462181118257231E-7,2.462181118257231E-7]
[null,19,8,3328.2383206388322,null,368,10,20,5130.4230570234095,1,0.82299349587179194,0.82299349587179194,2.4144037660781321E+27,0,false,0,8.6650170054933108E-25,8.6650170054933108E-25,7.6190887664282119E+23,0,false,0,2.8108204090083947E-21,2.8108204090083947E-21,2.4112547113131298E+20,0,false,0,8.1043560227474587E-18,8.1043560227474587E-18,8.3574597703526768E+16,0,false,0,2.5619797478137762E-14,2.5619797478137762E-14,26437300873484.727,0,false,0,8.1016913223153661E-11,8.1016913223153661E-11,8360208594.7370567,0,false,0,2.5619797478137867E-7,2.5619797478137867E-7]
[null,19,9,3515.3934014784459,null,369,18,16,5173.0834063324382,1,0.14362994619042813,0.14362994619042813,4.6395065510459678E+26,0,false,0,1.3734242664974274E-25,1.3734242664974274E-25,1.4640803970524152E+23,0,false,0,4.4552122125680371E-22,4.4552122125680371E-22,4.6334553427033457E+19,0,false,0,1.2845582667546363E-18,1.2845582667546363E-18,1.6059654105675442E+16,0,false,0,4.0607942877569256E-15,4.0607942877569256E-15,5080178896247.5361,0,false,0,1.2841359058713164E-11,1.2841359058713164E-11,1606493623.3262348,0,false,0,4.0607942877569362E-8,4.0607942877569362E-8]
[null,19,10,3724.5667271227194,null,370,15,18,5202.1973745604764,1,0.16922381237875633,0.16922381237875633,5.8348092844643892E+26,0,false,0,1.5159427406328489E-25,1.5159427406328489E-25,1.8412798430035111E+23,0,false,0,4.9175238681672787E-22,4.9175238681672787E-22,5.8271990685434741E+19,0,false,0,1.4178552301050465E-18,1.4178552301050465E-18,2.0197195078850812E+16,0,false,0,4.4821777013067948E-15,4.4821777013067948E-15,6389014578259.8691,0,false,0,1.4173890413747363E-11,1.4173890413747363E-11,2020383807.1321244,0,false,0,4.4821777013068138E-8,4.4821777013068138E-8]
[null,19,11,3955.7582975716537,null,371,13,19,5202.5414096355489,1,0.25788026242595241,0.25788026242595241,8.8985084103933763E+26,0,false,0,2.3083704437119438E-25,2.3083704437119438E-25,2.8080856408588623E+23,0,false,0,7.4880577275541166E-22,7.4880577275541166E-22,8.8869022777719144E+19,0,false,0,2.1590097164689469E-18,2.1590097164689469E-18,3.0802191042309092E+16,0,false,0,6.8251433592023793E-15,6.8251433592023793E-15,9743711779945.6563,0,false,0,2.1582998372252379E-11,2.1582998372252379E-11,3081232208.8841443,0,false,0,6.8251433592024205E-8,6.8251433592024205E-8]
[null,19,12,4208.9681128252478,null,372,17,17,5282.0135119773704,1,0.10738314726299834,0.10738314726299834,4.4196238801852044E+26,0,false,0,8.0588571687715832E-26,8.0588571687715832E-26,1.3946924342341956E+23,0,false,0,2.6141899304878145E-22,2.6141899304878145E-22,4.4138594600683086E+19,0,false,0,7.5374171326829193E-19,7.5374171326829193E-19,1.529853013720937E+16,0,false,0,2.382756876740948E-15,2.382756876740948E-15,4839411199970.4658,0,false,0,7.5349388409304686E-12,7.5349388409304686E-12,1530356192.6035275,0,false,0,2.3827568767409449E-8,2.3827568767409449E-8]
[null,19,13,4484.1961728835031,null,373,11,20,5283.0456172025888,1,0.12871498776937201,0.12871498776937201,5.3096374201508872E+26,0,false,0,9.6378438879499292E-26,9.6378438879499292E-26,1.6755523409156686E+23,0,false,0,3.1263929755604668E-22,3.1263929755604668E-22,5.3027121745671242E+19,0,false,0,9.0142371457652849E-19,9.0142371457652849E-19,1.83793124238502E+16,0,false,0,2.8496148175894624E-15,2.8496148175894624E-15,5813960530456.6592,0,false,0,9.0112732777479333E-12,9.0112732777479333E-12,1838535750.2563822,0,false,0,2.8496148175894842E-8,2.8496148175894842E-8]
[null,19,14,4781.4424777464183,null,374,20,15,5384.1489248896132,1,4.9489245486401999E-5,4.9489245486401999E-5,2.5448731918169484E+23,0,false,0,2.9726380442461879E-29,2.9726380442461879E-29,8.030808690815094E+19,0,false,0,9.6428566476726872E-26,9.6428566476726872E-26,2.5415539685935176E+16,0,false,0,2.780296567457545E-22,2.780296567457545E-22,8809079748830.6426,0,false,0,8.7891789042205384E-19,8.7891789042205384E-19,2786591836.9658728,0,false,0,2.779382410003976E-15,2.779382410003976E-15,881197.71140447271,0,false,0,8.7891789042205732E-12,8.7891789042205732E-12]
[null,19,15,5100.7070274139942,null,375,14,19,5398.7704155802076,1,0.45960021074205409,0.45960021074205409,2.4390992043258066E+27,0,false,0,2.6749612001455103E-25,2.6749612001455103E-25,7.6970196986023177E+23,0,false,0,8.6772311351585445E-22,8.6772311351585445E-22,2.4359179398332423E+20,0,false,0,2.5018805963416996E-18,2.5018805963416996E-18,8.4429430414468512E+16,0,false,0,7.9090397821673911E-15,7.9090397821673911E-15,26707711622643.336,0,false,0,2.5010579816531064E-11,2.5010579816531064E-11,8445719981.8503923,0,false,0,7.9090397821673958E-8,7.9090397821673958E-8]
[null,19,16,5441.9898218862299,null,376,16,18,5427.4973443487879,1,0.14068516717247909,0.14068516717247909,7.9413515885158152E+26,0,false,0,7.6981915140115218E-26,7.6981915140115218E-26,2.5060374543981756E+23,0,false,0,2.4971946167353906E-22,2.4971946167353906E-22,7.9309938548957823E+19,0,false,0,7.2000879768948457E-19,7.2000879768948457E-19,2.7488992253792076E+16,0,false,0,2.2761191052695934E-15,2.2761191052695934E-15,8695641724778.7656,0,false,0,7.1977205984764635E-12,7.1977205984764635E-12,2749803356.7095966,0,false,0,2.2761191052695947E-8,2.2761191052695947E-8]
[null,19,17,5805.2908611631274,null,377,19,16,5441.9898218862299,1,0.45898523022719306,0.45898523022719306,2.6724514576540213E+27,0,false,0,2.4348606375721079E-25,2.4348606375721079E-25,8.4334050360231582E+23,0,false,0,7.8983756971739944E-22,7.8983756971739944E-22,2.6689658368497458E+20,0,false,0,2.277315492877619E-18,2.277315492877619E-18,9.2506919759505856E+16,0,false,0,7.1991360643076913E-15,7.1991360643076913E-15,29262878168280.785,0,false,0,2.2765667148672528E-11,2.2765667148672528E-11,9253734590.3782787,0,false,0,7.1991360643076461E-8,7.1991360643076461E-8]
[null,19,18,6190.6101452446846,null,378,12,20,5450.2036593035946,1,0.78272341591944017,0.78272341591944017,4.638045756465199E+27,0,false,0,4.0800749130115096E-25,4.0800749130115096E-25,1.4636194168411816E+24,0,false,0,1.3235239848352626E-21,1.3235239848352626E-21,4.6319964534053464E+20,0,false,0,3.8160778765422237E-18,3.8160778765422237E-18,1.6054597564547728E+17,0,false,0,1.2063530042781861E-14,1.2063530042781861E-14,50785793516150.422,0,false,0,3.8148231557059393E-11,3.8148231557059393E-11,16059878029.004568,0,false,0,1.2063530042781935E-7,1.2063530042781935E-7]
[null,19,19,6597.9476741309018,null,379,18,17,5536.3844456093357,1,3.725028280748325E-2,3.725028280748325E-2,2.6489589571745868E+26,0,false,0,1.6179698795439565E-26,1.6179698795439565E-26,8.3592701920451293E+22,0,false,0,5.2484868243187348E-23,5.2484868243187348E-23,2.6455039771320664E+19,0,false,0,1.513280808288424E-19,1.513280808288424E-19,9169372674506392,0,false,0,4.7838406564422656E-16,4.7838406564422656E-16,2900563937824.4375,0,false,0,1.5127832437672642E-12,1.5127832437672642E-12,917238854.2472192,0,false,0,4.7838406564422858E-9,4.7838406564422858E-9]
[null,19,20,7027.3034478217796,null,380,15,19,5609.5349034466935,1,0.40167188726658465,0.40167188726658465,3.3273363564708534E+27,0,false,0,1.4977270775463563E-25,1.4977270775463563E-25,1.0500013051626107E+24,0,false,0,4.8584345928263242E-22,4.8584345928263242E-22,3.3229965834157733E+20,0,false,0,1.4008181926993864E-18,1.4008181926993864E-18,1.1517576360812104E+17,0,false,0,4.4283195728218843E-15,4.4283195728218843E-15,36433753790151.164,0,false,0,1.4003576057221004E-11,1.4003576057221004E-11,11521364568.667061,0,false,0,4.4283195728218709E-8,4.4283195728218709E-8]
[null,20,1,2918.1055067676484,null,381,13,20,5631.8971833264268,1,0.37359971398424568,0.37359971398424568,3.2413149511322229E+27,0,false,0,1.3300818001113918E-25,1.3300818001113918E-25,1.0228556913139078E+24,0,false,0,4.3146148092190303E-22,4.3146148092190303E-22,3.2370873739410113E+20,0,false,0,1.2440202299251625E-18,1.2440202299251625E-18,1.1219813225827187E+17,0,false,0,3.9326439090202924E-15,3.9326439090202924E-15,35491834378638.875,0,false,0,1.2436111978892101E-11,1.2436111978892101E-11,11223503497.396555,0,false,0,3.9326439090202804E-8,3.9326439090202804E-8]
[null,20,2,2951.1328739746386,null,382,17,18,5667.3327960589268,1,0.21323891138413989,0.21323891138413989,1.9899968850480188E+27,0,false,0,7.0577623409953639E-26,7.0577623409953639E-26,6.2797959169543702E+23,0,false,0,2.2894476049410757E-22,2.2894476049410757E-22,1.9874013750255118E+20,0,false,0,6.6010971125738938E-19,6.6010971125738938E-19,6.888375152318244E+16,0,false,0,2.0867638425925327E-15,2.0867638425925327E-15,21790119418497.047,0,false,0,6.598926681477435E-12,6.598926681477435E-12,6890640784.951499,0,false,0,2.0867638425925196E-8,2.0867638425925196E-8]
[null,20,3,3006.1784859862901,null,383,20,16,5725.431719361849,1,3.0725629451322189E-5,3.0725629451322189E-5,3.2284025859685031E+23,0,false,0,9.0323426406144803E-30,9.0323426406144803E-30,1.0187809604114322E+20,0,false,0,2.9299761349920613E-26,2.9299761349920613E-26,3.2241918500967628E+16,0,false,0,8.4479142317406987E-23,8.4479142317406987E-23,11175117067747.885,0,false,0,2.6705866711973639E-19,2.6705866711973639E-19,3535044622.8232088,0,false,0,8.4451365698709085E-16,8.4451365698709085E-16,1117879.2638452125,0,false,0,2.6705866711973844E-12,2.6705866711973844E-12]
[null,20,4,3083.2423428026013,null,384,19,17,5805.2908611631274,1,0.11903736013207641,0.11903736013207641,1.4693109986110131E+27,0,false,0,2.978786368768736E-26,2.978786368768736E-26,4.6366772124825106E+23,0,false,0,9.6628010240522016E-23,9.6628010240522016E-23,1.467394607961475E+20,0,false,0,2.7860470709871429E-19,2.7860470709871429E-19,5.0860207118442632E+16,0,false,0,8.8073576139677848E-16,8.8073576139677848E-16,16088699617171.564,0,false,0,2.7851310227764069E-12,2.7851310227764069E-12,5087693538.0541449,0,false,0,8.8073576139677591E-9,8.8073576139677591E-9]
[null,20,5,{"$f":"3.1416/2*SQRT($H$2/$I$2)*(B394^2/$C$2^2+C394^2/$D$2^2)","v":3182.3244444235734},null,385,14,20,5828.1261892710854,1,{"$f":"ABS(SIN(G394*3.1416*$J$2/$C$2)*SIN(H394*3.1416*$K$2/$D$2))*(1/F394^$M$2)+(1-1/F394^$M$2)","v":0.66583811287082961},{"$f":"$J394*$K394","v":0.66583811287082961},{"$f":"10^(LOG10($I394/22.27)/LOG10(2)*70/20)*$L394","v":8.6024520942619619E+27},{"$f":"IF($I394<22.27,M394,0)","v":0},{"$f":"AND($I394>22.27,$I394<44.45)","v":false},{"$f":"IF($O394=TRUE,$L394,0)","v":0},{"$f":"10^(LOG10(44.45/$I394)/LOG10(2)*70/20)*$L394","v":1.5918478381266948E-25},{"$f":"IF($I394>44.45,Q394,0)","v":1.5918478381266948E-25},{"$f":"10^(LOG10($I394/44.548)/LOG10(2)*70/20)*$L394","v":2.7146597034014289E+24},{"$f":"IF($I394<44.528,S394,0)","v":0},{"$f":"AND($I394>44.548,$I394<89.095)","v":false},{"$f":"IF($U394=TRUE,$L394,0)","v":0},{"$f":"10^(LOG10(89.095/$I394)/LOG10(2)*70/20)*$L394","v":5.1637502714717494E-22},{"$f":"IF($I394>89.095,W394,0)","v":5.1637502714717494E-22},{"$f":"10^(LOG10($I394/89.09)/LOG10(2)*70/20)*$L394","v":8.5912321015090525E+20},{"$f":"IF($I394<89.09,Y394,0)","v":0},{"$f":"AND($I394>89.09,$I394<176.78)","v":false},{"$f":"IF($AA394=TRUE,$L394,0)","v":0},{"$f":"10^(LOG10(176.78/$I394)/LOG10(2)*70/20)*$L394","v":1.4888489666022455E-18},{"$f":"IF($I394>176.78,AC394,0)","v":1.4888489666022455E-18},{"$f":"10^(LOG10($I394/176.78)/LOG10(2)*70/20)*$L394","v":2.9777391964958694E+17},{"$f":"IF($I394<176.78,AE394,0)","v":0},{"$f":"AND($I394>176.78,$I394<353.55)","v":false},{"$f":"IF($AG394=TRUE,$L394,0)","v":0},{"$f":"10^(LOG10(353.55/$I394)/LOG10(2)*70/20)*$L394","v":4.7066057923443756E-15},{"$f":"IF($I394>353.55,AI394,0)","v":4.7066057923443756E-15},{"$f":"10^(LOG10($I394/353.55)/LOG10(2)*70/20)*$L394","v":94195352683352.375},{"$f":"IF($I394<353.55,AK394,0)","v":0},{"$f":"AND($I394>353.55,$I394<707.1)","v":false},{"$f":"IF($AM394=TRUE,$L394,0)","v":0},{"$f":"10^(LOG10(707.1/$I394)/LOG10(2)*70/20)*$L394","v":1.4883594352349691E-11},{"$f":"IF($I394>707.1,AO394,0)","v":1.4883594352349691E-11},{"$f":"10^(LOG10($I394/707.1)/LOG10(2)*70/20)*$L394","v":29787185948.224728},{"$f":"IF($I394<707.1,AQ394,0)","v":0},{"$f":"AND($I394>707.1,$I394<1414.2)","v":false},{"$f":"IF($AS394=TRUE,$L394,0)","v":0},{"$f":"10^(LOG10(1414.2/$I394)/LOG10(2)*70/20)*$L394","v":4.7066057923443784E-8},{"$f":"IF($I394>1414.2,AU394,0)","v":4.7066057923443784E-8}]
[null,20,6,3303.4247908492052,null,386,16,19,5834.8348732350059,{"$f":"IF(ABS(I395-I394)>0.0001,1,$L$2)","v":1},0.33393218019521809,0.33393218019521809,4.3724100285484174E+27,0,false,0,7.8773869161783303E-26,7.8773869161783303E-26,1.3797932474585727E+24,0,false,0,2.5553233074571289E-22,2.5553233074571289E-22,4.3667071884400355E+20,0,false,0,7.3676887255003528E-19,7.3676887255003528E-19,1.5135099367591526E+17,0,false,0,2.3291016892578069E-15,2.3291016892578069E-15,47877128544553.016,0,false,0,7.365266240200361E-12,7.365266240200361E-12,15140077402.945059,0,false,0,2.3291016892578E-8,2.3291016892578E-8]
[null,20,7,3446.5433820794979,null,387,18,18,5921.703729690892,1,7.3970729644986952E-2,7.3970729644986952E-2,1.150122784173971E+27,0,false,0,1.4694746939942701E-26,1.4694746939942701E-26,3.6294209394592165E+23,0,false,0,4.7667874832580224E-23,4.7667874832580224E-23,1.1486227038291973E+20,0,false,0,1.3743938504676007E-19,1.3743938504676007E-19,3.9811505576441304E+16,0,false,0,4.3447859404677294E-16,4.3447859404677294E-16,12593644242051.451,0,false,0,1.373941951775479E-12,1.373941951775479E-12,3982459984.674736,0,false,0,4.3447859404677325E-9,4.3447859404677325E-9]
[null,20,8,3611.6802181144508,null,388,15,20,6038.8906771375714,1,0.58191542379633499,0.58191542379633499,1.1363013558355489E+28,0,false,0,9.2047654212459046E-26,9.2047654212459046E-26,3.5858049167918463E+24,0,false,0,2.9859078741299257E-22,2.9859078741299257E-22,1.1348193024816792E+21,0,false,0,8.6091805742975265E-19,8.6091805742975265E-19,3.9333076769585427E+17,0,false,0,2.7215667987330889E-15,2.7215667987330889E-15,124423020081557.81,0,false,0,8.6063498882896666E-12,8.6063498882896666E-12,39346013681.459251,0,false,0,2.7215667987330909E-8,2.7215667987330909E-8]
[null,20,9,3798.8352989540645,null,389,17,19,6074.6703249451439,1,0.5061467105033256,0.5061467105033256,1.058617410805835E+28,0,false,0,7.4748127576172135E-26,7.4748127576172135E-26,3.3406591457226232E+24,0,false,0,2.4247334124452979E-22,2.4247334124452979E-22,1.0572366789462068E+21,0,false,0,6.9911627123984507E-19,6.9911627123984507E-19,3.6644046647492256E+17,0,false,0,2.2100728586654188E-15,2.2100728586654188E-15,115916763354144.64,0,false,0,6.9888640283021608E-12,6.9888640283021608E-12,36656099119.383415,0,false,0,2.2100728586654281E-8,2.2100728586654281E-8]
[null,20,10,4008.008624598338,null,390,20,17,6088.7327586387455,1,7.9686612496688587E-6,7.9686612496688587E-6,1.7120780164710404E+23,0,false,0,1.1456018145212435E-30,1.1456018145212435E-30,5.4027725460900233E+19,0,false,0,3.7161853909944726E-27,3.7161853909944726E-27,1.709844990035445E+16,0,false,0,1.0714768314129683E-23,1.0714768314129683E-23,5926358858197.2871,0,false,0,3.3871931768874855E-20,3.3871931768874855E-20,1874695619.5254333,0,false,0,1.071124531394608E-16,1.071124531394608E-16,592830.80772407854,0,false,0,3.3871931768875116E-13,3.3871931768875116E-13]
[null,20,11,4239.2001950472722,null,391,19,18,6190.6101452446846,1,0.23638157136927482,0.23638157136927482,6.1594290176671732E+27,0,false,0,2.8020332805805356E-26,2.8020332805805356E-26,1.9437194845148056E+24,0,false,0,9.0894366702145998E-23,9.0894366702145998E-23,6.1513954072286449E+20,0,false,0,2.6207306089549167E-19,2.6207306089549167E-19,2.1320866437809738E+17,0,false,0,8.2847529473933527E-16,8.2847529473933527E-16,67444675342537.539,0,false,0,2.6198689165556193E-12,2.6198689165556193E-12,21327879013.301514,0,false,0,8.2847529473933877E-9,8.2847529473933877E-9]
[null,20,12,4492.4100103008668,null,392,16,20,6264.1906469258838,1,0.48377865695282402,0.48377865695282402,1.4462265773419384E+28,0,false,0,4.9985447435436921E-26,4.9985447435436921E-26,4.5638301364293776E+24,0,false,0,1.6214638207388209E-22,1.6214638207388209E-22,1.4443402952052625E+21,0,false,0,4.675119064582127E-19,4.675119064582127E-19,5.006113976778416E+17,0,false,0,1.4779163610851877E-15,1.4779163610851877E-15,158359292234391.84,0,false,0,4.6735818922570247E-12,4.6735818922570247E-12,50077605211.289398,0,false,0,1.4779163610851832E-8,1.4779163610851832E-8]
[null,20,13,4767.6380703591221,null,393,18,19,6329.0412585771101,1,0.1755779057411079,0.1755779057411079,5.9165083177783514E+27,0,false,0,1.6093880153034526E-26,1.6093880153034526E-26,1.867061454003947E+24,0,false,0,5.2206483571359379E-23,5.2206483571359379E-23,5.908791543570141E+20,0,false,0,1.5052542247168136E-19,1.5052542247168136E-19,2.0479996321042067E+17,0,false,0,4.7584667161849186E-16,4.7584667161849186E-16,64784735972996.945,0,false,0,1.5047592993246387E-12,1.5047592993246387E-12,20486732328.731457,0,false,0,4.7584667161849039E-9,4.7584667161849039E-9]
[null,20,14,5064.8843752220364,null,394,20,18,6474.0520427203028,1,1.5823978840056597E-5,1.5823978840056597E-5,6.9390221619211521E+23,0,false,0,1.1146015065371339E-30,1.1146015065371339E-30,2.1897342336310513E+20,0,false,0,3.6156243669226291E-27,3.6156243669226291E-27,6.9299717449567888E+16,0,false,0,1.042482366363598E-23,1.042482366363598E-23,24019428472828.938,0,false,0,3.2955347748544294E-20,3.2955347748544294E-20,7598108453.9341869,0,false,0,1.0421395996830288E-16,1.0421395996830288E-16,2402732.8623412619,0,false,0,3.2955347748544548E-13,3.2955347748544548E-13]
[null,20,15,5384.1489248896132,null,395,17,20,6504.0260986360217,1,0.73327157533976162,0.73327157533976162,3.3929051881203928E+28,0,false,0,4.8949075076492997E-26,4.8949075076492997E-26,1.0706927386199051E+25,0,false,0,1.5878452303078504E-22,1.5878452303078504E-22,3.3884798950521727E+21,0,false,0,4.5781875690791347E-19,4.5781875690791347E-19,1.1744542902365338E+18,0,false,0,1.4472740092799132E-15,1.4472740092799132E-15,371517210807081.63,0,false,0,4.5766822676882028E-12,4.5766822676882028E-12,117484057610.32982,0,false,0,1.4472740092799139E-8,1.4472740092799139E-8]
[null,20,16,5725.431719361849,null,396,19,19,6597.9476741309018,1,0.5610784354297933,0.5610784354297933,3.0670825542638935E+28,0,false,0,3.170357242017161E-26,3.170357242017161E-26,9.6787350000115626E+24,0,false,0,1.0284232372608029E-22,1.0284232372608029E-22,3.0630822246306074E+21,0,false,0,2.9652225485897752E-19,2.9652225485897752E-19,1.0616707702228426E+18,0,false,0,9.3737739259292183E-16,9.3737739259292183E-16,335840199680445.81,0,false,0,2.9642475877434656E-12,2.9642475877434656E-12,106201996083.59706,0,false,0,9.3737739259291898E-9,9.3737739259291898E-9]
[null,20,17,6088.7327586387455,null,397,18,20,6758.3970322679879,1,0.25436555225185531,0.25436555225185531,1.8385835873228385E+28,0,false,0,1.0869754279236751E-26,1.0869754279236751E-26,5.8019838078140245E+24,0,false,0,3.5260089102670074E-23,3.5260089102670074E-23,1.8361855623992587E+21,0,false,0,1.0166438046557559E-19,1.0166438046557559E-19,6.3642579511218214E+17,0,false,0,3.2138529340983158E-16,3.2138529340983158E-16,201321701705508.16,0,false,0,1.016309533656569E-12,1.016309533656569E-12,63663511981.040947,0,false,0,3.2138529340983181E-9,3.2138529340983181E-9]
[null,20,18,6474.0520427203028,null,398,20,19,6881.3895716065199,1,3.7560006215472465E-5,3.7560006215472465E-5,3.3482400555274361E+24,0,false,0,1.301431267183214E-30,1.301431267183214E-30,1.0565978463416768E+21,0,false,0,4.2216761541276955E-27,4.2216761541276955E-27,3.3438730182284454E+17,0,false,0,1.2172235001617973E-23,1.2172235001617973E-23,115899345249151.72,0,false,0,3.847933071084827E-20,3.847933071084827E-20,36662645655.336304,0,false,0,1.216823278851468E-16,1.216823278851468E-16,11593746.531853905,0,false,0,3.8479330710848565E-13,3.8479330710848565E-13]
[null,20,19,6881.3895716065199,null,399,19,20,7027.3034478217796,1,0.81285299242119635,0.81285299242119635,9.2480977224408384E+28,0,false,0,2.2067753328956177E-26,2.2067753328956177E-26,2.9184048856226235E+25,0,false,0,7.1584962151451324E-23,7.1584962151451324E-23,9.2360356280185756E+21,0,false,0,2.0639882124483561E-19,2.0639882124483561E-19,3.2012294610167071E+18,0,false,0,6.524757778627836E-16,6.524757778627836E-16,1012650599003609,0,false,0,2.0633095761364631E-12,2.0633095761364631E-12,320228236678.52454,0,false,0,6.5247577786278386E-9,6.5247577786278386E-9]
[null,20,20,7310.7453452973978,null,400,20,20,16116.754532482057,1,5.4414430353607464E-5,5.4414430353607464E-5,9.6176289985179053E+28,0,false,0,9.5092588028231439E-35,9.5092588028231439E-35,3.0350171786432731E+25,0,false,0,3.0846816227334258E-31,3.0846816227334258E-31,9.6050849324211351E+21,0,false,0,8.8939720258674153E-28,8.8939720258674153E-28,3.3291427295880463E+18,0,false,0,2.8115961519876557E-24,2.8115961519876557E-24,1053113630353480.9,0,false,0,8.8910477008459617E-21,8.8910477008459617E-21,333023770688.56262,0,false,0,2.8115961519876472E-17,2.8115961519876472E-17]

{"sheet":"計算表s-4","index":11,"n_rows":409,"n_cols":48,"rows_kept":409,"cut":false,"hidden":true,"merged":[[7,36,7,41],[7,42,7,47],[8,44,8,45],[8,46,8,47],[8,36,8,37],[8,38,8,39],[8,40,8,41],[8,42,8,43],[7,30,7,35],[8,12,8,13],[8,14,8,15],[8,16,8,17],[8,18,8,19],[8,20,8,21],[8,22,8,23],[8,28,8,29],[8,30,8,31],[8,32,8,33],[8,34,8,35],[8,24,8,25],[8,26,8,27],[7,12,7,17],[7,18,7,23],[7,24,7,29]]}
[null,"ヤング率","辺長ｘ","辺長ｙ","板厚","ポアソン比","密度","曲げ剛性","面密度","加振点ｘ","加振点ｙ","縮退重み","周波数重み"]
[null,{"$f":"床衝撃音計算シート!D7","v":29000000000},{"$f":"床衝撃音計算シート!D9","v":8},{"$f":"床衝撃音計算シート!F9","v":6.5},{"$f":"(床衝撃音計算シート!L9)/1000","v":0.24399999999999999},{"$f":"床衝撃音計算シート!L7","v":0.16},{"$f":"床衝撃音計算シート!G7","v":1684},{"$f":"B2*E2^3/12/(1-F2^2)","v":36028730.158730157},{"$f":"G2*E2","v":410.89600000000002},{"$f":"床衝撃音計算シート!D25","v":1.2},{"$f":"床衝撃音計算シート!F25","v":0.75},1,0]
[]
[null,"周波数","31.5Hz","63Hz","125Hz","250Hz","500Hz","1000Hz","(2000Hz)","(4000Hz)"]
[null,"モード数１",{"$f":"M8","v":0.36221618370852904},{"$f":"S8","v":1.4003528814613768},{"$f":"Y8","v":4.4054911006006314},{"$f":"AE8","v":9.9448368070550774},{"$f":"AK8","v":15.922932082498441},{"$f":"AQ8","v":28.746129453765263},{"$f":"H6*I7/H7","v":48.60863377948251},{"$f":"H6*J7/H7","v":98.469648849975997}]
[null,"モード数２",{"$f":"C5*($D$7^2+$C$7^2)/2/$D$7^2","v":0.30066773061743135},{"$f":"D5*($D$7^2+$C$7^2)/2/$D$7^2","v":1.1624022941818068},3.6569017924907583,8.2549914902312658,13.217277607542652,23.861533237988745,40.348963586484508,81.737501486796475]
[null,null,{"$f":"MIN(C2,D2)","v":6.5},{"$f":"MAX(C2,D2)","v":8},null,null,null,{"$f":"0.354*SQRT(I2/H2)*C2*D2*1000-0.139*SQRT(SQRT(I2/H2*1000^2))*(C2+D2)","v":58.461455975913239},{"$f":"0.354*SQRT(I2/H2)*C2*D2*2000-0.139*SQRT(SQRT(I2/H2*2000^2))*(C2+D2)","v":119.09257780737779},{"$f":"0.354*SQRT(I2/H2)*C2*D2*4000-0.139*SQRT(SQRT(I2/H2*4000^2))*(C2+D2)","v":241.25352649349409}]
[null,null,null,null,null,null,null,null,null,null,null,null,{"$f":"M9+O9+Q9","v":0.36221618370852904},null,null,null,null,null,{"$f":"S9+U9+W9","v":1.4003528814613768},null,null,null,null,null,{"$f":"Y9+AA9+AC9","v":4.4054911006006314},null,null,null,null,null,{"$f":"AE9+AG9+AI9","v":9.9448368070550774},null,null,null,null,null,{"$f":"AK9+AM9+AO9","v":15.922932082498441},null,null,null,null,null,{"$f":"AQ9+AS9+AU9","v":28.746129453765263}]
[null,"m","n","fi",null,"No.","m","n","fi","縮退ﾁｪｯｸ","周波数重み","重み",{"$f":"SUM(N10:N409)","v":1.618090044031268E-2},null,{"$f":"SUM(P10:P409)","v":0.2868824804824886},null,{"$f":"SUM(R10:R409)","v":5.9152802785727744E-2},null,{"$f":"SUM(T10:T409)","v":8.3959098409322808E-2},null,{"$f":"SUM(V10:V409)","v":1.187772078368952},null,{"$f":"SUM(X10:X409)","v":0.12862170468310188},null,{"$f":"SUM(Z10:Z409)","v":0.11321211324170721},null,{"$f":"SUM(AB10:AB409)","v":3.6157744252940027},null,{"$f":"SUM(AD10:AD409)","v":0.67650456206492149},null,{"$f":"SUM(AF10:AF409)","v":0.60892439170796198},null,{"$f":"SUM(AH10:AH409)","v":7.8660627093159512},null,{"$f":"SUM(AJ10:AJ409)","v":1.4698497060311637},null,{"$f":"SUM(AL10:AL409)","v":1.0008710108382091},null,{"$f":"SUM(AN10:AN409)","v":12.485220113055846},null,{"$f":"SUM(AP10:AP409)","v":2.4368409586043875},null,{"$f":"SUM(AR10:AR409)","v":1.6408691719144857},null,{"$f":"SUM(AT10:AT409)","v":22.978281991460381},null,{"$f":"SUM(AV10:AV409)","v":4.1269782903903991}]
[null,1,1,{"$f":"3.1416/2*SQRT($H$2/$I$2)*(B10^2/$C$2^2+C10^2/$D$2^2)","v":18.276863363243493},null,1,1,1,18.276863363243493,{"$f":"1","v":1},{"$f":"ABS(SIN(G10*3.1416*$J$2/$C$2)*SIN(H10*3.1416*$K$2/$D$2))*(1/F10^$M$2)+(1-1/F10^$M$2)","v":0.1609879578727671},{"$f":"$J10*$K10","v":0.1609879578727671},{"$f":"10^(LOG10($I10/22.27)/LOG10(2)*70/20)*$L10","v":1.618090044031268E-2},{"$f":"IF($I10<22.27,M10,0)","v":1.618090044031268E-2},{"$f":"AND($I10>22.27,$I10<44.45)","v":false},{"$f":"IF($O10=TRUE,$L10,0)","v":0},{"$f":"10^(LOG10(44.45/$I10)/LOG10(2)*70/20)*$L10","v":4947.3269290744338},{"$f":"IF($I10>44.45,Q10,0)","v":0},{"$f":"10^(LOG10($I10/44.548)/LOG10(2)*70/20)*$L10","v":5.10617646093794E-6},{"$f":"IF($I10<44.528,S10,0)","v":5.10617646093794E-6},{"$f":"AND($I10>44.548,$I10<89.095)","v":false},{"$f":"IF($U10=TRUE,$L10,0)","v":0},{"$f":"10^(LOG10(89.095/$I10)/LOG10(2)*70/20)*$L10","v":16048494.184677463},{"$f":"IF($I10>89.095,W10,0)","v":0},{"$f":"10^(LOG10($I10/89.09)/LOG10(2)*70/20)*$L10","v":1.6159796040812625E-9},{"$f":"IF($I10<89.09,Y10,0)","v":1.6159796040812625E-9},{"$f":"AND($I10>89.09,$I10<176.78)","v":false},{"$f":"IF($AA10=TRUE,$L10,0)","v":0},{"$f":"10^(LOG10(176.78/$I10)/LOG10(2)*70/20)*$L10","v":46272152459.396042},{"$f":"IF($I10>176.78,AC10,0)","v":0},{"$f":"10^(LOG10($I10/176.78)/LOG10(2)*70/20)*$L10","v":5.6010194474497783E-13},{"$f":"IF($I10<176.78,AE10,0)","v":5.6010194474497783E-13},{"$f":"AND($I10>176.78,$I10<353.55)","v":false},{"$f":"IF($AG10=TRUE,$L10,0)","v":0},{"$f":"10^(LOG10(353.55/$I10)/LOG10(2)*70/20)*$L10","v":146277282434262.81},{"$f":"IF($I10>353.55,AI10,0)","v":0},{"$f":"10^(LOG10($I10/353.55)/LOG10(2)*70/20)*$L10","v":1.7717804261021204E-16},{"$f":"IF($I10<353.55,AK10,0)","v":1.7717804261021204E-16},{"$f":"AND($I10>353.55,$I10<707.1)","v":false},{"$f":"IF($AM10=TRUE,$L10,0)","v":0},{"$f":"10^(LOG10(707.1/$I10)/LOG10(2)*70/20)*$L10","v":4.6256938243201069E+17},{"$f":"IF($I10>707.1,AO10,0)","v":0},{"$f":"10^(LOG10($I10/707.1)/LOG10(2)*70/20)*$L10","v":5.6028616601863353E-20},{"$f":"IF($I10<707.1,AQ10,0)","v":5.6028616601863353E-20},{"$f":"AND($I10>707.1,$I10<1414.2)","v":false},{"$f":"IF($AS10=TRUE,$L10,0)","v":0},{"$f":"10^(LOG10(1414.2/$I10)/LOG10(2)*70/20)*$L10","v":1.4627728243426342E+21},{"$f":"IF($I10>1414.2,AU10,0)","v":0}]
[null,1,2,51.30423057023409,null,2,2,1,40.080086245983381,{"$f":"IF(ABS(I11-I10)>0.0001,1,$L$2)","v":1},0.2868824804824886,0.2868824804824886,266.04078419122874,0,true,0.2868824804824886,0.95553444820234168,0,8.3953992232861874E-2,8.3953992232861874E-2,false,0,3099.631226130251,0,2.6569379293362962E-5,2.6569379293362962E-5,false,0,8937075.7787569929,0,9.2090029944036459E-9,9.2090029944036459E-9,false,0,28252222737.483467,0,2.9131002672788768E-12,2.9131002672788768E-12,false,0,89341372812844.344,0,9.2120318970466061E-16,9.2120318970466061E-16,false,0,2.8252222737483286E+17,0]
[null,1,3,106.34984258188508,null,3,1,2,51.30423057023409,1,0.30105261419423623,0.30105261419423623,4926.7353677430629,0,false,0,5.6821420073762959E-2,5.6821420073762959E-2,1.5547206570386578,0,true,0.30105261419423623,184.32140076691874,0,4.9203095330489278E-4,4.9203095330489278E-4,false,0,531448.48729542841,0,1.705389678958698E-7,1.705389678958698E-7,false,0,1680035104.1285806,0,5.3946894496704001E-11,5.3946894496704001E-11,false,0,5312737478084.4785,0,1.7059505930238717E-14,1.7059505930238717E-14,false,0,1.6800351041285756E+16,0]
[null,1,4,183.41369939819648,null,4,2,2,73.107453452973971,1,0.53647938552048702,0.53647938552048702,539215.45686341042,0,false,0,1.6486567976571561E-3,1.6486567976571561E-3,170.159212298857,0,true,0.53647938552048702,5.348031251833949,0,5.385121697713089E-2,5.385121697713089E-2,false,0,15419.821610350575,0,1.8664945572084143E-5,1.8664945572084143E-5,false,0,48745724.607526429,0,5.9043153713628657E-9,5.9043153713628657E-9,false,0,154147515955.10175,0,1.8671084597449449E-12,1.8671084597449449E-12,false,0,487457246075266.31,0]
[null,1,5,282.49580101916825,null,5,3,1,76.418791050549856,1,0.35024007865422874,0.35024007865422874,589191.41281368944,0,false,0,6.430752395515714E-4,6.430752395515714E-4,185.93003116196721,0,true,0.35024007865422874,2.0860536184909502,0,5.884229431599846E-2,5.884229431599846E-2,false,0,6014.6571985206801,0,2.0394863522045923E-5,2.0394863522045923E-5,false,0,19013762.338921167,0,6.4515433878448527E-9,6.4515433878448527E-9,false,0,60126795880.121407,0,2.0401571528988755E-12,2.0401571528988755E-12,false,0,190137623389211.81,0]
[null,1,6,403.59614744480047,null,6,1,3,106.34984258188508,1,0.40199002949205798,0.40199002949205798,31547925.208138656,0,false,0,1.5821449655366459E-5,1.5821449655366459E-5,9955.5196995029,0,false,0,5.1322753969448666E-2,5.1322753969448666E-2,3.1506777929626786,0,true,0.40199002949205798,147.97739083694177,0,1.0920315792639582E-3,1.0920315792639582E-3,false,0,467791.73742424842,0,3.454442883083058E-7,3.454442883083058E-7,false,0,1479287360.8680511,0,1.0923907557501237E-10,1.0923907557501237E-10,false,0,4677917374242.5215,0]
[null,1,7,546.71473867509303,null,7,3,2,109.44615825754045,1,0.65496011420793954,0.65496011420793954,71759983.835369408,0,false,0,1.8464344195260308E-5,1.8464344195260308E-5,22645.163762615121,0,false,0,5.9895964970512902E-2,5.9895964970512902E-2,7.1666388835971331,0,true,0.65496011420793954,172.69627859941897,0,2.4839721775262395E-3,2.4839721775262395E-3,false,0,545934.02245984518,0,7.8575932906769468E-7,7.8575932906769468E-7,false,0,1726394963.1506405,0,2.4847891725796601E-10,2.4847891725796601E-10,false,0,5459340224598.4746,0]
[null,1,8,711.85157471004607,null,8,4,1,127.29297777694293,1,0.33724955930720291,0.33724955930720291,213982958.8203482,0,false,0,1.6417616493229417E-6,1.6417616493229417E-6,67526.201733998983,0,false,0,5.3256642747712786E-3,5.3256642747712786E-3,21.370386546174238,0,true,0.33724955930720291,15.355331561577783,0,7.4070211246689641E-3,7.4070211246689641E-3,false,0,48541.856220664376,0,2.3430761431097552E-6,2.3430761431097552E-6,false,0,153502827.50971276,0,7.4094573434294525E-10,7.4094573434294525E-10,false,0,485418562206.6441,0]
[null,1,9,899.0066555496594,null,9,2,3,128.15306546462497,1,0.71635107565656408,0.71635107565656408,491537613.75747007,0,false,0,3.2246426305025093E-6,3.2246426305025093E-6,155113.6046039162,0,false,0,1.0460327212085851E-2,1.0460327212085851E-2,49.089651184795045,0,true,0.71635107565656408,30.159954570375355,0,1.7014576809023685E-2,1.7014576809023685E-2,false,0,95342.791688081154,0,5.3822512904084243E-6,5.3822512904084243E-6,false,0,301500380.21330661,0,1.7020173017071048E-9,1.7020173017071048E-9,false,0,953427916880.81055,0]
[null,1,10,1108.1799811939331,null,10,4,2,160.32034498393352,1,0.63066742883669102,0.63066742883669102,5848501346.2444906,0,false,0,2.1005969155005246E-7,2.1005969155005246E-7,1845600.6213075987,0,false,0,6.8140670438911883E-4,6.8140670438911883E-4,584.08732720626529,0,true,0.63066742883669102,1.9646799599710625,0,0.2024459015713384,0.2024459015713384,false,0,6210.8207663303983,0,6.4040071475204434E-5,6.4040071475204434E-5,false,0,19640339.760676552,0,2.0251248738162446E-8,2.0251248738162446E-8,false,0,62108207663.304146,0]
[null,1,11,1339.3715516428674,null,11,3,3,164.49177026919145,1,0.87455621779354731,0.87455621779354731,10932878738.567753,0,false,0,2.1608640572142954E-7,2.1608640572142954E-7,3450068.0769335958,0,false,0,7.0095659238290768E-4,7.0095659238290768E-4,1091.8619220598723,0,true,0.87455621779354731,2.0210475784779947,0,0.37844164888851561,0.37844164888851561,false,0,6389.0122187319312,0,1.1971311869445076E-4,1.1971311869445076E-4,false,0,20203830.609838948,0,3.7856612087654571E-8,3.7856612087654571E-8,false,0,63890122187.319687,0]
[null,1,12,1592.581366896462,null,12,1,4,183.41369939819648,1,0.4506815580861992,0.4506815580861992,19981015859.831177,0,false,0,3.1398472661538237E-8,3.1398472661538237E-8,6305371.769973428,0,false,0,1.0185261923062787E-4,1.0185261923062787E-4,1995.4955051739819,0,false,0,0.2936686689227313,0.2936686689227313,0.69164295784119367,0,true,0.4506815580861992,928.35652855784701,0,2.1878864482649874E-4,2.1878864482649874E-4,false,0,2935721.1109299464,0,6.9187044383335133E-8,6.9187044383335133E-8,false,0,9283565285.5785179,0]
[null,1,13,1867.8094269547169,null,13,5,1,192.70264642516258,1,0.25074269915168207,0.25074269915168207,19744153616.435684,0,false,0,9.8356844019680842E-9,9.8356844019680842E-9,6230625.595236565,0,false,0,3.1905699014889673E-5,3.1905699014889673E-5,1971.8401742660294,0,false,0,9.1992765935020843E-2,9.1992765935020843E-2,0.68344397017348624,0,true,0.25074269915168207,290.81101892534917,0,2.1619504450073843E-4,2.1619504450073843E-4,false,0,919625.18847843667,0,6.8366875946379287E-8,6.8366875946379287E-8,false,0,2908110189.2534962,0]
[null,1,14,2165.055731817632,null,14,2,4,205.21692228093636,1,0.80311996623787774,0.80311996623787774,131430831544.01399,0,false,0,1.5158286232912714E-8,1.5158286232912714E-8,41475381.468855664,0,false,0,4.9171536861439392E-5,4.9171536861439392E-5,13125.940914476294,0,false,0,0.14177484966082901,0.14177484966082901,4.5494788512418172,0,true,0.80311996623787774,448.18402913307909,0,1.4391447223533467E-3,1.4391447223533467E-3,false,0,1417282.3429717903,0,4.5509752052472161E-7,4.5509752052472161E-7,false,0,4481840291.330801,0]
[null,1,15,2484.3202814852079,null,15,4,3,215.3659569955845,1,0.84211864094351241,0.84211864094351241,241563843434.05951,0,false,0,9.0677835352438243E-9,9.0677835352438243E-9,76229849.859508514,0,false,0,2.9414727067673198E-5,2.9414727067673198E-5,24124.877692243954,0,false,0,8.4810619598592207E-2,8.4810619598592207E-2,8.361733575123182,0,true,0.84211864094351241,268.10654566662441,0,2.6450820275994019E-3,2.6450820275994019E-3,false,0,847827.33990648075,0,8.3644838051904824E-7,8.3644838051904824E-7,false,0,2681065456.6662478,0]
[null,1,16,2825.6030759574442,null,16,5,2,225.73001363215317,1,0.46889684214388194,0.46889684214388194,232307954808.68469,0,false,0,2.9233246438128044E-9,2.9233246438128044E-9,73308986.41323179,0,false,0,9.4828902998999699E-6,9.4828902998999699E-6,23200.496055299336,0,false,0,2.7341739397060957E-2,2.7341739397060957E-2,8.0413409468798545,0,true,0.46889684214388194,86.433743049611607,0,2.5437316586683716E-3,2.5437316586683716E-3,false,0,273327.49473052152,0,8.0439857976700317E-7,8.0439857976700317E-7,false,0,864337430.49612033,0]
[null,1,17,3188.9041152343411,null,17,3,4,241.55562708550281,1,0.98048789759089372,0.98048789759089372,1068019616878.1646,0,false,0,2.7803006320739119E-9,2.7803006320739119E-9,337032951.14136976,0,false,0,9.0189387451377974E-6,9.0189387451377974E-6,106662.66219239277,0,false,0,2.6004041490410888E-2,2.6004041490410888E-2,36.969504054849153,0,true,0.98048789759089372,82.204961717805645,0,1.1694628854914743E-2,1.1694628854914743E-2,false,0,259954.91399521375,0,3.698166357185736E-6,3.698166357185736E-6,false,0,822049617.17805696,0]
[null,1,18,3574.223399315898,null,18,6,1,272.64779699520886,1,0.10957695148287729,0.10957695148287729,487805662306.23236,0,false,0,7.6028794385527037E-11,7.6028794385527037E-11,153935919.67074829,0,false,0,2.4662766015999617E-7,2.4662766015999617E-7,48716.942790051166,0,false,0,7.1109429709132572E-4,7.1109429709132572E-4,16.885395292009736,0,true,0.10957695148287729,2.2479382480487908,0,5.3413870717769945E-3,5.3413870717769945E-3,false,0,7108.6049032427418,0,1.6890949011392578E-6,1.6890949011392578E-6,false,0,22479382.480487894,0]
[null,1,19,3981.5609282021151,null,19,5,3,280.77562564380418,1,0.62610934605782498,0.62610934605782498,3921976741063.5288,0,false,0,3.0873216093450521E-10,3.0873216093450521E-10,1237650858.1482668,0,false,0,1.0014875427501288E-6,1.0014875427501288E-6,391686.13913783681,0,false,0,2.8875596508340681E-3,2.8875596508340681E-3,135.75924331389129,0,true,0.62610934605782498,9.128263029507437,0,4.2944962470270791E-2,4.2944962470270791E-2,false,0,28866.102254352369,0,1.3580389543650644E-5,1.3580389543650644E-5,false,0,91282630.295074299,0]
[null,1,20,4410.9167018929929,null,20,1,5,282.49580101916825,1,0.44079885374983196,0.44079885374983196,2964396678407.6196,0,false,0,2.0245621267908098E-10,2.0245621267908098E-10,935469110.38747013,0,false,0,6.5674199389121691E-7,6.5674199389121691E-7,296053.02797477558,0,false,0,1.8935649237943038E-3,1.8935649237943038E-3,102.61260494719249,0,true,0.44079885374983196,5.9860092181475242,0,3.2459627505768557E-2,3.2459627505768557E-2,false,0,18929.423224109887,0,1.0264635491887881E-5,1.0264635491887881E-5,false,0,59860092.181475312,0]
[null,2,1,40.080086245983381,null,21,4,4,292.42981381189588,1,0.94412128000640616,0.94412128000640616,9489363451294.8066,0,false,0,2.9013826217855478E-10,2.9013826217855478E-10,2994540660.0221286,0,false,0,9.411713193969329E-7,9.411713193969329E-7,947698.66791852773,0,false,0,2.7136516535692027E-3,2.7136516535692027E-3,328.47436043920493,0,true,0.94412128000640616,8.5784984760686793,0,0.10390687762521192,0.10390687762521192,false,0,27127.59408866048,0,3.2858239785205705E-5,3.2858239785205705E-5,false,0,85784984.760686845,0]
[null,2,2,73.107453452973971,null,22,2,5,304.29902390190819,1,0.78550886804547249,0.78550886804547249,12538856799660.52,0,false,0,1.5199550880344093E-10,1.5199550880344093E-10,3956863567.2453861,0,false,0,4.9305394086528734E-7,4.9305394086528734E-7,1252250.2639139553,0,false,0,1.4216079627088786E-3,1.4216079627088786E-3,434.03258701670387,0,true,0.78550886804547249,4.4940409818721747,0,0.13729829885107822,0.13729829885107822,false,0,14211.405400855534,0,4.3417534323588739E-5,4.3417534323588739E-5,false,0,44940409.818721876,0]
[null,2,3,128.15306546462497,null,23,6,2,305.67516420219943,1,0.20491239304635941,0.20491239304635941,3447138968958.7915,0,false,0,3.7623931205047956E-11,3.7623931205047956E-11,1087807191.312222,0,false,0,1.2204720848352724E-7,1.2204720848352724E-7,344264.29399398039,0,false,0,3.5189513565611608E-4,3.5189513565611608E-4,119.322731602118,0,true,0.20491239304635941,1.1124242424378634,0,3.7745571538397249E-2,3.7745571538397249E-2,false,0,3517.7943304909872,0,1.1936197764616092E-5,1.1936197764616092E-5,false,0,11124242.424378632,0]
[null,2,4,205.21692228093636,null,24,3,5,340.63772870647466,1,0.95898741277313282,0.95898741277313282,56825021583022.734,0,false,0,4.9988800707505607E-11,4.9988800707505607E-11,17932165683.229038,0,false,0,1.6215725965849808E-7,1.6215725965849808E-7,5675090.5932814693,0,false,0,4.6754326947881693E-4,4.6754326947881693E-4,1966.9983890100091,0,true,0.95898741277313282,1.4780155070548096,0,0.62222409268890277,0.62222409268890277,false,0,4673.8954193418722,0,1.9676453479286553E-4,1.9676453479286553E-4,false,0,14780155.0705481,0]
[null,2,5,304.29902390190819,null,25,5,4,357.83948246011556,1,0.70194759797953332,0.70194759797953332,73755020840882.516,0,false,0,2.063499213499332E-11,2.063499213499332E-11,23274733855.690464,0,false,0,6.6937268554689708E-8,6.6937268554689708E-8,7365882.3757741312,0,false,0,1.92998262649175E-4,1.92998262649175E-4,2553.0303928429835,0,false,0,0.6101134240432925,0.6101134240432925,0.80760463692776063,0,true,0.70194759797953332,1929.3480510209404,0,2.5538701016050513E-4,2.5538701016050513E-4,false,0,6101134.2404329348,0]
[null,2,6,425.39937032754034,null,26,6,3,360.7207762138504,1,0.27361575698142948,0.27361575698142948,31558968576756.578,0,false,0,7.3273328489866622E-12,7.3273328489866622E-12,9959004634.6641159,0,false,0,2.3768928211533753E-8,2.3768928211533753E-8,3151780.689461696,0,false,0,6.8532253390515439E-5,6.8532253390515439E-5,1092.4138455205366,0,false,0,0.21664675733115302,0.21664675733115302,0.34556521127194012,0,true,0.27361575698142948,685.09720085622507,0,1.0927731477366233E-4,1.0927731477366233E-4,false,0,2166467.5733115324,0]
[null,2,7,568.5179615578329,null,27,7,1,367.12842948708169,1,5.5475251446297856E-2,5.5475251446297856E-2,7852159067659.457,0,false,0,1.2105869365970993E-12,1.2105869365970993E-12,2477891137.5619507,0,false,0,3.9269887942618141E-9,3.9269887942618141E-9,784191.76659208105,0,false,0,1.1322571582317822E-5,1.1322571582317822E-5,271.80252300952793,0,false,0,3.5793342500810052E-2,3.5793342500810052E-2,8.5979774673469705E-2,0,true,5.5475251446297856E-2,113.1884873730671,0,2.7189192067622383E-5,2.7189192067622383E-5,false,0,357933.42500810185,0]
[null,2,8,733.65479759278594,null,28,4,5,391.51191543286774,1,0.92341825521968668,0.92341825521968668,276050215012199.53,0,false,0,9.5410316254831853E-12,9.5410316254831853E-12,87112649579.155319,0,false,0,3.0949883189958615E-8,3.0949883189958615E-8,27569016.866983842,0,false,0,8.9236890208278794E-5,8.9236890208278794E-5,9555.4794892870723,0,false,0,0.28209904010854103,0.28209904010854103,3.0227017920546042,0,true,0.92341825521968668,892.07549249018382,0,9.5586223503651892E-4,9.5586223503651892E-4,false,0,2820990.4010854191,0]
[null,2,9,920.80987843239927,null,29,7,2,400.15579669407231,1,0.10374048898855999,0.10374048898855999,39976751335785.695,0,false,0,8.3152554574696843E-13,8.3152554574696843E-13,12615388581.6514,0,false,0,2.697362247662808E-9,2.697362247662808E-9,3992461.05211251,0,false,0,7.7772254347226694E-6,7.7772254347226694E-6,1383.7954352636411,0,false,0,2.458565986244398E-2,2.458565986244398E-2,0.4377384668867581,0,true,0.10374048898855999,77.746682943504979,0,1.3842505748323507E-4,1.3842505748323507E-4,false,0,245856.59862444006,0]
[null,2,10,1129.983204076673,null,30,1,6,403.59614744480047,1,0.37362635294456764,0.37362635294456764,159046380619538.97,0,false,0,2.7110512286997379E-12,2.7110512286997379E-12,50189968593.686882,0,false,0,8.7943025601282051E-9,8.7943025601282051E-9,15883893.985516287,0,false,0,2.5356354568444899E-5,2.5356354568444899E-5,5505.3912122045149,0,false,0,8.0157469267642806E-2,8.0157469267642806E-2,1.7415301766645168,0,true,0.37362635294456764,253.4801743607004,0,5.5072019721752875E-4,5.5072019721752875E-4,false,0,801574.69267642952,0]
[null,2,11,1361.1747745256073,null,31,2,6,425.39937032754034,1,0.66580666232859376,0.66580666232859376,522520889703755.88,0,false,0,2.6204696175051655E-12,2.6204696175051655E-12,164890938992.89182,0,false,0,8.5004674282811431E-9,8.5004674282811431E-9,52183937.697557941,0,false,0,2.450914835318927E-5,2.450914835318927E-5,18087.063051436366,0,false,0,7.747924886417755E-2,7.747924886417755E-2,5.7215127676089326,0,true,0.66580666232859376,245.01089780981502,0,1.8093012007377892E-3,1.8093012007377892E-3,false,0,774792.48864177661,0]
[null,2,12,1614.3845897792019,null,32,6,4,437.78463303016179,1,0.30675779652828866,0.30675779652828866,336095802518667.31,0,false,0,8.6479793453188354E-13,8.6479793453188354E-13,106061123221.87381,0,false,0,2.8052936105139253E-9,2.8052936105139253E-9,33565744.001141571,0,false,0,8.088420766791009E-6,8.088420766791009E-6,11633.957782864441,0,false,0,2.55694223429365E-2,2.55694223429365E-2,3.6801905208815109,0,true,0.30675779652828866,80.857613058478393,0,1.1637784269347038E-3,1.1637784269347038E-3,false,0,255694.22342936508,0]
[null,2,13,1889.6126498374567,null,33,7,3,455.20140870572328,1,0.13852277064475382,0.13852277064475382,238881009836641.06,0,false,0,2.4811168938462082E-13,2.4811168938462082E-13,75383233083.496872,0,false,0,8.0484250612977018E-10,8.0484250612977018E-10,23856944.24870272,0,false,0,2.3205787858275375E-6,2.3205787858275375E-6,8268.8672775470004,0,false,0,7.3359016260010675E-3,7.3359016260010675E-3,2.6157054668083224,0,true,0.13852277064475382,23.198157829096093,0,8.2715869632682577E-4,8.2715869632682577E-4,false,0,73359.016260010845,0]
[null,2,14,2186.8589547003721,null,34,5,5,456.92158408108736,1,0.68655504320113681,0.68655504320113681,1237033099287468.5,0,false,0,1.1769443175334341E-12,1.1769443175334341E-12,390368219388.21155,0,false,0,3.8178564518593783E-9,3.8178564518593783E-9,123541966.36929305,0,false,0,1.1007913501142961E-5,1.1007913501142961E-5,42819.906542322795,0,false,0,3.4798633446576431E-2,3.4798633446576431E-2,13.545297060832947,0,true,0.68655504320113681,110.04294115249691,0,4.2833990295816403E-3,4.2833990295816403E-3,false,0,347986.3344657647,0]
[null,2,15,2506.1235043679476,null,35,3,6,461.73807513210681,1,0.81284914084082716,0.81284914084082716,1654490541643924.5,0,false,0,1.2335084433523971E-12,1.2335084433523971E-12,522104482982.86273,0,false,0,4.0013432230554112E-9,4.0013432230554112E-9,165233262.53098616,0,false,0,1.1536955525482651E-5,1.1536955525482651E-5,57270.197870337142,0,false,0,3.6471061148785448E-2,3.6471061148785448E-2,18.116383372291185,0,true,0.81284914084082716,115.33162191343906,0,5.7289034421242257E-3,5.7289034421242257E-3,false,0,364710.61148785567,0]
[null,2,16,2847.4062988401843,null,36,8,1,476.14454390078106,1,0.20843451791577561,0.20843451791577561,606402697627423,0,false,0,2.2129146960474061E-13,2.2129146960474061E-13,191361364090.72406,0,false,0,7.1784115219868828E-10,7.1784115219868828E-10,60561177.966610134,0,false,0,2.0697303344434522E-6,2.0697303344434522E-6,20990.632226716625,0,false,0,6.5429099923504496E-3,6.5429099923504496E-3,6.6400039599466947,0,true,0.20843451791577561,20.690498101302314,0,2.0997536185968979E-3,2.0997536185968979E-3,false,0,65429.09992350472,0]
[null,2,17,3210.7073381170808,null,37,8,2,509.17191110777173,1,0.38977919427024693,0.38977919427024693,2473127183557983.5,0,false,0,1.8974807088597928E-13,1.8974807088597928E-13,780440115565.36951,0,false,0,6.1551841142164069E-10,6.1551841142164069E-10,246990153.71059093,0,false,0,1.7747061778581333E-6,1.7747061778581333E-6,85607.309075422469,0,false,0,5.6102684448099752E-3,5.6102684448099752E-3,27.080312070719302,0,true,0.38977919427024693,17.741226570570184,0,8.5635465891623647E-3,8.5635465891623647E-3,false,0,56102.684448099826,0]
[null,2,18,3596.0266221986376,null,38,4,6,512.61226185849989,1,0.78270029970625576,0.78270029970625576,5370643678481988,0,false,0,3.5233125755085949E-13,3.5233125755085949E-13,1694803971652.1431,0,false,0,1.14291742165964E-9,1.14291742165964E-9,536363886.37511158,0,false,0,3.2953402714896131E-6,3.2953402714896131E-6,185904.85615718717,0,false,0,1.041735458562627E-2,1.041735458562627E-2,58.807613211663913,0,true,0.78270029970625576,32.942567684178606,0,1.8596600150706775E-2,1.8596600150706775E-2,false,0,104173.54585626276,0]
[null,2,19,4003.3641510848552,null,39,7,4,532.26526552203461,1,0.15530150880478064,0.15530150880478064,1650355600745512,0,false,0,4.5139872910928088E-14,4.5139872910928088E-14,520799627424.25537,0,false,0,1.4642795964236672E-10,1.4642795964236672E-10,164820307.75257036,0,false,0,4.2219144020122092E-7,4.2219144020122092E-7,57127.066871716408,0,false,0,1.3346475851503566E-3,1.3346475851503566E-3,18.071106489376557,0,true,0.15530150880478064,4.2205262427186554,0,5.7145856345879242E-3,5.7145856345879242E-3,false,0,13346.475851503596,0]
[null,2,20,4432.7199247757326,null,40,6,5,536.86673465113358,1,0.30003110325324511,0.30003110325324511,3523978186035326,0,false,0,7.8901609022295346E-14,7.8901609022295346E-14,1112055199200.3042,0,false,0,2.5594670247371238E-10,2.5594670247371238E-10,351938193.72825396,0,false,0,7.3796361839672114E-7,7.3796361839672114E-7,121982.52146214394,0,false,0,2.3328785651186559E-3,2.3328785651186559E-3,38.586947587124278,0,true,0.30003110325324511,7.3772097703603983,0,1.2202264232885122E-2,1.2202264232885122E-2,false,0,23328.785651186572,0]
[null,3,1,76.418791050549856,null,41,1,7,546.71473867509303,1,0.25789433903367548,0.25789433903367548,3741912516740542.5,0,false,0,5.4900525541001091E-14,5.4900525541001091E-14,1180828327962.9617,0,false,0,1.7809026521021355E-10,1.7809026521021355E-10,373703202.09400129,0,false,0,5.1348243695094363E-7,5.1348243695094363E-7,129526.31934316856,0,false,0,1.62324014472456E-3,1.62324014472456E-3,40.973290564411279,0,true,0.25789433903367548,5.1331360467509644,0,1.2956892141542553E-2,1.2956892141542553E-2,false,0,16232.401447245597,0]
[null,3,2,109.44615825754045,null,42,8,3,564.21752311942271,1,0.52046500316716726,0.52046500316716726,1.0893427973299826E+16,0,false,0,7.680774440721369E-14,7.680774440721369E-14,3437618672790.7397,0,false,0,2.4915447414912779E-10,2.4915447414912779E-10,1087921991.0113134,0,false,0,7.1837978573569165E-7,7.1837978573569165E-7,377076.0604634604,0,false,0,2.270969410928855E-3,2.270969410928855E-3,119.28113968342879,0,true,0.52046500316716726,7.1814358351060763,0,3.7720008330033104E-2,3.7720008330033104E-2,false,0,22709.694109288601,0]
[null,3,3,164.49177026919145,null,43,2,7,568.5179615578329,1,0.45957081922143039,0.45957081922143039,1.0506693860572098E+16,0,false,0,6.2090524028326831E-14,6.2090524028326831E-14,3315577712812.2778,0,false,0,2.0141369836227818E-10,2.0141369836227818E-10,1049299020.6348714,0,false,0,5.807302075062232E-7,5.807302075062232E-7,363689.25733485864,0,false,0,1.8358263462249281E-3,1.8358263462249281E-3,115.04646848225343,0,true,0.45957081922143039,5.8053926426156357,0,3.6380887716269565E-2,3.6380887716269565E-2,false,0,18358.263462249324,0]
[null,3,4,241.55562708550281,null,44,5,6,578.02193050671951,1,0.58193222306454018,0.58193222306454018,1.613244121517323E+16,0,false,0,6.483824239550707E-14,6.483824239550707E-14,5090884273977.4229,0,false,0,2.1032694441797664E-10,2.1032694441797664E-10,1611140001.9995439,0,false,0,6.0642950836594007E-7,6.0642950836594007E-7,558424.52843915345,0,false,0,1.9170679503089046E-3,1.9170679503089046E-3,176.64742253203414,0,true,0.58193222306454018,6.0623011522866461,0,5.5860819799937511E-2,5.5860819799937511E-2,false,0,19170.679503089112,0]
[null,3,5,340.63772870647466,null,45,9,1,599.69614023630709,1,0.31595757066023433,0.31595757066023433,1.3437935443477064E+16,0,false,0,2.294623805143609E-14,2.294623805143609E-14,4240584131779.0059,0,false,0,7.443465394707407E-11,7.443465394707407E-11,1342040863.4069815,0,false,0,2.146152539962182E-7,2.146152539962182E-7,465154.19849549042,0,false,0,6.7844987654407606E-4,6.7844987654407606E-4,147.14305346480739,0,true,0.31595757066023433,2.1454468881393272,0,4.6530719082072181E-2,4.6530719082072181E-2,false,0,6784.498765440766,0]
[null,3,6,461.73807513210681,null,46,3,7,604.85666636239932,1,0.56106639764336252,0.56106639764336252,2.6362324887797156E+16,0,false,0,3.6883431916124557E-14,3.6883431916124557E-14,8319109513973.7988,0,false,0,1.1964512374111744E-10,1.1964512374111744E-10,2632794107.5954547,0,false,0,3.4496927518957419E-7,3.4496927518957419E-7,912531.99981797591,0,false,0,1.0905299497862785E-3,1.0905299497862785E-3,288.66286765090058,0,true,0.56106639764336252,3.4485584979536936,0,9.1283213769258353E-2,9.1283213769258353E-2,false,0,10905.299497862792,0]
[null,3,7,604.85666636239932,null,47,7,5,631.34736714300641,1,0.15189600248447135,0.15189600248447135,1.1747844851535958E+16,0,false,0,6.066259715496084E-15,6.066259715496084E-15,3707245407568,0,false,0,1.9678168668165146E-11,1.9678168668165146E-11,1173252239.084069,0,false,0,5.6737486411928312E-8,5.6737486411928312E-8,406651.70471689873,0,false,0,1.7936069284372552E-4,1.7936069284372552E-4,128.63685573998751,0,true,0.15189600248447135,0.56718831209203591,0,4.0678545518086487E-2,4.0678545518086487E-2,false,0,1793.6069284372566,0]
[null,3,8,769.99350239735236,null,48,9,2,632.72350744329776,1,0.59085073118884657,0.59085073118884657,4.6868801209055328E+16,0,false,0,2.3006906229842889E-14,2.3006906229842889E-14,14790299858085.779,0,false,0,7.4631453738621038E-11,7.4631453738621038E-11,4680767124.2372961,0,false,0,2.1518268106156485E-7,2.1518268106156485E-7,1622363.7739996093,0,false,0,6.8024364849301165E-4,6.8024364849301165E-4,513.20521304357476,0,true,0.59085073118884657,2.1511192931008845,0,0.16228973802896493,0.16228973802896493,false,0,6802.4364849301273,0]
[null,3,9,957.14858323696581,null,49,8,4,641.28137993573409,1,0.5835069562623364,0.5835069562623364,5.4111581844937872E+16,0,false,0,1.9435170685105459E-14,1.9435170685105459E-14,17075890584702.088,0,false,0,6.3045201618903249E-11,6.3045201618903249E-11,5404100527.5664063,0,false,0,1.8177638023687753E-7,1.8177638023687753E-7,1873072.6597308589,0,false,0,5.746383839636658E-4,5.746383839636658E-4,592.51239998625795,0,true,0.5835069562623364,1.8171661242835597,0,0.18736887258492935,0.18736887258492935,false,0,5746.3838396366573,0]
[null,3,10,1166.3219088812396,null,50,4,7,655.7308530887924,1,0.54025626100349566,0.54025626100349566,6.4916621283793424E+16,0,false,0,1.3887696676723322E-14,1.3887696676723322E-14,20485616653143.691,0,false,0,4.5049907263083695E-11,4.5049907263083695E-11,6483195193.4592943,0,false,0,1.2989107595834852E-7,1.2989107595834852E-7,2247089.1506593712,0,false,0,4.1061659321602311E-4,4.1061659321602311E-4,710.82570060660498,0,true,0.54025626100349566,1.2984836796214774,0,0.22478282333018026,0.22478282333018026,false,0,4106.1659321602347,0]
[null,3,11,1397.5134793301738,null,51,6,6,657.96708107676579,1,0.2543099328068244,0.2543099328068244,3.1791434339177824E+16,0,false,0,6.2835205103369918E-15,6.2835205103369918E-15,10032363420130.365,0,false,0,2.0382934828265E-11,2.0382934828265E-11,3174996945.6957784,0,false,0,5.8769518005241031E-8,5.8769518005241031E-8,1100460.6489786762,0,false,0,1.8578442814653394E-4,1.8578442814653394E-4,348.11067089649401,0,true,0.2543099328068244,0.58750194673494238,0,0.110082259784221,0.110082259784221,false,0,1857.8442814653392,0]
[null,3,12,1650.7232945837684,null,52,9,3,687.76911945494874,1,0.7889521354654816,0.7889521354654816,1.6507402008691206E+17,0,false,0,1.1646866497741586E-14,1.1646866497741586E-14,52092099496528.422,0,false,0,3.778094149393311E-11,3.778094149393311E-11,16485871760.236591,0,false,0,1.0893268020970552E-7,1.0893268020970552E-7,5714037.9806801621,0,false,0,3.4436211808687347E-4,3.4436211808687347E-4,1807.5317793768425,0,true,0.7889521354654816,1.0889686330343853,0,0.57159173659677864,0.57159173659677864,false,0,3443.6211808687308,0]
[null,3,13,1925.9513546420233,null,53,1,8,711.85157471004607,1,0.10864428380295493,0.10864428380295493,3.39169957639194E+16,0,false,0,1.0749367201608098E-15,1.0749367201608098E-15,10703122859836.973,0,false,0,3.4869568859530125E-12,3.4869568859530125E-12,3387275855.777122,0,false,0,1.0053840490543351E-8,1.0053840490543351E-8,1174036.967680109,0,false,0,3.17825816785751E-5,3.17825816785751E-5,371.3851984218735,0,false,0,0.10050534802463479,0.10050534802463479,0.11744231162866917,0,true,0.10864428380295493,317.82581678575099,0]
[null,3,14,2223.1976595049387,null,54,5,7,721.14052173701214,1,0.40167676837263372,0.40167676837263372,1.4579782038600445E+17,0,false,0,3.4181326319110515E-15,3.4181326319110515E-15,46009145242394.578,0,false,0,1.1087983966311955E-11,1.1087983966311955E-11,14560765943.303371,0,false,0,3.1969658875932545E-8,3.1969658875932545E-8,5046792.2374907127,0,false,0,1.0106369754087838E-4,1.0106369754087838E-4,1596.460748776992,0,false,0,0.31959147298753415,0.31959147298753415,0.50484521611931632,0,true,0.40167676837263372,1010.6369754087862,0]
[null,3,15,2542.4622091725141,null,55,2,8,733.65479759278594,1,0.19360542266315439,0.19360542266315439,8.583517455670872E+16,0,false,0,1.3488270069067048E-15,1.3488270069067048E-15,27086845349472.527,0,false,0,4.3754218564504568E-12,4.3754218564504568E-12,8572322158.9586868,0,false,0,1.2615525474604986E-8,1.2615525474604986E-8,2971184.970458182,0,false,0,3.9880677358260936E-5,3.9880677358260936E-5,939.88021687435958,0,false,0,0.12611377508241148,0.12611377508241148,0.29721622130559988,0,true,0.19360542266315439,398.80677358260999,0]
[null,3,16,2883.7450036447503,null,56,10,1,737.78321849365966,1,0.35460567959928591,0.35460567959928591,1.6781391726816698E+17,0,false,0,2.3144612424969249E-15,2.3144612424969249E-15,52956723720867.367,0,false,0,7.507815497817131E-12,7.507815497817131E-12,16759504119.481432,0,false,0,2.1647064164044665E-8,2.1647064164044665E-8,5808879.5344789354,0,false,0,6.8431519829883887E-5,6.8431519829883887E-5,1837.5331764757734,0,false,0,0.2163994664094113,0.2163994664094113,0.58107901137875784,0,true,0.35460567959928591,684.31519829883803,0]
[null,3,17,3247.0460429216473,null,57,8,5,740.36348155670589,1,0.57071160969558976,0.57071160969558976,2.8127275171424093E+17,0,false,0,3.5767803079643717E-15,3.5767803079643717E-15,88760715709510.453,0,false,0,1.1602616684758603E-11,1.1602616684758603E-11,28090589372.988037,0,false,0,3.3453484294973702E-8,3.3453484294973702E-8,9736257.6217589546,0,false,0,1.057544227042404E-4,1.057544227042404E-4,3079.8876596606979,0,false,0,0.33442484838162351,0.33442484838162351,0.97394599419732775,0,true,0.57071160969558976,1057.5442270424057,0]
[null,3,18,3632.3653270032041,null,58,7,6,752.44771356863862,1,0.12874885892362339,0.12874885892362339,7.6595973245826304E+16,0,false,0,6.6844757454326826E-16,6.6844757454326826E-16,24171247887791.516,0,false,0,2.1683582198248488E-12,2.1683582198248488E-12,7649607076.9729309,0,false,0,6.2519636409325126E-9,6.2519636409325126E-9,2651369.9736844031,0,false,0,1.9763944460459703E-5,1.9763944460459703E-5,838.71257113163949,0,false,0,6.2499080044120262E-2,6.2499080044120262E-2,0.26522420269919644,0,true,0.12874885892362339,197.63944460459712,0]
[null,3,19,4039.7028558894217,null,59,9,4,764.83297627126012,1,0.88451491723886699,0.88451491723886699,6.3621599902292275E+17,0,false,0,3.7983261226319518E-15,3.7983261226319518E-15,200769491800927.56,0,false,0,1.232128289972772E-11,1.232128289972772E-11,63538619621.552292,0,false,0,3.5525593508697564E-8,3.5525593508697564E-8,22022619.794558436,0,false,0,1.1230485289995056E-4,1.1230485289995056E-4,6966.4544195170993,0,false,0,0.35513912745401049,0.35513912745401049,2.2029863181420177,0,true,0.88451491723886699,1123.0485289995092,0]
[null,3,20,4469.0586295802996,null,60,3,8,769.99350239735236,1,0.23636291190520242,0.23636291190520242,1.8383752358439136E+17,0,false,0,9.3866584478900957E-16,9.3866584478900957E-16,58013263169524.93,0,false,0,3.0449116396417147E-12,3.0449116396417147E-12,18359774826.687267,0,false,0,8.7793044003724495E-9,8.7793044003724495E-9,6363536.7423797706,0,false,0,2.7753469875354344E-5,2.7753469875354344E-5,2012.9888758132513,0,false,0,8.7764177778989108E-2,8.7764177778989108E-2,0.63656297521517036,0,true,0.23636291190520242,277.53469875354364,0]
[null,4,1,127.29297777694293,null,61,10,2,770.81058570065034,1,0.66312392716888768,0.66312392716888768,5.2216159150605715E+17,0,false,0,2.6011834797556116E-15,2.6011834797556116E-15,164777555933257.81,0,false,0,8.4379056703953528E-12,8.4379056703953528E-12,52148054740.277168,0,false,0,2.4328765872085029E-8,2.4328765872085029E-8,18074625.942635294,0,false,0,7.6909016926991674E-5,7.6909016926991674E-5,5717.5785149005233,0,false,0,0.24320766609373773,0.24320766609373773,1.8080570807928606,0,true,0.66312392716888768,769.09016926991785,0]
[null,4,2,160.32034498393352,null,62,6,7,801.0856723070583,1,0.17553657956414226,0.17553657956414226,2.163258412157352E+17,0,false,0,4.3996018426811218E-16,4.3996018426811218E-16,68265540745583.281,0,false,0,1.4271744236715126E-12,1.4271744236715126E-12,21604369208.614697,0,false,0,4.114930145990304E-9,4.114930145990304E-9,7488120.009790089,0,false,0,1.3008273165819817E-5,1.3008273165819817E-5,2368.7302974265704,0,false,0,4.1135771629639786E-2,4.1135771629639786E-2,0.74905829025160564,0,true,0.17553657956414226,130.08273165819813,0]
[null,4,3,215.3659569955845,null,63,4,8,820.86768912374544,1,0.22759613400867507,0.22759613400867507,3.724617791422608E+17,0,false,0,4.2957061084769507E-16,4.2957061084769507E-16,117537066387049.81,0,false,0,1.3934719797034504E-12,1.3934719797034504E-12,37197598527.59346,0,false,0,4.0177568780438566E-9,4.0177568780438566E-9,12892766.23450518,0,false,0,1.2701085347554027E-5,1.2701085347554027E-5,4078.3916333315888,0,false,0,4.0164358454462104E-2,4.0164358454462104E-2,1.2897006751502089,0,true,0.22759613400867507,127.0108534755406,0]
[null,4,4,292.42981381189588,null,64,10,3,825.85619771230131,1,0.88545720738210421,0.88545720738210421,1.5548107523940559E+18,0,false,0,1.5575576584274157E-15,1.5575576584274157E-15,490648718492099.69,0,false,0,5.0525173254011556E-12,5.0525173254011556E-12,155278284625.9498,0,false,0,1.4567774975917519E-8,1.4567774975917519E-8,53819781.497245014,0,false,0,4.6052202487467324E-5,4.6052202487467324E-5,17024.907034973709,0,false,0,0.14562985112766882,0.14562985112766882,5.38374831831407,0,true,0.88545720738210421,460.52202487467429,0]
[null,4,5,{"$f":"3.1416/2*SQRT($H$2/$I$2)*(B74^2/$C$2^2+C74^2/$D$2^2)","v":391.51191543286774},null,65,8,6,861.46382798233799,1,{"$f":"ABS(SIN(G74*3.1416*$J$2/$C$2)*SIN(H74*3.1416*$K$2/$D$2))*(1/F74^$M$2)+(1-1/F74^$M$2)","v":0.48374195055122243},{"$f":"$J74*$K74","v":0.48374195055122243},{"$f":"10^(LOG10($I74/22.27)/LOG10(2)*70/20)*$L74","v":1.3876259130722611E+18},{"$f":"IF($I74<22.27,M74,0)","v":0},{"$f":"AND($I74>22.27,$I74<44.45)","v":false},{"$f":"IF($O74=TRUE,$L74,0)","v":0},{"$f":"10^(LOG10(44.45/$I74)/LOG10(2)*70/20)*$L74","v":5.2088471638634232E-16},{"$f":"IF($I74>44.45,Q74,0)","v":5.2088471638634232E-16},{"$f":"10^(LOG10($I74/44.548)/LOG10(2)*70/20)*$L74","v":437890511721124.31},{"$f":"IF($I74<44.528,S74,0)","v":0},{"$f":"AND($I74>44.548,$I74<89.095)","v":false},{"$f":"IF($U74=TRUE,$L74,0)","v":0},{"$f":"10^(LOG10(89.095/$I74)/LOG10(2)*70/20)*$L74","v":1.6896832292782039E-12},{"$f":"IF($I74>89.095,W74,0)","v":1.6896832292782039E-12},{"$f":"10^(LOG10($I74/89.09)/LOG10(2)*70/20)*$L74","v":138581606251.82675},{"$f":"IF($I74<89.09,Y74,0)","v":0},{"$f":"AND($I74>89.09,$I74<176.78)","v":false},{"$f":"IF($AA74=TRUE,$L74,0)","v":0},{"$f":"10^(LOG10(176.78/$I74)/LOG10(2)*70/20)*$L74","v":4.8718140838343737E-9},{"$f":"IF($I74>176.78,AC74,0)","v":4.8718140838343737E-9},{"$f":"10^(LOG10($I74/176.78)/LOG10(2)*70/20)*$L74","v":48032677.498835534},{"$f":"IF($I74<176.78,AE74,0)","v":0},{"$f":"AND($I74>176.78,$I74<353.55)","v":false},{"$f":"IF($AG74=TRUE,$L74,0)","v":0},{"$f":"10^(LOG10(353.55/$I74)/LOG10(2)*70/20)*$L74","v":1.5400963362004795E-5},{"$f":"IF($I74>353.55,AI74,0)","v":1.5400963362004795E-5},{"$f":"10^(LOG10($I74/353.55)/LOG10(2)*70/20)*$L74","v":15194.262152483914},{"$f":"IF($I74<353.55,AK74,0)","v":0},{"$f":"AND($I74>353.55,$I74<707.1)","v":false},{"$f":"IF($AM74=TRUE,$L74,0)","v":0},{"$f":"10^(LOG10(707.1/$I74)/LOG10(2)*70/20)*$L74","v":4.8702122384739567E-2},{"$f":"IF($I74>707.1,AO74,0)","v":4.8702122384739567E-2},{"$f":"10^(LOG10($I74/707.1)/LOG10(2)*70/20)*$L74","v":4.8048475767541765},{"$f":"IF($I74<707.1,AQ74,0)","v":0},{"$f":"AND($I74>707.1,$I74<1414.2)","v":true},{"$f":"IF($AS74=TRUE,$L74,0)","v":0.48374195055122243},{"$f":"10^(LOG10(1414.2/$I74)/LOG10(2)*70/20)*$L74","v":154.00963362004822},{"$f":"IF($I74>1414.2,AU74,0)","v":0}]
[null,4,6,512.61226185849989,null,66,9,5,863.91507789223192,{"$f":"IF(ABS(I75-I74)>0.0001,1,$L$2)","v":1},0.86511896182125891,0.86511896182125891,2.5649681257259561E+18,0,false,0,9.0127267198739036E-16,9.0127267198739036E-16,809422189757004.25,0,false,0,2.9236129818298106E-12,2.9236129818298106E-12,256162269311.35971,0,false,0,8.4295675389072519E-9,8.4295675389072519E-9,88786383.719954625,0,false,0,2.6647868451104288E-5,2.6647868451104288E-5,28085.954397289908,0,false,0,8.4267959094032924E-2,8.4267959094032924E-2,8.8815586155057389,0,true,0.86511896182125891,266.4786845110433,0]
[null,4,7,655.7308530887924,null,67,5,8,886.27735777196506,1,0.16921614093449247,0.16921614093449247,6.7528726971126886E+17,0,false,0,1.3097292409005181E-16,1.3097292409005181E-16,213099139549742.19,0,false,0,4.2485937168551557E-13,4.2485937168551557E-13,67440650708.8078,0,false,0,1.2249845620535122E-9,1.2249845620535122E-9,23375072.012957472,0,false,0,3.8724676341423887E-6,3.8724676341423887E-6,7394.2780309649852,0,false,0,1.2245817889173555E-2,1.2245817889173555E-2,2.3382760230394428,0,true,0.16921614093449247,38.724676341423852,0]
[null,4,8,820.86768912374544,null,68,11,1,890.40577867283889,1,0.31595402260950384,0.31595402260950384,1.3308745267314721E+18,0,false,0,2.3168460602950313E-16,2.3168460602950313E-16,419981582973440.13,0,false,0,7.5155515409598989E-13,7.5155515409598989E-13,132913869578.68182,0,false,0,2.1669369270281755E-9,2.1669369270281755E-9,46068227.994080819,0,false,0,6.8502031577259957E-6,6.8502031577259957E-6,14572.844352876913,0,false,0,2.1662244413291818E-2,2.1662244413291818E-2,4.6083380142213528,0,true,0.31595402260950384,68.502031577260055,0]
[null,4,9,1008.0227699633589,null,69,7,7,895.56630479893124,1,8.886846875700434E-2,8.886846875700434E-2,4.0035148694885574E+17,0,false,0,6.0931302464838631E-17,6.0931302464838631E-17,126338169269412.39,0,false,0,1.9765333225203548E-13,1.9765333225203548E-13,39982931713.808289,0,false,0,5.6988805422043759E-10,5.6988805422043759E-10,13858168.601231631,0,false,0,1.801551720254756E-6,1.801551720254756E-6,4383.779078014958,0,false,0,5.6970067585995305E-3,5.6970067585995305E-3,1.386272664552024,0,true,8.886846875700434E-2,18.015517202547557,0]
[null,4,10,1217.1960956076327,null,70,1,9,899.0066555496594,1,5.4726064286133413E-2,5.4726064286133413E-2,2.5777950313345971E+17,0,false,0,3.5886124833808785E-17,3.5886124833808785E-17,81346995234766.578,0,false,0,1.1640998744623773E-13,1.1640998744623773E-13,25744328688.658855,0,false,0,3.3564150162147739E-10,3.3564150162147739E-10,8923038.7117847819,0,false,0,1.0610426383866038E-6,1.0610426383866038E-6,2822.6406780448006,0,false,0,3.3553114318560775E-3,3.3553114318560775E-3,0.89259735588635869,0,true,5.4726064286133413E-2,10.610426383866054,0]
[null,4,11,1448.3876660565668,null,71,10,4,902.9200545286127,1,0.99270928272987347,0.99270928272987347,4.9182302473218396E+18,0,false,0,6.1890190965616946E-16,6.1890190965616946E-16,1552036712109108.5,0,false,0,2.0076384359464514E-12,2.0076384359464514E-12,491181550567.28625,0,false,0,5.7885650031984593E-9,5.7885650031984593E-9,170244563.11253989,0,false,0,1.8299031120390684E-5,1.8299031120390684E-5,53853.764908894263,0,false,0,5.7866617314737356E-2,5.7866617314737356E-2,17.030055768735622,0,true,0.99270928272987347,182.9903112039068,0]
[null,4,12,1701.5974813101614,null,72,2,9,920.80987843239927,1,9.7522505887416469E-2,9.7522505887416469E-2,6.0695894822595917E+17,0,false,0,4.8399056898039063E-17,4.8399056898039063E-17,191536899050787.69,0,false,0,1.5700033458621038E-13,1.5700033458621038E-13,60616730475.89753,0,false,0,4.526744587093683E-10,4.526744587093683E-10,21009886.843797725,0,false,0,1.4310116588051998E-6,1.4310116588051998E-6,6646.0948071533785,0,false,0,4.5252562000801756E-3,4.5252562000801756E-3,2.1016797136022216,0,true,9.7522505887416469E-2,14.310116588051992,0]
[null,4,13,1976.8255413684165,null,73,11,2,923.43314587982957,1,0.59084409622085377,0.59084409622085377,3.8009494244872003E+18,0,false,0,2.836875150189323E-16,2.836875150189323E-16,1199458494422139.8,0,false,0,9.2024592276109058E-13,9.2024592276109058E-13,379599192812.10522,0,false,0,2.6533180713486617E-9,2.6533180713486617E-9,131569882.18212159,0,false,0,8.3877696688343826E-6,8.3877696688343826E-6,41619.734425486458,0,false,0,2.6524456642392915E-2,2.6524456642392915E-2,13.161315639585663,0,true,0.59084409622085377,83.877696688343875,0]
[null,4,14,2274.0718462313316,null,74,3,9,957.14858323696581,1,0.11906021613840287,0.11906021613840287,1.1621433267725985E+18,0,false,0,3.7675597950055384E-17,3.7675597950055384E-17,366735394071037.81,0,false,0,1.222148087793395E-13,1.222148087793395E-13,116062756829.33267,0,false,0,3.5237837267204929E-10,3.5237837267204929E-10,40227596.714954391,0,false,0,1.1139518696111318E-6,1.1139518696111318E-6,12725.267090643385,0,false,0,3.5226251117740862E-3,3.5226251117740862E-3,4.024082784041731,0,true,0.11906021613840287,11.139518696111345,0]
[null,4,15,2593.3363958989075,null,75,6,8,966.22250834201122,1,7.3949067821439771E-2,7.3949067821439771E-2,8.0550769955659891E+17,0,false,0,2.0969217520215745E-17,2.0969217520215745E-17,254192556820444.72,0,false,0,6.8021452848149836E-14,6.8021452848149836E-14,80445709323.499084,0,false,0,1.96124259415213E-10,1.96124259415213E-10,27882652.803713992,0,false,0,6.199954435200276E-7,6.199954435200276E-7,8820.1690654574177,0,false,0,1.9605977404495716E-3,1.9605977404495716E-3,2.7891823594604181,0,true,7.3949067821439771E-2,6.1999544352002909,0]
[null,4,16,2934.6191903711438,null,76,11,3,978.47875789148065,1,0.78894327591451496,0.78894327591451496,9.9501703751347569E+18,0,false,0,1.9321798746468608E-16,1.9321798746468608E-16,3139956638337297,0,false,0,6.2677437587134255E-13,6.2677437587134255E-13,993719258249.1748,0,false,0,1.8071601699336836E-9,1.8071601699336836E-9,344425194.27238572,0,false,0,5.7128632348215197E-6,5.7128632348215197E-6,108952.63321145695,0,false,0,1.8065659783073392E-2,1.8065659783073392E-2,34.4538478021109,0,true,0.78894327591451496,57.128632348215383,0]
[null,4,17,3297.9202296480403,null,77,9,6,985.01542431786402,1,0.73328512499243503,0.73328512499243503,9.9925851883575009E+18,0,false,0,1.662089493973615E-16,1.662089493973615E-16,3153341401544575.5,0,false,0,5.3916051962709912E-13,5.3916051962709912E-13,997955207498.84656,0,false,0,1.5545457085993714E-9,1.5545457085993714E-9,345893383.23132432,0,false,0,4.9142888235705101E-6,4.9142888235705101E-6,109417.0680315237,0,false,0,1.5540345762392207E-2,1.5540345762392207E-2,34.600714987721055,0,true,0.73328512499243503,49.142888235705257,0]
[null,4,18,3683.2395137295971,null,78,10,5,1002.0021561495845,1,0.97094080306354968,0.97094080306354968,1.6141117857120037E+19,0,false,0,1.8040077934665121E-16,1.8040077934665121E-16,5093622345633726,0,false,0,5.8519699622875682E-13,5.8519699622875682E-13,1612006534518.5386,0,false,0,1.687281330988117E-9,1.687281330988117E-9,558724870.44090343,0,false,0,5.333897704793082E-6,5.333897704793082E-6,176742.43025068697,0,false,0,1.6867265553490562E-2,1.6867265553490562E-2,55.890863878561476,0,true,0.97094080306354968,53.338977047930854,0]
[null,4,19,4090.5770426158147,null,79,8,7,1004.5824192126305,1,0.33390126156004146,0.33390126156004146,5.7193283957601843E+18,0,false,0,6.0211243887399078E-17,6.0211243887399078E-17,1804837755137960,0,false,0,1.9531755455665864E-13,1.9531755455665864E-13,571186879907.2019,0,false,0,5.6315337491732496E-10,5.6315337491732496E-10,197974579.2835829,0,false,0,1.7802617967442712E-6,1.7802617967442712E-6,62625.650157341544,0,false,0,5.6296821090956418E-3,5.6296821090956418E-3,19.803969444608146,0,true,0.33390126156004146,17.802617967442757,0]
[null,4,20,4519.9328163066921,null,80,4,9,1008.0227699633589,1,0.11464423368673742,0.11464423368673742,2.0433474680738714E+18,0,false,0,1.9867751560494448E-17,1.9867751560494448E-17,644815335307398.38,0,false,0,6.4448438510786587E-14,6.4448438510786587E-14,204068237403.64389,0,false,0,1.858222919997302E-10,1.858222919997302E-10,70730482.205215409,0,false,0,5.8742847360036703E-7,5.8742847360036703E-7,22374.299013909804,0,false,0,1.8576119390132555E-3,1.8576119390132555E-3,7.0753745933614214,0,true,0.11464423368673742,5.8742847360036858,0]
[null,5,1,192.70264642516258,null,81,11,4,1055.5426147077919,1,0.88450498456407245,0.88450498456407245,2.6933226432657482E+19,0,false,0,8.9721949264593136E-17,8.9721949264593136E-17,8499267845744831,0,false,0,2.9104649877668667E-13,2.9104649877668667E-13,2689809800624.1704,0,false,0,8.3916583133553226E-10,8.3916583133553226E-10,932293759.47490823,0,false,0,2.6528028370230768E-6,2.6528028370230768E-6,294914.14016905485,0,false,0,8.3888991483493762E-3,8.3888991483493762E-3,93.260039712436708,0,true,0.88450498456407245,26.5280283702308,0]
[null,5,2,225.73001363215317,null,82,12,1,1057.5638207738448,1,0.20842819524662767,0.20842819524662767,6.4893952667413719E+18,0,false,0,2.0677366314158274E-17,2.0677366314158274E-17,2047846316030883.5,0,false,0,6.7074724958451996E-14,6.7074724958451996E-14,648093128844.00269,0,false,0,1.9339458666551123E-10,1.9339458666551123E-10,224630447.63968861,0,false,0,6.1136629854753884E-7,6.1136629854753884E-7,71057.748320401312,0,false,0,1.9333099880767179E-3,1.9333099880767179E-3,22.470433009547218,0,true,0.20842819524662767,6.1136629854753997,0]
[null,5,3,280.77562564380418,null,83,7,8,1060.7031408338842,1,3.7438011151959681E-2,3.7438011151959681E-2,1.2064998969017362E+18,0,false,0,3.5882670966076161E-18,3.5882670966076161E-18,380732913870190,0,false,0,1.1639878354218642E-14,1.1639878354218642E-14,120492628510.46068,0,false,0,3.3560919773362005E-11,3.3560919773362005E-11,41762999.59832269,0,false,0,1.0609405181117444E-7,1.0609405181117444E-7,13210.963810759391,0,false,0,3.3549884991922305E-4,3.3549884991922305E-4,4.177673572805741,0,true,3.7438011151959681E-2,1.0609405181117444,0]
[null,5,4,357.83948246011556,null,84,5,9,1073.4324386115786,1,8.5237189503941269E-2,8.5237189503941269E-2,3.1555873195801226E+18,0,false,0,7.1115546844985942E-18,7.1115546844985942E-18,995802783109076.38,0,false,0,2.3068971514187583E-14,2.3068971514187583E-14,315147155509.00348,0,false,0,6.6514088780062653E-11,6.6514088780062653E-11,109230669.88942336,0,false,0,2.1026685886022893E-7,2.1026685886022893E-7,34553.13173894096,0,false,0,6.6492219044748024E-4,6.6492219044748024E-4,10.926659658690788,0,true,8.5237189503941269E-2,2.102668588602294,0]
[null,5,5,456.92158408108736,null,85,12,2,1090.5911879808355,1,0.38976737067734707,0.38976737067734707,1.7351343309485517E+19,0,false,0,2.7043591633452314E-17,2.7043591633452314E-17,5475530926067246,0,false,0,8.7725943582113021E-14,8.7725943582113021E-14,1732871232659.1912,0,false,0,2.5293763946723059E-10,2.5293763946723059E-10,600616830.15909886,0,false,0,7.9959605421577192E-7,7.9959605421577192E-7,189994.18824512741,0,false,0,2.5285447394053228E-3,2.5285447394053228E-3,60.081437704939141,0,true,0.38976737067734707,7.995960542157734,0]
[null,5,6,578.02193050671951,null,86,1,10,1108.1799811939331,1,0.21098376891477474,0.21098376891477474,1.1312614667381264E+19,0,false,0,1.2154066580250306E-17,1.2154066580250306E-17,3569900633115024,0,false,0,3.9426233525630711E-14,3.9426233525630711E-14,1129785986802.9324,0,false,0,1.1367650245588369E-10,1.1367650245588369E-10,391586209.84805906,0,false,0,3.5935846879977853E-7,3.5935846879977853E-7,123871.16100020077,0,false,0,1.1363912578778578E-3,1.1363912578778578E-3,39.171500517005533,0,true,0.21098376891477474,3.5935846879977924,0]
[null,5,7,721.14052173701214,null,87,10,6,1123.1025025752167,1,0.82298097666920722,0.82298097666920722,5.1551893757169385E+19,0,false,0,4.058088206714073E-17,4.058088206714073E-17,1.6268134606639148E+16,0,false,0,1.3163917792379083E-13,1.3163917792379083E-13,5148465573386.8662,0,false,0,3.7955137973847423E-10,3.7955137973847423E-10,1784469044.5496123,0,false,0,1.1998522096208463E-6,1.1998522096208463E-6,564484.26108531188,0,false,0,3.7942658379876613E-3,3.7942658379876613E-3,178.5055968346739,0,true,0.82298097666920722,11.998522096208466,0]
[null,5,8,886.27735777196506,null,88,9,7,1128.1340155481566,1,0.50614760212379106,0.50614760212379106,3.3396658022989296E+19,0,false,0,2.3693972016698976E-17,2.3693972016698976E-17,1.0538920853015678E+16,0,false,0,7.6860207051860493E-14,7.6860207051860493E-14,3335309948213.5308,0,false,0,2.2160878010349683E-10,2.2160878010349683E-10,1156025474.3337269,0,false,0,7.0055807638421677E-7,7.0055807638421677E-7,365687.59075323283,0,false,0,2.2153591546003387E-3,2.2153591546003387E-3,115.64056988397455,0,true,0.50614760212379106,7.0055807638421665,0]
[null,5,9,1073.4324386115786,null,89,2,10,1129.983204076673,1,0.37597561809965446,0.37597561809965446,2.5284568323523711E+19,0,false,0,1.7268329772774798E-17,1.7268329772774798E-17,7979003892570803,0,false,0,5.6016247543462065E-14,5.6016247543462065E-14,2525159020632.6221,0,false,0,1.6151000316335468E-10,1.6151000316335468E-10,875225451.2833147,0,false,0,5.1057154450327303E-7,5.1057154450327303E-7,276861.62091728277,0,false,0,1.6145689891003689E-3,1.6145689891003689E-3,87.551331878473093,0,true,0.37597561809965446,5.1057154450327396,0]
[null,5,10,1282.6057642558524,null,90,12,3,1145.6367999924864,1,0.52044921534060662,0.52044921534060662,4.1071792827639603E+19,0,false,0,2.0370400550737738E-17,2.0370400550737738E-17,1.2960948775293254E+16,0,false,0,6.6078967382740756E-14,6.6078967382740756E-14,4101822377397.5972,0,false,0,1.9052354806053526E-10,1.9052354806053526E-10,1421700301.6477003,0,false,0,6.022902624744802E-7,6.022902624744802E-7,449728.98056795349,0,false,0,1.9046090419600006E-3,1.9046090419600006E-3,142.21679083803369,0,true,0.52044921534060662,6.0229026247448143,0]
[null,5,11,1513.7973347047864,null,91,6,9,1153.3775891816247,1,3.7249464931220645E-2,3.7249464931220645E-2,3.1789843010207964E+18,0,false,0,1.3481499733893773E-18,1.3481499733893773E-18,1003186124742645.9,0,false,0,4.3732256465331144E-15,4.3732256465331144E-15,317483802035.24213,0,false,0,1.2609193206981789E-11,1.2609193206981789E-11,110040556.51189138,0,false,0,3.9860659553807389E-8,3.9860659553807389E-8,34809.324612133874,0,false,0,1.2605047322658251E-4,1.2605047322658251E-4,11.007674958650005,0,true,3.7249464931220645E-2,0.39860659553807515,0]
[null,5,12,1767.007149958381,null,92,11,5,1154.6247163287637,1,0.86510924695366442,0.86510924695366442,7.4764634184090337E+19,0,false,0,3.0919481950350114E-17,3.0919481950350114E-17,2.359333564838746E+16,0,false,0,1.0029883478233413E-13,1.0029883478233413E-13,7466712028403.8096,0,false,0,2.8918868780717508E-10,2.8918868780717508E-10,2587978163.4604015,0,false,0,9.1419424242872609E-7,9.1419424242872609E-7,818659.72725493892,0,false,0,2.8909360298869143E-3,2.8909360298869143E-3,258.88293667778333,0,true,0.86510924695366442,9.1419424242872633,0]
[null,5,13,2042.2352100166361,null,93,3,10,1166.3219088812396,1,0.45900931222369701,0.45900931222369701,4.460092032642886E+19,0,false,0,1.4591021110477433E-17,1.4591021110477433E-17,1.4074628933479596E+16,0,false,0,4.7331401542086937E-14,4.7331401542086937E-14,4454274830787.458,0,false,0,1.364692414795777E-10,1.364692414795777E-10,1543861066.5949993,0,false,0,4.3141173942610144E-7,4.3141173942610144E-7,488372.31223319867,0,false,0,1.3642437059215393E-3,1.3642437059215393E-3,154.43688528198246,0,true,0.45900931222369701,4.3141173942610056,0]
[null,5,14,2339.4815148795515,null,94,8,8,1169.7192552475835,1,0.14066405474048385,0.14066405474048385,1.4138144836182784E+19,0,false,0,4.3227523049915935E-18,4.3227523049915935E-18,4461547899027346.5,0,false,0,1.4022454190517284E-14,1.4022454190517284E-14,1411970475876.4829,0,false,0,4.0430530783256209E-11,4.0430530783256209E-11,489391949.91296315,0,false,0,1.2781052654810362E-7,1.2781052654810362E-7,154810.22440344072,0,false,0,4.04172372837425E-4,4.04172372837425E-4,48.9552914196655,0,true,0.14066405474048385,1.2781052654810345,0]
[null,5,15,2658.7460645471269,null,95,4,10,1217.1960956076327,1,0.44198450634248987,0.44198450634248987,7.0552741772182872E+19,0,false,0,8.5523744743866942E-18,8.5523744743866942E-18,2.2264196644719196E+16,0,false,0,2.7742806162813138E-14,2.7742806162813138E-14,7046072135257.1953,0,false,0,7.9990019103649729E-11,7.9990019103649729E-11,2442183487.8384457,0,false,0,2.528674806432233E-7,2.528674806432233E-7,772540.23866532207,0,false,0,7.9963718502112685E-4,7.9963718502112685E-4,244.29867383124909,0,true,0.44198450634248987,2.528674806432238,0]
[null,5,16,3000.0288590193632,null,96,12,4,1222.7006568087977,1,0.58348925611618563,0.58348925611618563,9.8157486856924447E+19,0,false,0,1.0713436754424632E-17,1.0713436754424632E-17,3.0975374374404512E+16,0,false,0,3.4753015096065591E-14,3.4753015096065591E-14,9802946216360.2168,0,false,0,1.0020234885863543E-10,1.0020234885863543E-10,3397721868.6094589,0,false,0,3.167634636714382E-7,3.167634636714382E-7,1074807.3911584751,0,false,0,1.0016940247257473E-3,1.0016940247257473E-3,339.88394020442922,0,true,0.58348925611618563,3.1676346367143866,0]
[null,5,17,3363.3298982962601,null,97,13,1,1239.2573447966772,1,5.5467532424432135E-2,5.5467532424432135E-2,1.0910518485256249E+19,0,false,0,8.710013249344975E-19,8.710013249344975E-19,3443011893654954,0,false,0,2.8254166135474664E-15,2.8254166135474664E-15,1089628813128.3333,0,false,0,8.1464408310782801E-12,8.1464408310782801E-12,377667648.61510676,0,false,0,2.5752837569579573E-8,2.5752837569579573E-8,119468.27781377017,0,false,0,8.1437622932226391E-5,8.1437622932226391E-5,37.779186602927524,0,true,5.5467532424432135E-2,0.25752837569579579,0]
[null,5,18,3748.6491823778169,null,98,7,9,1247.8582216734976,1,1.8858194221824311E-2,1.8858194221824311E-2,4.0200403686740106E+18,0,false,0,2.7324756942427879E-19,2.7324756942427879E-19,1268596613535969,0,false,0,8.8638007791881079E-16,8.8638007791881079E-16,401479711671.40845,0,false,0,2.5556736744553774E-12,2.5556736744553774E-12,139153716.24424392,0,false,0,8.0790924998823555E-9,8.0790924998823555E-9,44018.742119022201,0,false,0,2.5548333726811888E-5,2.5548333726811888E-5,13.919948483169676,0,true,1.8858194221824311E-2,8.0790924998823663E-2,0]
[null,5,19,4155.9867112640341,null,99,10,7,1266.2210938055091,1,0.56805986339749115,0.56805986339749115,1.4351192393566985E+20,0,false,0,6.9452316650827953E-18,6.9452316650827953E-18,4.5287789178812336E+16,0,false,0,2.2529440966047432E-14,2.2529440966047432E-14,14332474442814.35,0,false,0,6.4958476179106859E-11,6.4958476179106859E-11,4967665921.1252623,0,false,0,2.0534919733609835E-7,2.0534919733609835E-7,1571430.5806368508,0,false,0,6.49371179269451E-4,6.49371179269451E-4,496.92998196533324,0,true,0.56805986339749115,2.053491973360984,0]
[null,5,20,4585.3424849549119,null,100,13,2,1272.2847120036677,1,0.10372605417155627,0.10372605417155627,2.7701577693514093E+19,0,false,0,1.1996587433146919E-18,1.1996587433146919E-18,8741735014762354,0,false,0,3.8915391365261992E-15,3.8915391365261992E-15,2766544712311.8525,0,false,0,1.1220360624174432E-11,1.1220360624174432E-11,958890241.97849739,0,false,0,3.5470229345325303E-8,3.5470229345325303E-8,303327.45269995241,0,false,0,1.1216671385977133E-4,1.1216671385977133E-4,95.920562738883817,0,true,0.10372605417155627,0.35470229345325399,0]
[null,6,1,272.64779699520886,null,101,11,6,1275.7250627543958,1,0.73327689055507705,0.73327689055507705,2.0207856640438849E+20,0,false,0,8.2186835270920923E-18,8.2186835270920923E-18,6.3769554904586296E+16,0,false,0,2.6660355517462757E-14,2.6660355517462757E-14,20181499968809.207,0,false,0,7.6869020914346325E-11,7.6869020914346325E-11,6994950525.2742281,0,false,0,2.4300126285674483E-7,2.4300126285674483E-7,2212725.1187953977,0,false,0,7.684374649245874E-4,7.684374649245874E-4,699.72512112601009,0,true,0.73327689055507705,2.430012628567451,0]
[null,6,2,305.67516420219943,null,102,5,10,1282.6057642558524,1,0.3286124030264157,0.3286124030264157,9.6404531436364857E+19,0,false,0,3.459847586551919E-18,3.459847586551919E-18,3.0422197513910492E+16,0,false,0,1.1223301930247943E-14,1.1223301930247943E-14,9627879308499.4453,0,false,0,3.2359817191453353E-11,3.2359817191453353E-11,3337043308.492979,0,false,0,1.0229708079798142E-7,1.0229708079798142E-7,1055612.8345055012,0,false,0,3.2349177330789702E-4,3.2349177330789702E-4,333.81408843437663,0,true,0.3286124030264157,1.0229708079798163,0]
[null,6,3,360.7207762138504,null,103,9,8,1293.2708515831096,1,0.2132270290901645,0.2132270290901645,6.8876179693912449E+19,0,false,0,2.0389283975454299E-18,2.0389283975454299E-18,2.1735127088241992E+16,0,false,0,6.6140222791186078E-15,6.6140222791186078E-15,6878634597806.582,0,false,0,1.9070016398262421E-11,1.9070016398262421E-11,2384149283.624135,0,false,0,6.0284858742252035E-8,6.0284858742252035E-8,754182.17580979236,0,false,0,1.9063746204703077E-4,1.9063746204703077E-4,238.49334462604907,0,true,0.2132270290901645,0.60284858742252256,0]
[null,6,4,437.78463303016179,null,104,12,5,1321.7827584297695,1,0.57069429768449353,0.57069429768449353,2.3754316118968733E+20,0,false,0,4.2349769201286814E-18,4.2349769201286814E-18,7.4961050690460592E+16,0,false,0,1.3737722097060445E-14,1.3737722097060445E-14,23723333876721.273,0,false,0,3.9609571091530447E-11,3.9609571091530447E-11,8222557640.3486366,0,false,0,1.2521527764977123E-7,1.2521527764977123E-7,2601056.257053249,0,false,0,3.9596547522365196E-4,3.9596547522365196E-4,822.52620945206684,0,true,0.57069429768449353,1.2521527764977116,0]
[null,6,5,536.86673465113358,null,105,13,3,1327.3303240153189,1,0.13850349609857998,0.13850349609857998,6.0526842667269743E+19,0,false,0,9.7894877060315359E-19,9.7894877060315359E-19,1.9100342432892216E+16,0,false,0,3.175584285686381E-15,3.175584285686381E-15,6044789881165.2119,0,false,0,9.1560690070995712E-12,9.1560690070995712E-12,2095136943.2291069,0,false,0,2.8944512432490767E-8,2.8944512432490767E-8,662758.38904772012,0,false,0,9.153058504973175E-5,9.153058504973175E-5,209.58260477747902,0,true,0.13850349609857998,0.28944512432490871,0]
[null,6,6,657.96708107676579,null,106,1,11,1339.3715516428674,1,0.33982031063306894,0.33982031063306894,1.6494431443375722E+20,0,false,0,2.1624587317550905E-18,2.1624587317550905E-18,5.2051168526374456E+16,0,false,0,7.0147388435615511E-15,7.0147388435615511E-15,16472918112149.736,0,false,0,2.0225390712483906E-11,2.0225390712483906E-11,5709548218.8869658,0,false,0,6.3937271822170706E-8,6.3937271822170706E-8,1806111.5250574814,0,false,0,2.0218740633536333E-4,2.0218740633536333E-4,571.14261274619241,0,true,0.33982031063306894,0.63937271822170672,0]
[null,6,7,801.0856723070583,null,107,8,9,1356.874336087197,1,7.0854994234556656E-2,7.0854994234556656E-2,3.9996001876234019E+19,0,false,0,3.8771345004201701E-19,3.8771345004201701E-19,1.2621463438663276E+16,0,false,0,1.2576927172032743E-15,1.2576927172032743E-15,3994383595350.8516,0,false,0,3.626268513906159E-12,3.626268513906159E-12,1384461792.811677,0,false,0,1.1463497490344524E-8,1.1463497490344524E-8,437949.25695300801,0,false,0,3.6250762021112816E-5,3.6250762021112816E-5,138.49171515498369,0,true,7.0854994234556656E-2,0.11463497490344554,0]
[null,6,8,966.22250834201122,null,108,2,11,1361.1747745256073,1,0.60556388764054181,0.60556388764054181,3.5463720929104095E+20,0,false,0,3.1939061405211722E-18,3.1939061405211722E-18,1.1191220024709821E+17,0,false,0,1.0360621979786772E-14,1.0360621979786772E-14,35417466362678.523,0,false,0,2.9872477399193129E-11,2.9872477399193129E-11,12275768665.381323,0,false,0,9.4434007956887571E-8,9.4434007956887571E-8,3883215.6968466649,0,false,0,2.9862655372222841E-4,2.9862655372222841E-4,1227.9806247753345,0,true,0.60556388764054181,0.94434007956887589,0]
[null,6,9,1153.3775891816247,null,109,6,10,1362.5509148258986,1,0.14360675491219269,0.14360675491219269,8.5094515722112696E+19,0,false,0,7.4857389741938836E-19,7.4857389741938836E-19,2.6853117027569528E+16,0,false,0,2.4282777370008791E-15,2.4282777370008791E-15,8498352878033.6357,0,false,0,7.0013819594078318E-12,7.0013819594078318E-12,2945547061.4196911,0,false,0,2.2133034057690208E-8,2.2133034057690208E-8,931770.13158957625,0,false,0,6.999079915237985E-5,6.999079915237985E-5,294.65158715378624,0,true,0.14360675491219269,0.22133034057690265,0]
[null,6,10,1362.5509148258986,null,110,3,11,1397.5134793301738,1,0.73930183286438134,0.73930183286438134,5.8813995982188354E+20,0,false,0,2.8704460683259678E-18,2.8704460683259678E-18,1.8559822610968675E+17,0,false,0,9.3113589814000389E-15,9.3113589814000389E-15,58737286155564.625,0,false,0,2.6847168178736418E-11,2.6847168178736418E-11,20358467471.795689,0,false,0,8.4870285766093013E-8,8.4870285766093013E-8,6440030.1606500968,0,false,0,2.6838340869022285E-4,2.6838340869022285E-4,2036.5163507834393,0,true,0.73930183286438134,0.84870285766093179,0]
[null,6,11,1593.7424852748327,null,111,13,4,1404.3941808316301,1,0.15527989960588581,0.15527989960588581,1.3078989301378769E+20,0,false,0,5.694332359765019E-19,5.694332359765019E-19,4.1273121696723568E+16,0,false,0,1.8471684016727301E-15,1.8471684016727301E-15,13061930657683.871,0,false,0,5.3258864611725108E-12,5.3258864611725108E-12,4527292761.0074654,0,false,0,1.6836394174171493E-8,1.6836394174171493E-8,1432126.5570393729,0,false,0,5.3241353174771479E-5,5.3241353174771479E-5,452.87818178594682,0,true,0.15527989960588581,0.16836394174171465,0]
[null,6,12,1846.9523005284273,null,112,11,7,1418.8436539846884,1,0.50614191833097766,0.50614191833097766,4.8019562747944003E+20,0,false,0,1.6478319743980025E-18,1.6478319743980025E-18,1.51534435226612E+17,0,false,0,5.3453556309445629E-15,5.3453556309445629E-15,47956931867802.859,0,false,0,1.5412107071136389E-11,1.5412107071136389E-11,16621973900.734917,0,false,0,4.8721337113720739E-8,4.8721337113720739E-8,5258058.5153854005,0,false,0,1.5407039592825196E-4,1.5407039592825196E-4,1662.744097906133,0,false,0,0.48721337113720897,0.48721337113720897]
[null,6,13,2122.1803605866821,null,113,10,8,1431.3579298404622,1,0.23930908001809995,0.23930908001809995,2.5144677800666946E+20,0,false,0,7.0349139995916358E-19,7.0349139995916358E-19,7.9348589021509456E+16,0,false,0,2.2820358959636167E-15,2.2820358959636167E-15,25111882139661.293,0,false,0,6.5797271495203991E-12,6.5797271495203991E-12,8703831401.7753353,0,false,0,2.0800082888630438E-8,2.0800082888630438E-8,2753298.440479435,0,false,0,6.577563744836662E-5,6.577563744836662E-5,870.66941501045835,0,false,0,0.20800082888630431,0.20800082888630431]
[null,6,14,2419.4266654495973,null,114,14,1,1435.4863507413361,1,0.10958438420369095,0.10958438420369095,1.1906346769103892E+20,0,false,0,3.1153391235873773E-19,3.1153391235873773E-19,3.7572635609757128E+16,0,false,0,1.0105760651144938E-15,1.0105760651144938E-15,11890817577775.666,0,false,0,2.913764320732387E-12,2.913764320732387E-12,4121382493.3801451,0,false,0,9.211102225353683E-9,9.211102225353683E-9,1303724.2414103211,0,false,0,2.9128062792763258E-5,2.9128062792763258E-5,412.27380436318168,0,false,0,9.2111022253537039E-2,9.2111022253537039E-2]
[null,6,15,2738.6912151171732,null,115,12,6,1442.8831048554016,1,0.48372727668464366,0.48372727668464366,5.5793328911414487E+20,0,false,0,1.2954044765202558E-18,1.2954044765202558E-18,1.760659635820176E+17,0,false,0,4.202126018005027E-15,4.202126018005027E-15,55720558875709.469,0,false,0,1.2115866667688226E-11,1.2115866667688226E-11,19312863423.363239,0,false,0,3.8301136996825017E-8,3.8301136996825017E-8,6109272.3755991543,0,false,0,1.2111882988410861E-4,1.2111882988410861E-4,1931.9215553240899,0,false,0,0.38301136996825158,0.38301136996825158]
[null,6,16,3079.9740095894094,null,116,4,11,1448.3876660565668,1,0.71188088549588269,0.71188088549588269,8.5825398884906867E+20,0,false,0,1.8238341641317036E-18,1.8238341641317036E-18,2.7083760459022483E+17,0,false,0,5.9162841664800127E-15,5.9162841664800127E-15,85713458667982.922,0,false,0,1.7058248568008929E-11,1.7058248568008929E-11,29708465855.32843,0,false,0,5.3925182015383574E-8,5.3925182015383574E-8,9397731.7497014906,0,false,0,1.7052639840776091E-4,1.7052639840776091E-4,2971.8237168336159,0,false,0,0.53925182015383577,0.53925182015383577]
[null,6,17,3443.2750488663064,null,117,7,10,1457.0315473177714,1,7.2703435625197502E-2,7.2703435625197502E-2,9.3930913530531496E+19,0,false,0,1.7381523314332448E-19,1.7381523314332448E-19,2.9641602542035748E+16,0,false,0,5.6383432877982066E-16,5.6383432877982066E-16,9380840146565.2324,0,false,0,1.6256869786606248E-12,1.6256869786606248E-12,3251419013.0637002,0,false,0,5.1391833033035495E-9,5.1391833033035495E-9,1028527.1491113085,0,false,0,1.6251524551547158E-5,1.6251524551547158E-5,325.24884265113673,0,false,0,5.1391833033035517E-2,5.1391833033035517E-2]
[null,6,18,3828.5943329478632,null,118,14,2,1468.5137179483268,1,0.20492629247126729,0.20492629247126729,2.9005976605401874E+20,0,false,0,4.4719237166710753E-19,4.4719237166710753E-19,9.1533617375224544E+16,0,false,0,1.4506347122433534E-15,1.4506347122433534E-15,28968144735634.844,0,false,0,4.1825725077624049E-12,4.1825725077624049E-12,10040420164.40398,0,false,0,1.322210676403295E-8,1.322210676403295E-8,3176103.9367988333,0,false,0,4.1811972840262629E-5,4.1811972840262629E-5,1004.3722525711753,0,false,0,0.13222106764032962,0.13222106764032962]
[null,6,19,4235.9318618340803,null,119,9,9,1480.425932422723,1,0.10740625915205493,0.10740625915205493,1.6699900948191294E+20,0,false,0,2.1336923477438084E-19,2.1336923477438084E-19,5.2699564796284984E+16,0,false,0,6.9214243824115917E-16,6.9214243824115917E-16,16678119627521.105,0,false,0,1.9956339864266717E-12,1.9956339864266717E-12,5780671497.6300354,0,false,0,6.3086738081636273E-9,6.3086738081636273E-9,1828610.0780976014,0,false,0,1.9949778248845222E-5,1.9949778248845222E-5,578.25727991267991,0,false,0,6.3086738081636382E-2,6.3086738081636382E-2]
[null,6,20,4665.2876355249582,null,120,13,5,1503.4762824526019,1,0.15187486713971987,0.15187486713971987,2.8260803450132539E+20,0,false,0,2.5210057177978265E-19,2.5210057177978265E-19,8.9182088398951744E+16,0,false,0,8.1778192914342899E-16,8.1778192914342899E-16,28223943493642.328,0,false,0,2.3578866445920077E-12,2.3578866445920077E-12,9782478441.7058945,0,false,0,7.4538406433894933E-9,7.4538406433894933E-9,3094508.7736969194,0,false,0,2.3571113749045744E-5,2.3571113749045744E-5,978.56959642568302,0,false,0,7.4538406433895046E-2,7.4538406433895046E-2]
[null,7,1,367.12842948708169,null,121,5,11,1513.7973347047864,1,0.52927848169886338,0.52927848169886338,1.0664185739412068E+21,0,false,0,8.1138558544953211E-19,8.1138558544953211E-19,3.3652771301893779E+17,0,false,0,2.632030798913489E-15,2.632030798913489E-15,106502766719273.45,0,false,0,7.5888571852075106E-12,7.5888571852075106E-12,36914083946.06572,0,false,0,2.399018301143393E-8,2.399018301143393E-8,11677097.713508017,0,false,0,7.5863619800408522E-5,7.5863619800408522E-5,3692.6225235029656,0,false,0,0.2399018301143398,0.2399018301143398]
[null,7,2,400.15579669407231,null,122,14,3,1523.5593299599777,1,0.27363431662836557,0.27363431662836557,5.9411656256232843E+20,0,false,0,3.892745190001439E-19,3.892745190001439E-19,1.8748425144815347E+17,0,false,0,1.2627566247346584E-15,1.2627566247346584E-15,59334166914201.5,0,false,0,3.6408691299288138E-12,3.6408691299288138E-12,20565347603.729057,0,false,0,1.1509653511193912E-8,1.1509653511193912E-8,6505472.9200884225,0,false,0,3.6396720174727066E-5,3.6396720174727066E-5,2057.2111684026036,0,false,0,0.11509653511193917,0.11509653511193917]
[null,7,3,455.20140870572328,null,123,8,10,1566.047661731471,1,0.27316515311387496,0.27316515311387496,8.1661044520921465E+20,0,false,0,2.8224234794008777E-19,2.8224234794008777E-19,2.5769622948145155E+17,0,false,0,9.1555798606452993E-16,9.1555798606452993E-16,81554535781589.344,0,false,0,2.6398014810039917E-12,2.6398014810039917E-12,28266974396.630363,0,false,0,8.3450405110513904E-9,8.3450405110513904E-9,8941742.1972856894,0,false,0,2.6389335181297838E-5,2.6389335181297838E-5,2827.6271593461547,0,false,0,8.3450405110513895E-2,8.3450405110513895E-2]
[null,7,4,532.26526552203461,null,124,11,8,1583.9804900196414,1,0.21322463465373831,0.21322463465373831,7.2764503428282148E+20,0,false,0,1.9299306405034861E-19,1.9299306405034861E-19,2.2962158130067082E+17,0,false,0,6.2604475315613412E-16,6.2604475315613412E-16,72669598255641.516,0,false,0,1.805056470164269E-12,1.805056470164269E-12,25187436279.532387,0,false,0,5.7062129393636088E-9,5.7062129393636088E-9,7967586.4371599639,0,false,0,1.8044629702313292E-5,1.8044629702313292E-5,2519.5720595691514,0,false,0,5.7062129393636127E-2,5.7062129393636127E-2]
[null,7,5,631.34736714300641,null,125,12,7,1586.0016960856942,1,0.33389113297277079,0.33389113297277079,1.1564482283698738E+21,0,false,0,2.9776256006435502E-19,2.9776256006435502E-19,3.6493820252944301E+17,0,false,0,9.6590356410941856E-16,9.6590356410941856E-16,115493989788463.7,0,false,0,2.7849614091655747E-12,2.7849614091655747E-12,40030460856.993683,0,false,0,8.803925578662231E-9,8.803925578662231E-9,12662906.754691187,0,false,0,2.7840457179188557E-5,2.7840457179188557E-5,4004.3627143155345,0,false,0,8.8039255786622403E-2,8.8039255786622403E-2]
[null,7,6,752.44771356863862,null,126,1,12,1592.581366896462,1,0.42449104686763406,0.42449104686763406,1.5427463848873571E+21,0,false,0,3.6076886109775247E-19,3.6076886109775247E-19,4.8684158862278298E+17,0,false,0,1.170287925650226E-15,1.170287925650226E-15,154073421404715.69,0,false,0,3.3742568426625085E-12,3.3742568426625085E-12,53402173359.333107,0,false,0,1.0666828641978594E-8,1.0666828641978594E-8,16892804.31126865,0,false,0,3.3731473919373247E-5,3.3731473919373247E-5,5341.9737691120727,0,false,0,0.10666828641978626,0.10666828641978626]
[null,7,7,895.56630479893124,null,127,6,11,1593.7424852748327,1,0.23129974554099894,0.23129974554099894,8.4777626570307115E+20,0,false,0,1.9491962595791845E-19,1.9491962595791845E-19,2.6753116911157709E+17,0,false,0,6.3229427295001161E-16,6.3229427295001161E-16,84667052940217.078,0,false,0,1.8230755272404278E-12,1.8230755272404278E-12,29345779419.414761,0,false,0,5.76317546565724E-9,5.76317546565724E-9,9283002.5054997541,0,false,0,1.8224761026678358E-5,1.8224761026678358E-5,2935.5431442429003,0,false,0,5.7631754656572352E-2,5.7631754656572352E-2]
[null,7,8,1060.7031408338842,null,128,14,4,1600.6231867762892,1,0.30677860423491082,0.30677860423491082,1.1821818169751445E+21,0,false,0,2.4589651427039141E-19,2.4589651427039141E-19,3.7305890291174835E+17,0,false,0,7.9765676210104101E-16,7.9765676210104101E-16,118063992272523.94,0,false,0,2.2998603408815386E-12,2.2998603408815386E-12,40921229147.438751,0,false,0,7.2704056924452521E-9,7.2704056924452521E-9,12944685.069515981,0,false,0,2.2991041501580724E-5,2.2991041501580724E-5,4093.468841324539,0,false,0,7.2704056924452795E-2,7.2704056924452795E-2]
[null,7,9,{"$f":"3.1416/2*SQRT($H$2/$I$2)*(B138^2/$C$2^2+C138^2/$D$2^2)","v":1247.8582216734976},null,129,2,12,1614.3845897792019,1,{"$f":"ABS(SIN(G138*3.1416*$J$2/$C$2)*SIN(H138*3.1416*$K$2/$D$2))*(1/F138^$M$2)+(1-1/F138^$M$2)","v":0.75644815970794699},{"$f":"$J138*$K138","v":0.75644815970794699},{"$f":"10^(LOG10($I138/22.27)/LOG10(2)*70/20)*$L138","v":3.2200710945490825E+21},{"$f":"IF($I138<22.27,M138,0)","v":0},{"$f":"AND($I138>22.27,$I138<44.45)","v":false},{"$f":"IF($O138=TRUE,$L138,0)","v":0},{"$f":"10^(LOG10(44.45/$I138)/LOG10(2)*70/20)*$L138","v":5.4888251234466205E-19},{"$f":"IF($I138>44.45,Q138,0)","v":5.4888251234466205E-19},{"$f":"10^(LOG10($I138/44.548)/LOG10(2)*70/20)*$L138","v":1.0161518072609533E+18},{"$f":"IF($I138<44.528,S138,0)","v":0},{"$f":"AND($I138>44.548,$I138<89.095)","v":false},{"$f":"IF($U138=TRUE,$L138,0)","v":0},{"$f":"10^(LOG10(89.095/$I138)/LOG10(2)*70/20)*$L138","v":1.7805044893369159E-15},{"$f":"IF($I138>89.095,W138,0)","v":1.7805044893369159E-15},{"$f":"10^(LOG10($I138/89.09)/LOG10(2)*70/20)*$L138","v":321587122526193.06},{"$f":"IF($I138<89.09,Y138,0)","v":0},{"$f":"AND($I138>89.09,$I138<176.78)","v":false},{"$f":"IF($AA138=TRUE,$L138,0)","v":0},{"$f":"10^(LOG10(176.78/$I138)/LOG10(2)*70/20)*$L138","v":5.1336763584896401E-12},{"$f":"IF($I138>176.78,AC138,0)","v":5.1336763584896401E-12},{"$f":"10^(LOG10($I138/176.78)/LOG10(2)*70/20)*$L138","v":111462776062.86201},{"$f":"IF($I138<176.78,AE138,0)","v":0},{"$f":"AND($I138>176.78,$I138<353.55)","v":false},{"$f":"IF($AG138=TRUE,$L138,0)","v":0},{"$f":"10^(LOG10(353.55/$I138)/LOG10(2)*70/20)*$L138","v":1.6228772311291099E-8},{"$f":"IF($I138>353.55,AI138,0)","v":1.6228772311291099E-8},{"$f":"10^(LOG10($I138/353.55)/LOG10(2)*70/20)*$L138","v":35259217.847761922},{"$f":"IF($I138<353.55,AK138,0)","v":0},{"$f":"AND($I138>353.55,$I138<707.1)","v":false},{"$f":"IF($AM138=TRUE,$L138,0)","v":0},{"$f":"10^(LOG10(707.1/$I138)/LOG10(2)*70/20)*$L138","v":5.1319884131954925E-5},{"$f":"IF($I138>707.1,AO138,0)","v":5.1319884131954925E-5},{"$f":"10^(LOG10($I138/707.1)/LOG10(2)*70/20)*$L138","v":11149.943691498791},{"$f":"IF($I138<707.1,AQ138,0)","v":0},{"$f":"AND($I138>707.1,$I138<1414.2)","v":false},{"$f":"IF($AS138=TRUE,$L138,0)","v":0},{"$f":"10^(LOG10(1414.2/$I138)/LOG10(2)*70/20)*$L138","v":0.1622877231129109},{"$f":"IF($I138>1414.2,AU138,0)","v":0.1622877231129109}]
[null,7,10,1457.0315473177714,null,130,10,9,1618.5130106800757,{"$f":"IF(ABS(I139-I138)>0.0001,1,$L$2)","v":1},0.12054425358520134,0.12054425358520134,5.2860235442337841E+20,0,false,0,8.4908358389830622E-20,8.4908358389830622E-20,1.6681005542982301E+17,0,false,0,2.7543182720382813E-16,2.7543182720382813E-16,52791290977191.422,0,false,0,7.9414450688550671E-13,7.9414450688550671E-13,18297572981.271374,0,false,0,2.5104797195082951E-9,2.5104797195082951E-9,5788103.7474620044,0,false,0,7.9388339333068896E-6,7.9388339333068896E-6,1830.3591175335907,0,false,0,2.5104797195083014E-2,2.5104797195083014E-2]
[null,7,11,1688.2231177667056,null,131,13,6,1624.576628878234,1,0.12873094435394938,0.12873094435394938,5.8958638860226252E+20,0,false,0,8.6817040065503122E-20,8.6817040065503122E-20,1.860546729321649E+17,0,false,0,2.8162334581813974E-16,2.8162334581813974E-16,58881740379015.531,0,false,0,8.1199633086225361E-13,8.1199633086225361E-13,20408535610.822624,0,false,0,2.5669135821885313E-9,2.5669135821885313E-9,6455868.3039616104,0,false,0,8.1172934765375972E-6,8.1172934765375972E-6,2041.5248114606991,0,false,0,2.5669135821885399E-2,2.5669135821885399E-2]
[null,7,12,1941.4329330203,null,132,15,1,1646.2508386078218,1,0.25074822532785485,0.25074822532785485,1.3397497745831585E+21,0,false,0,1.4495678779013218E-19,1.4495678779013218E-19,4.2278232832333517E+17,0,false,0,4.7022123244130574E-16,4.7022123244130574E-16,133800236784414.73,0,false,0,1.3557750843654254E-12,1.3557750843654254E-12,46375444740.155663,0,false,0,4.2859275912674447E-9,4.2859275912674447E-9,14670026.771608436,0,false,0,1.3553293074964268E-5,1.3553293074964268E-5,4639.0697933929641,0,false,0,4.2859275912674313E-2,4.2859275912674313E-2]
[null,7,13,2216.6609930785553,null,133,3,12,1650.7232945837684,1,0.92350868727980728,0.92350868727980728,5.0924440670646137E+21,0,false,0,5.1729968730055107E-19,5.1729968730055107E-19,1.6070130410731144E+18,0,false,0,1.6780538546158902E-15,1.6780538546158902E-15,508580210208750.19,0,false,0,4.8382834490477098E-12,4.8382834490477098E-12,176274975301.23782,0,false,0,1.5294965048241591E-8,1.5294965048241591E-8,55761375.903197907,0,false,0,4.8366926285110745E-5,4.8366926285110745E-5,17633.295331893347,0,false,0,0.15294965048241654,0.15294965048241654]
[null,7,14,2513.9072979414705,null,134,15,2,1679.2782058148123,1,0.46890717626952277,0.46890717626952277,3.1562580582486681E+21,0,false,0,2.1517299638853412E-19,2.1517299638853412E-19,9.9601444685507136E+17,0,false,0,6.9799360962932606E-16,6.9799360962932606E-16,315214141892859.94,0,false,0,2.0125044972312043E-12,2.0125044972312043E-12,109253887511.58521,0,false,0,6.3620055064444114E-9,6.3620055064444114E-9,34560476.210580982,0,false,0,2.0118427886897385E-5,2.0118427886897385E-5,10928.982184550094,0,false,0,6.3620055064444209E-2,6.3620055064444209E-2]
[null,7,15,2833.1718476090459,null,135,7,11,1688.2231177667056,1,0.11709954848813883,0.11709954848813883,8.3842839701072432E+20,0,false,0,5.0516235028247871E-20,5.0516235028247871E-20,2.6458127968775859E+17,0,false,0,1.6386818896448092E-16,1.6386818896448092E-16,83733485293338.891,0,false,0,4.7247634175230705E-13,4.7247634175230705E-13,29022202900.721264,0,false,0,1.4936101221281092E-9,1.4936101221281092E-9,9180644.9708499312,0,false,0,4.7232099222071022E-6,4.7232099222071022E-6,2903.1748497255762,0,false,0,1.4936101221281179E-2,1.4936101221281179E-2]
[null,7,16,3174.4546420812821,null,136,9,10,1689.599258066997,1,0.41408015826709921,0.41408015826709921,2.9930192043933088E+21,0,false,0,1.7694807855956534E-19,1.7694807855956534E-19,9.4450146733076147E+17,0,false,0,5.7399687759957715E-16,5.7399687759957715E-16,298911547399006.75,0,false,0,1.6549883575284927E-12,1.6549883575284927E-12,103603373818.63062,0,false,0,5.2318119329340362E-9,5.2318119329340362E-9,32773039.181924235,0,false,0,1.6544441997719654E-5,1.6544441997719654E-5,10363.744966082179,0,false,0,5.2318119329340433E-2,5.2318119329340433E-2]
[null,7,17,3537.7556813581791,null,137,14,5,1699.7052883972608,1,0.30005145468112948,0.30005145468112948,2.3245190800980249E+21,0,false,0,1.1963131351256532E-19,1.1963131351256532E-19,7.3354413455425421E+17,0,false,0,3.8806864125531131E-16,3.8806864125531131E-16,232148725999058.16,0,false,0,1.118906928353494E-12,1.118906928353494E-12,80463238876.127792,0,false,0,3.5371309973107263E-9,3.5371309973107263E-9,25453079.211573504,0,false,0,1.1185390333884854E-5,1.1185390333884854E-5,8048.9703773254769,0,false,0,3.5371309973107327E-2,3.5371309973107327E-2]
[null,7,18,3923.0749654397359,null,138,4,12,1701.5974813101614,1,0.88925544728696637,0.88925544728696637,6.9788209367748266E+21,0,false,0,3.4999152361536353E-19,3.4999152361536353E-19,2.2022934585074189E+18,0,false,0,1.1353276247863359E-15,1.1353276247863359E-15,696971861112664,0,false,0,3.2734568328307705E-12,3.2734568328307705E-12,241571919506.78879,0,false,0,1.0348175829782991E-8,1.0348175829782991E-8,76416874.194736764,0,false,0,3.272380525001715E-5,3.272380525001715E-5,24165.13741259135,0,false,0,0.10348175829782989,0.10348175829782989]
[null,7,19,4330.412494325953,null,139,15,3,1734.3238178264633,1,0.6261231450260959,0.6261231450260959,6.1320754218942417E+21,0,false,0,1.9746882477142502E-19,1.9746882477142502E-19,1.9350875615032773E+18,0,false,0,6.4056354702885248E-16,6.4056354702885248E-16,612407748816079.38,0,false,0,1.8469180825918326E-12,1.8469180825918326E-12,212261819531.93204,0,false,0,5.8385474554549797E-9,5.8385474554549797E-9,67145158.23128131,0,false,0,1.8463108186218287E-5,1.8463108186218287E-5,21233.163386325181,0,false,0,5.8385474554549989E-2,5.8385474554549989E-2]
[null,7,20,4759.7682680168309,null,140,12,8,1751.1385321206471,1,0.14065978782592467,0.14065978782592467,1.5411234793864652E+21,0,false,0,3.9654181689995354E-20,3.9654181689995354E-20,4.8632945137198246E+17,0,false,0,1.2863308072690613E-16,1.2863308072690613E-16,153911342526692.25,0,false,0,3.7088398788218295E-13,3.7088398788218295E-13,53345996477.796761,0,false,0,1.1724525219221993E-9,1.1724525219221993E-9,16875033.778593291,0,false,0,3.707620417682663E-6,3.707620417682663E-6,5336.3542332632524,0,false,0,1.1724525219222048E-2,1.1724525219222048E-2]
[null,8,1,476.14454390078106,null,141,5,12,1767.007149958381,1,0.66115523337114712,0.66115523337114712,8.0449291224154395E+21,0,false,0,1.6783060916650496E-19,1.6783060916650496E-19,2.5387232228714127E+18,0,false,0,5.4442097598013877E-16,5.4442097598013877E-16,803443629485167,0,false,0,1.5697130280732604E-12,1.5697130280732604E-12,278475259360.37195,0,false,0,4.9622363288524313E-9,4.9622363288524313E-9,88090573.210394844,0,false,0,1.5691969087205999E-5,1.5691969087205999E-5,27856.685173465859,0,false,0,4.9622363288524415E-2,4.9622363288524415E-2]
[null,8,2,509.17191110777173,null,142,13,7,1767.6952201085267,1,8.8856103285273727E-2,8.8856103285273727E-2,1.0861052308970003E+21,0,false,0,2.245376304735222E-20,2.245376304735222E-20,3.4274019450061286E+17,0,false,0,7.2837128181656832E-17,7.2837128181656832E-17,108468864726640.72,0,false,0,2.1000915482426268E-13,2.1000915482426268E-13,37595537669.061142,0,false,0,6.63888901234193E-10,6.63888901234193E-10,11892663.179585306,0,false,0,2.0994010412066172E-6,2.0994010412066172E-6,3760.7903092709648,0,false,0,6.6388890123419341E-3,6.6388890123419341E-3]
[null,8,3,564.21752311942271,null,143,11,9,1771.1355708592548,1,0.10740505303170324,0.10740505303170324,1.3428490261507888E+21,0,false,0,2.6534368273312427E-20,2.6534368273312427E-20,4.2376035333866016E+17,0,false,0,8.6074088297214686E-17,8.6074088297214686E-17,134109757712478.44,0,false,0,2.4817489358564979E-13,2.4817489358564979E-13,46482725347.726395,0,false,0,7.8453988138927935E-10,7.8453988138927935E-10,14703963.036671983,0,false,0,2.4809329404284774E-6,2.4809329404284774E-6,4649.8013826809238,0,false,0,7.8453988138928246E-3,7.8453988138928246E-3]
[null,8,4,641.28137993573409,null,144,8,11,1797.239232180405,1,0.43997255174062039,0.43997255174062039,6.5208679315554016E+21,0,false,0,9.1692175171437298E-20,9.1692175171437298E-20,2.0577780859487214E+18,0,false,0,2.9743765898537937E-16,2.9743765898537937E-16,651236290413603,0,false,0,8.575932760643628E-13,8.575932760643628E-13,225719874080.05859,0,false,0,2.7110563738453949E-9,2.7110563738453949E-9,71402368.520497635,0,false,0,8.5731130064683449E-6,8.5731130064683449E-6,22579.411485548073,0,false,0,2.7110563738453879E-2,2.7110563738453879E-2]
[null,8,5,740.36348155670589,null,145,15,4,1811.3876746427748,1,0.70196306836452815,0.70196306836452815,1.1396964243194222E+22,0,false,0,1.3354445339573326E-19,1.3354445339573326E-19,3.5965186708499543E+18,0,false,0,4.3320108301763122E-16,4.3320108301763122E-16,1138209942850952.3,0,false,0,1.2490359736121357E-12,1.2490359736121357E-12,394505970811.02008,0,false,0,3.9484998680997645E-9,3.9484998680997645E-9,124794774.16948292,0,false,0,1.2486252924069614E-5,1.2486252924069614E-5,39463.572646191576,0,false,0,3.9484998680997516E-2,3.9484998680997516E-2]
[null,8,6,861.46382798233799,null,146,14,6,1820.8056348228931,1,0.25432718291923501,0.25432718291923501,4.3858445800554113E+21,0,false,0,4.555319440754517E-20,4.555319440754517E-20,1.3840327637278505E+18,0,false,0,1.4776872157905663E-16,1.4776872157905663E-16,438012421755127.94,0,false,0,4.2605721975862575E-13,4.2605721975862575E-13,151816030739.43619,0,false,0,1.3468682340307697E-9,1.3468682340307697E-9,48024234.544502839,0,false,0,4.2591713276659336E-6,4.2591713276659336E-6,15186.596404676811,0,false,0,1.3468682340307681E-2,1.3468682340307681E-2]
[null,8,7,1004.5824192126305,null,147,10,10,1827.6863363243494,1,0.46473067767945364,0.46473067767945364,8.373505318136081E+21,0,false,0,7.9667629812756868E-20,7.9667629812756868E-20,2.6424113978528507E+18,0,false,0,2.5843157569460436E-16,2.5843157569460436E-16,836258393572581,0,false,0,7.4512818045446403E-13,7.4512818045446403E-13,289848925918.59607,0,false,0,2.3555274502890037E-9,2.3555274502890037E-9,91688425.346054003,0,false,0,7.448831833962328E-6,7.448831833962328E-6,28994.425916784166,0,false,0,2.3555274502890126E-2,2.3555274502890126E-2]
[null,8,8,1169.7192552475835,null,148,6,12,1846.9523005284273,1,0.28893114405670067,0.28893114405670067,5.8809663566068423E+21,0,false,0,4.3845652020095689E-20,4.3845652020095689E-20,1.8558455438524224E+18,0,false,0,1.4222967302456783E-16,1.4222967302456783E-16,587329593901211.88,0,false,0,4.1008664356350904E-13,4.1008664356350904E-13,203569678057.52347,0,false,0,1.2963814431519411E-9,1.2963814431519411E-9,64395557.686280355,0,false,0,4.0995180767362286E-6,4.0995180767362286E-6,20363.663348540813,0,false,0,1.2963814431519409E-2,1.2963814431519409E-2]
[null,8,9,1356.874336087197,null,149,1,13,1867.8094269547169,1,0.45399148156662011,0.45399148156662011,1.0529417325826611E+22,0,false,0,6.0461314141923611E-20,6.0461314141923611E-20,3.3227485142038047E+18,0,false,0,1.9612875039696227E-16,1.9612875039696227E-16,1051568403387749.8,0,false,0,5.6549227208518086E-13,5.6549227208518086E-13,364475830191.37518,0,false,0,1.7876556071339704E-9,1.7876556071339704E-9,115295286.47047092,0,false,0,5.6530633905144977E-6,5.6530633905144977E-6,36459.570872828364,0,false,0,1.7876556071339717E-2,1.7876556071339717E-2]
[null,8,10,1566.047661731471,null,150,16,1,1871.5508083961338,1,0.33725197429890724,0.33725197429890724,8.0059977359239026E+21,0,false,0,4.3881357245467544E-20,4.3881357245467544E-20,2.5264377181167145E+18,0,false,0,1.4234549619735439E-16,1.4234549619735439E-16,799555568572791.38,0,false,0,4.1042059311963654E-13,4.1042059311963654E-13,277127649234.10016,0,false,0,1.2974371371480896E-9,1.2974371371480896E-9,87664281.306546748,0,false,0,4.1028564742762374E-6,4.1028564742762374E-6,27721.879837040866,0,false,0,1.297437137148094E-2,1.297437137148094E-2]
[null,8,11,1797.239232180405,null,151,2,13,1889.6126498374567,1,0.80901828975733525,0.80901828975733525,2.1474170564065192E+22,0,false,0,9.4142731486729654E-20,9.4142731486729654E-20,6.7765638047691377E+18,0,false,0,3.0538694944849016E-16,3.0538694944849016E-16,2144616226649320.3,0,false,0,8.8051323204404785E-13,8.8051323204404785E-13,743328514941.7738,0,false,0,2.7835118075355329E-9,2.7835118075355329E-9,235138428.86888078,0,false,0,8.8022372057845401E-6,8.8022372057845401E-6,74357.300065915158,0,false,0,2.7835118075355363E-2,2.7835118075355363E-2]
[null,8,12,2050.4490474339996,null,152,16,2,1904.5781756031242,1,0.63067194494817824,0.63067194494817824,1.8348264604092349E+22,0,false,0,6.6957394068700419E-20,6.6957394068700419E-20,5.7901275127472374E+18,0,false,0,2.1720120071663185E-16,2.1720120071663185E-16,1832433335825317.5,0,false,0,6.2624984987810294E-13,6.2624984987810294E-13,635125265454.5752,0,false,0,1.9797247652444657E-9,1.9797247652444657E-9,200910302.84990263,0,false,0,6.2604393984146762E-6,6.2604393984146762E-6,63533.416239990918,0,false,0,1.9797247652444682E-2,1.9797247652444682E-2]
[null,8,13,2325.6771074922544,null,153,15,5,1910.4697762637466,1,0.68657017434606704,0.68657017434606704,2.0704853604083662E+22,0,false,0,7.032086678940741E-20,7.032086678940741E-20,6.5337918918864671E+18,0,false,0,2.2811187493978815E-16,2.2811187493978815E-16,2067784871003195.8,0,false,0,6.5770827677342348E-13,6.5770827677342348E-13,716698604758.4375,0,false,0,2.0791723368685159E-9,2.0791723368685159E-9,226714542.1007005,0,false,0,6.5749202325193812E-6,6.5749202325193812E-6,71693.433172034973,0,false,0,2.0791723368685171E-2,2.0791723368685171E-2]
[null,8,14,2622.9234123551696,null,154,9,11,1920.7908285159308,1,0.66693683942178439,0.66693683942178439,2.1412993641424794E+22,0,false,0,6.416209551090379E-20,6.416209551090379E-20,6.7572583178160906E+18,0,false,0,2.0813361062356384E-16,2.0813361062356384E-16,2138506513559371.5,0,false,0,6.0010553338351357E-13,6.0010553338351357E-13,741210875477.22144,0,false,0,1.8970763608659214E-9,1.8970763608659214E-9,234468552.21731171,0,false,0,5.9990821955998634E-6,5.9990821955998634E-6,74145.466468882514,0,false,0,1.8970763608659309E-2,1.8970763608659309E-2]
[null,8,15,2942.1879620227455,null,155,3,13,1925.9513546420233,1,0.9876888576840599,0.9876888576840599,3.2716044498584184E+22,0,false,0,9.2101357606110237E-20,9.2101357606110237E-20,1.0324140917243066E+19,0,false,0,2.9876499433585932E-16,2.9876499433585932E-16,3267337366727263.5,0,false,0,8.6142034313963711E-13,8.6142034313963711E-13,1132466033989.5281,0,false,0,2.7231546433597856E-9,2.7231546433597856E-9,358234991.16071141,0,false,0,8.6113710938804741E-6,8.6113710938804741E-6,113283.85096381301,0,false,0,2.7231546433597983E-2,2.7231546433597983E-2]
[null,8,16,3283.4707564949817,null,156,13,8,1932.8320561434796,1,3.7432801895234263E-2,3.7432801895234263E-2,1.2924107201441901E+21,0,false,0,3.3488109669704685E-21,3.3488109669704685E-21,4.0784363153381018E+17,0,false,0,1.086311337404664E-17,1.086311337404664E-17,129072505671298.88,0,false,0,3.1321296094403167E-14,3.1321296094403167E-14,44736803148.39328,0,false,0,9.9014068537843185E-11,9.9014068537843185E-11,14151672.36757178,0,false,0,3.1310997697960244E-7,3.1310997697960244E-7,4475.1517381994381,0,false,0,9.9014068537843307E-4,9.9014068537843307E-4]
[null,8,17,3646.7717957718787,null,157,12,9,1938.2936129602606,1,7.0852844913558852E-2,7.0852844913558852E-2,2.5278625035739836E+21,0,false,0,6.13405479422831E-21,6.13405479422831E-21,7.9771283803706995E+17,0,false,0,1.989808721051755E-17,1.989808721051755E-17,252456546702442.53,0,false,0,5.7371571093224528E-14,5.7371571093224528E-14,87501972434.87532,0,false,0,1.8136518537505178E-10,1.8136518537505178E-10,27679654.295081504,0,false,0,5.7352707404382226E-7,5.7352707404382226E-7,8753.0752418520406,0,false,0,1.8136518537505181E-3,1.8136518537505181E-3]
[null,8,18,4032.0910798534355,null,158,7,12,1941.4329330203,1,0.14627645367298456,0.14627645367298456,5.3179246413388699E+21,0,false,0,1.2427769221165745E-20,1.2427769221165745E-20,1.6781675237921185E+18,0,false,0,4.0314089797114952E-17,4.0314089797114952E-17,531098858691122.69,0,false,0,1.1623643239593962E-13,1.1623643239593962E-13,184079986438.8494,0,false,0,3.6745101636782207E-10,3.6745101636782207E-10,58230348.933710359,0,false,0,1.1619821402661338E-6,1.1619821402661338E-6,18414.053157688119,0,false,0,3.6745101636782326E-3,3.6745101636782326E-3]
[null,8,19,4439.4286087396531,null,159,16,3,1959.6237876147754,1,0.8421246712242817,0.8421246712242817,3.4122126203636301E+22,0,false,0,6.4195296628537009E-20,6.4195296628537009E-20,1.0767855488689537E+19,0,false,0,2.0824131079193916E-16,2.0824131079193916E-16,3407762145027903.5,0,false,0,6.0041606211933882E-13,6.0041606211933882E-13,1181137558814.4226,0,false,0,1.8980580160770945E-9,1.8980580160770945E-9,373631341.02208579,0,false,0,6.0021864619441137E-6,6.0021864619441137E-6,118152.60428528949,0,false,0,1.8980580160770966E-2,1.8980580160770966E-2]
[null,8,20,4868.784382430531,null,160,14,7,1963.9242260531855,1,0.17554848639647175,0.17554848639647175,7.2966873126784614E+21,0,false,0,1.3045326588836203E-20,1.3045326588836203E-20,2.3026019556983014E+18,0,false,0,4.2317366711263959E-17,4.2317366711263959E-17,728717040077098.38,0,false,0,1.2201242195129624E-13,1.2201242195129624E-13,252574865601.74643,0,false,0,3.8571029350578645E-10,3.8571029350578645E-10,79897455.668058038,0,false,0,1.2197230444503377E-6,1.2197230444503377E-6,25265.793916339328,0,false,0,3.8571029350578773E-3,3.8571029350578773E-3]
[null,9,1,599.69614023630709,null,161,4,13,1976.8255413684165,1,0.95105515412880937,0.95105515412880937,4.2657594407620817E+22,0,false,0,6.549400666769907E-20,6.549400666769907E-20,1.3461377211231412E+19,0,false,0,2.1245415963129844E-16,2.1245415963129844E-16,4260195702715409,0,false,0,6.1256284558325023E-13,6.1256284558325023E-13,1476592830787.4275,0,false,0,1.9364568884221304E-9,1.9364568884221304E-9,467093231.76927817,0,false,0,6.1236143581364984E-6,6.1236143581364984E-6,147707.84920398338,0,false,0,1.9364568884221358E-2,1.9364568884221358E-2]
[null,9,2,632.72350744329776,null,162,11,10,1980.3088965035286,1,0.41407550834715917,0.41407550834715917,1.8956578457929696E+22,0,false,0,2.7937378258715055E-20,2.7937378258715055E-20,5.9820919768253153E+18,0,false,0,9.0625272788268886E-17,9.0625272788268886E-17,1893185380144923.5,0,false,0,2.6129719030816509E-13,2.6129719030816509E-13,656182052362.46851,0,false,0,8.2602258322706238E-10,8.2602258322706238E-10,207571233.6375998,0,false,0,2.6121127617335161E-6,2.6121127617335161E-6,65639.787502577281,0,false,0,8.2602258322706217E-3,8.2602258322706217E-3]
[null,9,3,687.76911945494874,null,163,15,6,2031.5701226893786,1,0.58194504840300931,0.58194504840300931,3.5859667286440226E+22,0,false,0,2.9170522752634618E-20,2.9170522752634618E-20,1.1316168075473766E+19,0,false,0,9.4625435406033073E-17,9.4625435406033073E-17,3581289629571932,0,false,0,2.7283074182904578E-13,2.7283074182904578E-13,1241282551557.1238,0,false,0,8.6248288350746749E-10,8.6248288350746749E-10,392657113.36038208,0,false,0,2.7274103547932578E-6,2.7274103547932578E-6,124169.08176857453,0,false,0,8.6248288350746338E-3,8.6248288350746338E-3]
[null,9,4,764.83297627126012,null,164,16,4,2036.6876444310869,1,0.94412804071222822,0.94412804071222822,5.9904396041873204E+22,0,false,0,4.596101511521371E-20,4.596101511521371E-20,1.8903918116550124E+19,0,false,0,1.4909163966173703E-16,1.4909163966173703E-16,5982626402996631,0,false,0,4.2987155065525917E-13,4.2987155065525917E-13,2073590950367.3167,0,false,0,1.3589262414544393E-9,1.3589262414544393E-9,655942706.87206829,0,false,0,4.2973020951679632E-6,4.2973020951679632E-6,207427.29682919133,0,false,0,1.358926241454444E-2,1.358926241454444E-2]
[null,9,5,863.91507789223192,null,165,5,13,2042.2352100166361,1,0.7071028851105261,0.7071028851105261,4.6306871687497837E+22,0,false,0,3.3350802536456619E-20,3.3350802536456619E-20,1.4612972810912604E+19,0,false,0,1.0818572700647912E-16,1.0818572700647912E-16,4624647463337233,0,false,0,3.1192873277506361E-13,3.1192873277506361E-13,1602912580971.4465,0,false,0,9.8608093460831126E-10,9.8608093460831126E-10,507052182.61849523,0,false,0,3.1182617106298089E-6,3.1182617106298089E-6,160343.97896340874,0,false,0,9.86080934608311E-3,9.86080934608311E-3]
[null,9,6,985.01542431786402,null,166,8,12,2050.4490474339996,1,0.54959754681368844,0.54959754681368844,3.7711657854378441E+22,0,false,0,2.4740043524757288E-20,2.4740043524757288E-20,1.1900597272029802E+19,0,false,0,8.0253528891007386E-17,8.0253528891007386E-17,3766247135229778,0,false,0,2.3139264541060648E-13,2.3139264541060648E-13,1305389213765.3,0,false,0,7.3148720227872569E-10,7.3148720227872569E-10,412936087.63441986,0,false,0,2.3131656384650959E-6,2.3131656384650959E-6,130581.85650036528,0,false,0,7.3148720227873007E-3,7.3148720227873007E-3]
[null,9,7,1128.1340155481566,null,167,10,11,2058.8779067732835,1,0.74851693124100516,0.74851693124100516,5.386998036674626E+22,0,false,0,3.2124986423852612E-20,3.2124986423852612E-20,1.6999648858512534E+19,0,false,0,1.042093367180189E-16,1.042093367180189E-16,5379971891307028,0,false,0,3.0046372331384058E-13,3.0046372331384058E-13,1864709623428.4297,0,false,0,9.4983731208518678E-10,9.4983731208518678E-10,589866905.86461484,0,false,0,3.0036493128013682E-6,3.0036493128013682E-6,186532.29388883154,0,false,0,9.4983731208518746E-3,9.4983731208518746E-3]
[null,9,8,1293.2708515831096,null,168,17,1,2111.3862601062729,1,0.35023885602236848,0.35023885602236848,3.3780991864191993E+22,0,false,0,1.1216123112835207E-20,1.1216123112835207E-20,1.0660204363802446E+19,0,false,0,3.6383665185562375E-17,3.6383665185562375E-17,3373693204499703.5,0,false,0,1.0490395442242532E-13,1.0490395442242532E-13,1169329192052.2188,0,false,0,3.3162635740763265E-10,3.3162635740763265E-10,369895979.39911538,0,false,0,1.0486946215531734E-6,1.0486946215531734E-6,116971.37922399232,0,false,0,3.3162635740763375E-3,3.3162635740763375E-3]
[null,9,9,1480.425932422723,null,169,13,9,2119.987136983093,1,1.8855570226263205E-2,1.8855570226263205E-2,1.9066684092266898E+21,0,false,0,5.7595782609741167E-22,5.7595782609741167E-22,6.0168378057328256E+17,0,false,0,1.8683333354064194E-18,1.8683333354064194E-18,190418158273820.22,0,false,0,5.386910693679841E-15,5.386910693679841E-15,65999335941.223183,0,false,0,1.7029306291273498E-11,1.7029306291273498E-11,20877687.116340883,0,false,0,5.3851394853058935E-8,5.3851394853058935E-8,6602.1043563990061,0,false,0,1.702930629127348E-4,1.702930629127348E-4]
[null,9,10,1689.599258066997,null,170,6,13,2122.1803605866821,1,0.30901070618326276,0.30901070618326276,3.1624975324469476E+22,0,false,0,9.3261709311343209E-21,9.3261709311343209E-21,9.979834260473856E+18,0,false,0,3.0252902648101332E-17,3.0252902648101332E-17,3158372755115237.5,0,false,0,8.7227306659632896E-14,8.7227306659632896E-14,1094698669402.6656,0,false,0,2.7574626841549271E-10,2.7574626841549271E-10,346287973.66714907,0,false,0,8.7198626448510785E-7,8.7198626448510785E-7,109505.87231125993,0,false,0,2.757462684154928E-3,2.757462684154928E-3]
[null,9,11,1920.7908285159308,null,171,14,8,2129.0610620881384,1,7.3954083865125128E-2,7.3954083865125128E-2,7.8589408077312887E+21,0,false,0,2.1495463711895877E-21,2.1495463711895877E-21,2.4800312385808481E+18,0,false,0,6.9728528015803995E-18,6.9728528015803995E-18,784869056071531.88,0,false,0,2.0104621916472872E-14,2.0104621916472872E-14,272037272973.96854,0,false,0,6.3555492926130394E-11,6.3555492926130394E-11,86054033.546506181,0,false,0,2.0098011546129164E-7,2.0098011546129164E-7,27212.674785149673,0,false,0,6.3555492926130439E-4,6.3555492926130439E-4]
[null,9,12,2174.0006437695256,null,172,16,5,2135.769746052059,1,0.92342486767436438,0.92342486767436438,1.0178626987668343E+23,0,false,0,2.5876196814158151E-20,2.5876196814158151E-20,3.2120502638785978E+19,0,false,0,8.3939064478053384E-17,8.3939064478053384E-17,1.0165351223992498E+16,0,false,0,2.420190420441987E-13,2.420190420441987E-13,3523332209883.2646,0,false,0,7.6507977014110959E-10,7.6507977014110959E-10,1114541933.4276016,0,false,0,2.4193946653639858E-6,2.4193946653639858E-6,352449.10573989834,0,false,0,7.6507977014110941E-3,7.6507977014110941E-3]
[null,9,13,2449.2287038277805,null,173,17,2,2144.4136273132631,1,0.6549578278473781,0.6549578278473781,7.5665128993749016E+22,0,false,0,1.7511260575218946E-20,1.7511260575218946E-20,2.3877503109724803E+19,0,false,0,5.6804283916678333E-17,5.6804283916678333E-17,7556644059773536,0,false,0,1.6378212531920442E-13,1.6378212531920442E-13,2619148795526.4463,0,false,0,5.177542631936988E-10,5.177542631936988E-10,828519988.63807034,0,false,0,1.6372827399543706E-6,1.6372827399543706E-6,262001.02510731333,0,false,0,5.1775426319369813E-3,5.1775426319369813E-3]
[null,9,14,2746.4750086906956,null,174,12,10,2147.4669386045343,1,0.27315686690052049,0.27315686690052049,3.2083301693914461E+22,0,false,0,7.1834273447804309E-21,7.1834273447804309E-21,1.0124467454882281E+19,0,false,0,2.3302117208237389E-17,2.3302117208237389E-17,3204145613539781.5,0,false,0,6.7186310919795682E-14,6.7186310919795682E-14,1110563638833.8196,0,false,0,2.1239191297087742E-10,2.1239191297087742E-10,351306567.6146512,0,false,0,6.7164220158822906E-7,6.7164220158822906E-7,111092.89106382453,0,false,0,2.1239191297087682E-3,2.1239191297087682E-3]
[null,9,15,3065.7395583582716,null,175,1,14,2165.055731817632,1,0.4244874988169034,0.4244874988169034,5.4817684198919745E+22,0,false,0,1.0153029269662829E-20,1.0153029269662829E-20,1.7298713982708634E+19,0,false,0,3.2935125074001558E-17,3.2935125074001558E-17,5474618667557287,0,false,0,9.4960879890434199E-14,9.4960879890434199E-14,1897514396030.5891,0,false,0,3.0019393327613552E-10,3.0019393327613552E-10,600244097.82485914,0,false,0,9.4929656891720381E-7,9.4929656891720381E-7,189813.85011994751,0,false,0,3.0019393327613618E-3,3.0019393327613618E-3]
[null,9,16,3407.0223528305078,null,176,9,12,2174.0006437695256,1,0.83311299619886303,0.83311299619886303,1.1286996922369824E+23,0,false,0,1.8993977765573763E-20,1.8993977765573763E-20,3.5618164892787622E+19,0,false,0,6.1614028360104493E-17,6.1614028360104493E-17,1.1272275535690212E+16,0,false,0,1.7764992036688178E-13,1.7764992036688178E-13,3906994514841.5581,0,false,0,5.6159366259725199E-10,5.6159366259725199E-10,1235906511.5255861,0,false,0,1.7759150933234353E-6,1.7759150933234353E-6,390827.95514539938,0,false,0,5.6159366259725388E-3,5.6159366259725388E-3]
[null,9,17,3770.3233921074047,null,177,15,7,2174.688713919671,1,0.40168562101956645,0.40168562101956645,5.4620877531291792E+22,0,false,0,9.1243179726975988E-21,9.1243179726975988E-21,1.7236608071031814E+19,0,false,0,2.9598117533618937E-17,2.9598117533618937E-17,5454963669863773,0,false,0,8.5339383948828931E-14,8.5339383948828931E-14,1890701932306.2373,0,false,0,2.6977809557493557E-10,2.6977809557493557E-10,598089099.07979035,0,false,0,8.5311324483938584E-7,8.5311324483938584E-7,189132.37968102592,0,false,0,2.6977809557493502E-3,2.6977809557493502E-3]
[null,9,18,4155.6426761889616,null,178,2,14,2186.8589547003721,1,0.75644183703879875,0.75644183703879875,1.0975577008815595E+23,0,false,0,1.6103127563884921E-20,1.6103127563884921E-20,3.463542290143574E+19,0,false,0,5.2236480986404623E-17,5.2236480986404623E-17,1.09612618004134E+16,0,false,0,1.5061191313843101E-13,1.5061191313843101E-13,3799196497137.0225,0,false,0,4.7612008919289774E-10,4.7612008919289774E-10,1201806573.1958785,0,false,0,1.5056239216120746E-6,1.5056239216120746E-6,380044.60782608466,0,false,0,4.7612008919289848E-3,4.7612008919289848E-3]
[null,9,19,4562.9802050751787,null,179,17,3,2199.4592393249141,1,0.87455316485825907,0.87455316485825907,1.3565895115533303E+23,0,false,0,1.7414479154322153E-20,1.7414479154322153E-20,4.2809641259464385E+19,0,false,0,5.6490337397130746E-17,5.6490337397130746E-17,1.354820141108541E+16,0,false,0,1.6287693252980979E-13,1.6287693252980979E-13,4695835231447.6172,0,false,0,5.1489273343391471E-10,5.1489273343391471E-10,1485441895.9512475,0,false,0,1.6282337883211101E-6,1.6282337883211101E-6,469737.97230447823,0,false,0,5.1489273343391729E-3,5.1489273343391729E-3]
[null,9,20,4992.3359787660565,null,180,11,11,2211.5004669524628,1,0.66692935004358922,0.66692935004358922,1.1023270252021024E+23,0,false,0,1.2463376615432858E-20,1.2463376615432858E-20,3.4785927576190566E+19,0,false,0,4.0429595618343466E-17,4.0429595618343466E-17,1.1008892838350388E+16,0,false,0,1.1656946694163071E-13,1.1656946694163071E-13,3815705515512.7749,0,false,0,3.6850381779829737E-10,3.6850381779829737E-10,1207028900.2895086,0,false,0,1.165311390710315E-6,1.165311390710315E-6,381696.05265631183,0,false,0,3.6850381779829793E-3,3.6850381779829793E-3]
[null,10,1,737.78321849365966,null,181,7,13,2216.6609930785553,1,0.15644208378796959,0.15644208378796959,2.6567660832978629E+22,0,false,0,2.8453806844703613E-21,2.8453806844703613E-21,8.383906993801302E+18,0,false,0,9.2300500901926671E-18,9.2300500901926671E-18,2653300920589101.5,0,false,0,2.6612732638120671E-14,2.6612732638120671E-14,919639704524.92395,0,false,0,8.4129179248142379E-11,8.4129179248142379E-11,290911260.50017297,0,false,0,2.6603982410470192E-7,2.6603982410470192E-7,91994.218017112071,0,false,0,8.4129179248142356E-4,8.4129179248142356E-4]
[null,10,2,770.81058570065034,null,182,3,14,2223.1976595049387,1,0.92350096825794137,0.92350096825794137,1.6229507420969153E+23,0,false,0,1.6231396419719128E-20,1.6231396419719128E-20,5.1215152748303278E+19,0,false,0,5.2652568707398543E-17,5.2652568707398543E-17,1.6208339624432392E+16,0,false,0,1.5181160665738512E-13,1.5181160665738512E-13,5617844756087.1445,0,false,0,4.7991260582286094E-10,4.7991260582286094E-10,1777102805.8557594,0,false,0,1.5176169122268297E-6,1.5176169122268297E-6,561969.25027801911,0,false,0,4.7991260582286163E-3,4.7991260582286163E-3]
[null,10,3,825.85619771230131,null,183,16,6,2256.8700924776908,1,0.78270590450151378,0.78270590450151378,1.638217813508818E+23,0,false,0,1.1550800667314091E-20,1.1550800667314091E-20,5.1696932862818402E+19,0,false,0,3.7469316258110601E-17,3.7469316258110601E-17,1.6360811213431372E+16,0,false,0,1.0803418030957561E-13,1.0803418030957561E-13,5670691730950.5654,0,false,0,3.4152174614234893E-10,3.4152174614234893E-10,1793819983.2410803,0,false,0,1.0799865882876446E-6,1.0799865882876446E-6,567255.68593668926,0,false,0,3.4152174614234857E-3,3.4152174614234857E-3]
[null,10,4,902.9200545286127,null,184,4,14,2274.0718462313316,1,0.88924801456615221,0.88924801456615221,2.0329960616290753E+23,0,false,0,1.2014225644069583E-20,1.2014225644069583E-20,6.4154876135369023E+19,0,false,0,3.8972607459827518E-17,3.8972607459827518E-17,2.0303444687078532E+16,0,false,0,1.1236857572862543E-13,1.1236857572862543E-13,7037216822250.7813,0,false,0,3.5522380124882855E-10,3.5522380124882855E-10,2226095291.5593843,0,false,0,1.1233162910492652E-6,1.1233162910492652E-6,703953.14099042409,0,false,0,3.5522380124882939E-3,3.5522380124882939E-3]
[null,10,5,1002.0021561495845,null,185,17,4,2276.5230961412258,1,0.98048447486512558,0.98048447486512558,2.2698348958490349E+23,0,false,0,1.3081986226549886E-20,1.3081986226549886E-20,7.1628754890082976E+19,0,false,0,4.243628587530908E-17,4.243628587530908E-17,2.2668743991438316E+16,0,false,0,1.2235529808819048E-13,1.2235529808819048E-13,7857034558149.0498,0,false,0,3.8679420654744842E-10,3.8679420654744842E-10,2485429691.4956799,0,false,0,1.2231506784475504E-6,1.2231506784475504E-6,785961.87893359875,0,false,0,3.867942065474487E-3,3.867942065474487E-3]
[null,10,6,1123.1025025752167,null,186,10,12,2312.0877220268781,1,0.93501984960437212,0.93501984960437212,2.5920806858446751E+23,0,false,0,1.0417887384547791E-20,1.0417887384547791E-20,8.1797804959834259E+19,0,false,0,3.3794290837136673E-17,3.3794290837136673E-17,2.5886998909048772E+16,0,false,0,9.7438087329472979E-14,9.7438087329472979E-14,8972488511581.6172,0,false,0,3.0802497533813057E-10,3.0802497533813057E-10,2838283221.00983,0,false,0,9.7406049828569361E-7,9.7406049828569361E-7,897543.96230301005,0,false,0,3.0802497533813215E-3,3.0802497533813215E-3]
[null,10,7,1266.2210938055091,null,187,14,9,2316.2161429277521,1,3.7251991601925979E-2,3.7251991601925979E-2,1.0543512444317022E+22,0,false,0,4.0653710580712637E-22,4.0653710580712637E-22,3.3271964843594189E+18,0,false,0,1.3187542428334845E-18,1.3187542428334845E-18,1052976076840882.4,0,false,0,3.8023254193609908E-15,3.8023254193609908E-15,364963732784.12836,0,false,0,1.2020055253814016E-11,1.2020055253814016E-11,115449625.56387892,0,false,0,3.8010752203125557E-8,3.8010752203125557E-8,36508.377179546042,0,false,0,1.2020055253814002E-4,1.2020055253814002E-4]
[null,10,8,1431.3579298404622,null,188,8,13,2325.6771074922544,1,0.58779238427879021,0.58779238427879021,1.7443876354999799E+23,0,false,0,6.1177457399172279E-21,6.1177457399172279E-21,5.5047314060163113E+19,0,false,0,1.9845182729568569E-17,1.9845182729568569E-17,1.742112468325048E+16,0,false,0,5.7219033155391865E-14,5.7219033155391865E-14,6038198619642.1816,0,false,0,1.8088297666358203E-10,1.8088297666358203E-10,1910074089.8284099,0,false,0,5.7200219620800399E-7,5.7200219620800399E-7,604018.46235308284,0,false,0,1.808829766635823E-3,1.808829766635823E-3]
[null,10,9,1618.5130106800757,null,189,13,10,2329.1604626273665,1,7.2693319413108817E-2,7.2693319413108817E-2,2.1951835109967545E+22,0,false,0,7.4354059153509426E-22,7.4354059153509426E-22,6.9272995113207112E+18,0,false,0,2.4119503381101598E-18,2.4119503381101598E-18,2192320380482911.3,0,false,0,6.9543056491918814E-15,6.9543056491918814E-15,759862875441.82397,0,false,0,2.1984214641272042E-11,2.1984214641272042E-11,240368772.48167661,0,false,0,6.9520190836441453E-8,6.9520190836441453E-8,76011.279942089881,0,false,0,2.1984214641272115E-4,2.1984214641272115E-4]
[null,10,10,1827.6863363243494,null,190,5,14,2339.4815148795515,1,0.66114970719497423,0.66114970719497423,2.1018509910724575E+23,0,false,0,6.4236846021141821E-21,6.4236846021141821E-21,6.6327718254014398E+19,0,false,0,2.0837609169385795E-17,2.0837609169385795E-17,2.0991095921516176E+16,0,false,0,6.0080467193969744E-14,6.0080467193969744E-14,7275558192860.9512,0,false,0,1.8992865041725967E-10,1.8992865041725967E-10,2301490240.485991,0,false,0,6.0060712824043235E-7,6.0060712824043235E-7,727795.11725843966,0,false,0,1.8992865041726028E-3,1.8992865041726028E-3]
[null,10,11,2058.8779067732835,null,191,15,8,2339.825549954624,1,0.16921987032804708,0.16921987032804708,5.3888484135282984E+22,0,false,0,1.6413200012560745E-21,1.6413200012560745E-21,1.7005488058110435E+19,0,false,0,5.3242316250728571E-18,5.3242316250728571E-18,5381819854754112,0,false,0,1.53512008447328E-14,1.53512008447328E-14,1865350131463.2493,0,false,0,4.8528798041987065E-11,4.8528798041987065E-11,590069518.90845895,0,false,0,1.5346153392299955E-7,1.5346153392299955E-7,186596.36575905155,0,false,0,4.8528798041987304E-4,4.8528798041987304E-4]
[null,10,12,2312.0877220268781,null,192,18,1,2365.7571937382381,1,0.28687788674607917,0.28687788674607917,1.038473280169857E+23,0,false,0,2.4478529941486105E-21,2.4478529941486105E-21,3.2770906897773482E+19,0,false,0,7.940521235957297E-18,7.940521235957297E-18,1.037118821865405E+16,0,false,0,2.2894671924303964E-14,2.2894671924303964E-14,3594675747090.8047,0,false,0,7.2375504775792084E-11,7.2375504775792084E-11,1137110161.2188449,0,false,0,2.2887144189589806E-7,2.2887144189589806E-7,359585.8059972804,0,false,0,7.23755047757924E-4,7.23755047757924E-4]
[null,10,13,{"$f":"3.1416/2*SQRT($H$2/$I$2)*(B202^2/$C$2^2+C202^2/$D$2^2)","v":2587.3157820851334},null,193,17,5,2375.6051977621973,1,{"$f":"ABS(SIN(G202*3.1416*$J$2/$C$2)*SIN(H202*3.1416*$K$2/$D$2))*(1/F202^$M$2)+(1-1/F202^$M$2)","v":0.95898406510210388},{"$f":"$J202*$K202","v":0.95898406510210388},{"$f":"10^(LOG10($I202/22.27)/LOG10(2)*70/20)*$L202","v":3.643220287730939E+23},{"$f":"IF($I202<22.27,M202,0)","v":0},{"$f":"AND($I202>22.27,$I202<44.45)","v":false},{"$f":"IF($O202=TRUE,$L202,0)","v":0},{"$f":"10^(LOG10(44.45/$I202)/LOG10(2)*70/20)*$L202","v":7.7969340927720956E-21},{"$f":"IF($I202>44.45,Q202,0)","v":7.7969340927720956E-21},{"$f":"10^(LOG10($I202/44.548)/LOG10(2)*70/20)*$L202","v":1.1496842060084858E+20},{"$f":"IF($I202<44.528,S202,0)","v":0},{"$f":"AND($I202>44.548,$I202<89.095)","v":false},{"$f":"IF($U202=TRUE,$L202,0)","v":0},{"$f":"10^(LOG10(89.095/$I202)/LOG10(2)*70/20)*$L202","v":2.5292254431541249E-17},{"$f":"IF($I202>89.095,W202,0)","v":2.5292254431541249E-17},{"$f":"10^(LOG10($I202/89.09)/LOG10(2)*70/20)*$L202","v":3.6384685140764152E+16},{"$f":"IF($I202<89.09,Y202,0)","v":0},{"$f":"AND($I202>89.09,$I202<176.78)","v":false},{"$f":"IF($AA202=TRUE,$L202,0)","v":0},{"$f":"10^(LOG10(176.78/$I202)/LOG10(2)*70/20)*$L202","v":7.292441519002469E-14},{"$f":"IF($I202>176.78,AC202,0)","v":7.292441519002469E-14},{"$f":"10^(LOG10($I202/176.78)/LOG10(2)*70/20)*$L202","v":12611008737243.256},{"$f":"IF($I202<176.78,AE202,0)","v":0},{"$f":"AND($I202>176.78,$I202<353.55)","v":false},{"$f":"IF($AG202=TRUE,$L202,0)","v":0},{"$f":"10^(LOG10(353.55/$I202)/LOG10(2)*70/20)*$L202","v":2.3053142570934291E-10},{"$f":"IF($I202>353.55,AI202,0)","v":2.3053142570934291E-10},{"$f":"10^(LOG10($I202/353.55)/LOG10(2)*70/20)*$L202","v":3989262783.9783702},{"$f":"IF($I202<353.55,AK202,0)","v":0},{"$f":"AND($I202>353.55,$I202<707.1)","v":false},{"$f":"IF($AM202=TRUE,$L202,0)","v":0},{"$f":"10^(LOG10(707.1/$I202)/LOG10(2)*70/20)*$L202","v":7.2900437748742566E-7},{"$f":"IF($I202>707.1,AO202,0)","v":7.2900437748742566E-7},{"$f":"10^(LOG10($I202/707.1)/LOG10(2)*70/20)*$L202","v":1261515.6582315846},{"$f":"IF($I202<707.1,AQ202,0)","v":0},{"$f":"AND($I202>707.1,$I202<1414.2)","v":false},{"$f":"IF($AS202=TRUE,$L202,0)","v":0},{"$f":"10^(LOG10(1414.2/$I202)/LOG10(2)*70/20)*$L202","v":2.3053142570934391E-3},{"$f":"IF($I202>1414.2,AU202,0)","v":2.3053142570934391E-3}]
[null,10,14,2884.5620869480485,null,194,12,11,2378.6585090534686,{"$f":"IF(ABS(I203-I202)>0.0001,1,$L$2)","v":1},0.43995920557844609,0.43995920557844609,1.6965716431029655E+23,0,false,0,3.5240261935101118E-21,3.5240261935101118E-21,5.3538393739351671E+19,0,false,0,1.1431489101889244E-17,1.1431489101889244E-17,1.694358841295756E+16,0,false,0,3.2960077155748189E-14,3.2960077155748189E-14,5872683539500.1523,0,false,0,1.0419464535169765E-10,1.0419464535169765E-10,1857716410.6645105,0,false,0,3.2949239930484175E-7,3.2949239930484175E-7,587461.51043725468,0,false,0,1.0419464535169789E-3,1.0419464535169789E-3]
[null,10,15,3203.826636615624,null,195,18,2,2398.7845609452283,1,0.53647079508693385,0.53647079508693385,2.2816544312024842E+23,0,false,0,3.896088498840098E-21,3.896088498840098E-21,7.2001741754588037E+19,0,false,0,1.2638411512521902E-17,1.2638411512521902E-17,2.2786785185322272E+16,0,false,0,3.6439961134194897E-14,3.6439961134194897E-14,7897947885326.8721,0,false,0,1.1519538649941855E-10,1.1519538649941855E-10,2498371876.9211268,0,false,0,3.6427979728157549E-7,3.6427979728157549E-7,790054.55731805775,0,false,0,1.1519538649941924E-3,1.1519538649941924E-3]
[null,10,16,3545.1094310878602,null,196,16,7,2399.9886837079835,1,0.54026012969465487,0.54026012969465487,2.3112170940843857E+23,0,false,0,3.900781365931399E-21,3.900781365931399E-21,7.2934645172954866E+19,0,false,0,1.2653634571621157E-17,1.2653634571621157E-17,2.3082026234704404E+16,0,false,0,3.6483853333888597E-14,3.6483853333888597E-14,8000279056778.4424,0,false,0,1.1533414018495094E-10,1.1533414018495094E-10,2530742478.0695553,0,false,0,3.647185749615993E-7,3.647185749615993E-7,800291.04020385316,0,false,0,1.1533414018495131E-3,1.1533414018495131E-3]
[null,10,17,3908.4104703647572,null,197,6,14,2419.4266654495973,1,0.28892872906499628,0.28892872906499628,1.357563571267614E+23,0,false,0,1.8993622059425234E-21,1.8993622059425234E-21,4.2840379479521247E+19,0,false,0,6.1612874494969681E-18,6.1612874494969681E-18,1.3557929303777262E+16,0,false,0,1.7764659346138823E-14,1.7764659346138823E-14,4699206939606.0557,0,false,0,5.6158314545749185E-11,5.6158314545749185E-11,1486508474.379292,0,false,0,1.7758818352073134E-7,1.7758818352073134E-7,470075.2540180622,0,false,0,5.6158314545749234E-4,5.6158314545749234E-4]
[null,10,18,4293.7297544463145,null,198,9,13,2449.2287038277805,1,0.89101102661104492,0.89101102661104492,4.8269247178295239E+23,0,false,0,5.0802156149394462E-21,5.0802156149394462E-21,1.5232235970932457E+20,0,false,0,1.6479568041911502E-17,1.6479568041911502E-17,4.820629064013676E+16,0,false,0,4.751505506531407E-14,4.751505506531407E-14,16708402178029.143,0,false,0,1.5020639326790493E-10,1.5020639326790493E-10,5285398525.7903366,0,false,0,4.7499432184556112E-7,4.7499432184556112E-7,1671389.7683193719,0,false,0,1.5020639326790476E-3,1.5020639326790476E-3]
[null,10,19,4701.0672833325316,null,199,18,3,2453.8301729568798,1,0.71633960500832983,0.71633960500832983,3.9662865888464228E+23,0,false,0,3.9961368088120013E-21,3.9961368088120013E-21,1.2516336338640775E+20,0,false,0,1.2962955401330818E-17,1.2962955401330818E-17,3.9611134467823424E+16,0,false,0,3.7375709007479579E-14,3.7375709007479579E-14,13729302890302.377,0,false,0,1.1815350814867221E-10,1.1815350814867221E-10,4343014758.8830318,0,false,0,3.7363419928907083E-7,3.7363419928907083E-7,1373381.8549797295,0,false,0,1.1815350814867291E-3,1.1815350814867291E-3]
[null,10,20,5130.4230570234095,null,200,11,12,2464.7102822060574,1,0.83310364074278531,0.83310364074278531,4.8562775347683762E+23,0,false,0,4.4144955101252223E-21,4.4144955101252223E-21,1.5324864105854802E+20,0,false,0,1.4320057384156728E-17,1.4320057384156728E-17,4.84994359670636E+16,0,false,0,4.1288601340532534E-14,4.1288601340532534E-14,16810006967650.213,0,false,0,1.3052309172140829E-10,1.3052309172140829E-10,5317539349.2846937,0,false,0,4.1275025708671867E-7,4.1275025708671867E-7,1681553.5891309252,0,false,0,1.3052309172140847E-3,1.3052309172140847E-3]
[null,11,1,890.40577867283889,null,201,1,15,2484.3202814852079,1,0.33981367566507592,0.33981367566507592,2.1720068564131054E+23,0,false,0,1.6421280787999074E-21,1.6421280787999074E-21,6.8541613763232563E+19,0,false,0,5.3268529250090176E-18,5.3268529250090176E-18,2.1691739547100264E+16,0,false,0,1.5358758761936085E-14,1.5358758761936085E-14,7518402753690.5693,0,false,0,4.8552690416354943E-11,4.8552690416354943E-11,2378309691.5698972,0,false,0,1.5353708824471092E-7,1.5353708824471092E-7,752087.56066133908,0,false,0,4.855269041635515E-4,4.855269041635515E-4]
[null,11,2,923.43314587982957,null,202,17,6,2496.7055441878297,1,0.81284630331503327,0.81284630331503327,5.5047745452651183E+23,0,false,0,3.707352203804307E-21,3.707352203804307E-21,1.7371313981868792E+20,0,false,0,1.2026175172222851E-17,1.2026175172222851E-17,5.4975947865372776E+16,0,false,0,3.4674718055716528E-14,3.4674718055716528E-14,19054779674091.332,0,false,0,1.0961503316309524E-10,1.0961503316309524E-10,6027632284.9790068,0,false,0,3.4663317059027289E-7,3.4663317059027289E-7,1906104.6918498685,0,false,0,1.0961503316309542E-3,1.0961503316309542E-3]
[null,11,3,978.47875789148065,null,203,2,15,2506.1235043679476,1,0.60555206404764128,0.60555206404764128,4.2844393389754842E+23,0,false,0,2.6435984741876826E-21,2.6435984741876826E-21,1.3520325016331721E+20,0,false,0,8.5754944736511189E-18,8.5754944736511189E-18,4.278851237140408E+16,0,false,0,2.4725471631995924E-14,2.4725471631995924E-14,14830588784314.24,0,false,0,7.8163098213499759E-11,7.8163098213499759E-11,4691386481.0060205,0,false,0,2.4717341933009824E-7,2.4717341933009824E-7,1483546.6664101307,0,false,0,7.8163098213499958E-4,7.8163098213499958E-4]
[null,11,4,1055.5426147077919,null,204,7,14,2513.9072979414705,1,0.14627523104112422,0.14627523104112422,1.072931707426111E+23,0,false,0,6.1596497631430759E-22,6.1596497631430759E-22,3.3858305036004061E+19,0,false,0,1.998111400775055E-18,1.998111400775055E-18,1.0715323057380988E+16,0,false,0,5.761095982188493E-15,5.761095982188493E-15,3713953609223.9009,0,false,0,1.8212195009881378E-11,1.8212195009881378E-11,1174841539.1184433,0,false,0,5.7592017422377842E-8,5.7592017422377842E-8,371517.51533920935,0,false,0,1.821219500988139E-4,1.821219500988139E-4]
[null,11,5,1154.6247163287637,null,205,14,10,2525.3894685720256,1,0.14361649591065789,0.14361649591065789,1.1107496474452307E+23,0,false,0,5.7356016575393262E-22,5.7356016575393262E-22,3.5051718689583288E+19,0,false,0,1.8605556326932857E-18,1.8605556326932857E-18,1.1093009206335952E+16,0,false,0,5.3644854716257182E-15,5.3644854716257182E-15,3844860426363.5664,0,false,0,1.6958414829223116E-11,1.6958414829223116E-11,1216251525.0018153,0,false,0,5.3627216366320247E-8,5.3627216366320247E-8,384612.5026658976,0,false,0,1.6958414829223095E-4,1.6958414829223095E-4]
[null,11,6,1275.7250627543958,null,206,15,9,2526.9806307942376,1,8.5239068066018109E-2,8.5239068066018109E-2,6.6409624567927194E+22,0,false,0,3.3793476641940004E-22,3.3793476641940004E-22,2.0956760904581652E+19,0,false,0,1.0962170504257844E-18,1.0962170504257844E-18,6632300792673942,0,false,0,3.1606904611848734E-15,3.1606904611848734E-15,2298769466352.4619,0,false,0,9.9916945010008433E-12,9.9916945010008433E-12,727173826.62524641,0,false,0,3.1596512307742387E-8,3.1596512307742387E-8,229952.55469961744,0,false,0,9.991694501000876E-5,9.991694501000876E-5]
[null,11,7,1418.8436539846884,null,207,18,4,2530.8940297731911,1,0.80310710619350056,0.80310710619350056,6.3705882590728519E+23,0,false,0,3.127187445048409E-21,3.127187445048409E-21,2.0103546110303338E+20,0,false,0,1.0144195086708124E-17,1.0144195086708124E-17,6.3622792381895336E+16,0,false,0,2.9248460087811554E-14,2.9248460087811554E-14,22051794251119.418,0,false,0,9.2461340776968831E-11,9.2461340776968831E-11,6975683227.1586657,0,false,0,2.9238843236822371E-7,2.9238843236822371E-7,2205904.7233654992,0,false,0,9.2461340776968815E-4,9.2461340776968815E-4]
[null,11,8,1583.9804900196414,null,208,3,15,2542.4622091725141,1,0.73928739804737731,0.73928739804737731,6.1836751961867559E+23,0,false,0,2.7300239056319875E-21,2.7300239056319875E-21,1.9513708056808633E+20,0,false,0,8.8558474913162217E-18,8.8558474913162217E-18,6.175609961980588E+16,0,false,0,2.5533805262962822E-14,2.5533805262962822E-14,21404794596144.055,0,false,0,8.0718433129934487E-11,8.0718433129934487E-11,6771016677.5892782,0,false,0,2.552540978505862E-7,2.552540978505862E-7,2141183.4776168163,0,false,0,8.0718433129934512E-4,8.0718433129934512E-4]
[null,11,9,1771.1355708592548,null,209,13,11,2560.3520330763008,1,0.11708325484454678,0.11708325484454678,1.0625115215600802E+23,0,false,0,3.985129505014245E-22,3.985129505014245E-22,3.352947718131184E+19,0,false,0,1.2927249119227422E-18,1.2927249119227422E-18,1.0611257106957722E+16,0,false,0,3.7272758131825205E-15,3.7272758131825205E-15,3677884130954.1143,0,false,0,1.1782805593790452E-11,1.1782805593790452E-11,1163431617.0180616,0,false,0,3.7260502903350433E-8,3.7260502903350433E-8,367909.38116298022,0,false,0,1.1782805593790448E-4,1.1782805593790448E-4]
[null,11,10,1980.3088965035286,null,210,16,8,2565.1255197429364,1,0.22759776378923488,0.22759776378923488,2.1106303688124385E+23,0,false,0,7.5807174864310915E-22,7.5807174864310915E-22,6.6604767433836552E+19,0,false,0,2.4590875485043302E-18,2.4590875485043302E-18,2.1078775191385564E+16,0,false,0,7.0902149850317859E-15,7.0902149850317859E-15,7305948013031.6709,0,false,0,2.2413856385765249E-11,2.2413856385765249E-11,2311103506.2559934,0,false,0,7.0878837326927838E-8,7.0878837326927838E-8,730835.0988170139,0,false,0,2.2413856385765238E-4,2.2413856385765238E-4]
[null,11,11,2211.5004669524628,null,211,10,13,2587.3157820851334,1,0.99999999987856802,0.99999999987856802,1.0250327019318164E+24,0,false,0,3.0133445483215365E-21,3.0133445483215365E-21,3.2346765086422971E+20,0,false,0,9.7749033272832321E-18,9.7749033272832321E-18,1.0236957738837262E+17,0,false,0,2.8183691991971953E-14,2.8183691991971953E-14,35481511792066.961,0,false,0,8.9095355509290807E-11,8.9095355509290807E-11,11223929620.583384,0,false,0,2.8174425235178866E-7,2.8174425235178866E-7,3549318.1898473161,0,false,0,8.9095355509290555E-4,8.9095355509290555E-4]
[null,11,12,2464.7102822060574,null,212,4,15,2593.3363958989075,1,0.71186698607097398,0.71186698607097398,7.4967463499585966E+23,0,false,0,2.0879082052939042E-21,2.0879082052939042E-21,2.3657342115777525E+20,0,false,0,6.7729064949965406E-18,6.7729064949965406E-18,7.4869685053631056E+16,0,false,0,1.9528122596631706E-14,1.9528122596631706E-14,25949991011689.953,0,false,0,6.1733041422376484E-11,6.1733041422376484E-11,8208806729.4557114,0,false,0,1.9521701778423004E-7,1.9521701778423004E-7,2595852.6137197693,0,false,0,6.1733041422376469E-4,6.1733041422376469E-4]
[null,11,13,2739.9383422643123,null,213,8,14,2622.9234123551696,1,0.54959295307727885,0.54959295307727885,6.6038508334711674E+23,0,false,0,1.4127703423232452E-21,1.4127703423232452E-21,2.0839648449603961E+20,0,false,0,4.5828458373785368E-18,4.5828458373785368E-18,6.5952375732423688E+16,0,false,0,1.321358495350634E-14,1.321358495350634E-14,22859232761965.313,0,false,0,4.1771285654136193E-11,4.1771285654136193E-11,7231101684.8554859,0,false,0,1.3209240346058684E-7,1.3209240346058684E-7,2286675.1316424427,0,false,0,4.1771285654136213E-4,4.1771285654136213E-4]
[null,11,14,3037.1846471272274,null,214,18,5,2629.9761313941631,1,0.78549629000068921,0.78549629000068921,9.7377657006792371E+23,0,false,0,1.957111048771873E-21,1.957111048771873E-21,3.0729284928457448E+20,0,false,0,6.3486172907638533E-18,6.3486172907638533E-18,9.7250649428726096E+16,0,false,0,1.8304781981667632E-14,1.8304781981667632E-14,33707280546841.863,0,false,0,5.7865770696091573E-11,5.7865770696091573E-11,10662683900.73514,0,false,0,1.8298763396067614E-7,1.8298763396067614E-7,3371836.7096731816,0,false,0,5.7865770696091516E-4,5.7865770696091516E-4]
[null,11,15,3356.4491967948034,null,215,12,12,2631.8683243070632,1,0.54958087527824517,0.54958087527824517,6.8703428598472628E+23,0,false,0,1.3579110590709697E-21,1.3579110590709697E-21,2.1680612348448162E+20,0,false,0,4.4048893568646062E-18,4.4048893568646062E-18,6.8613820198156088E+16,0,false,0,1.2700488254045185E-14,1.2700488254045185E-14,23781695036440.879,0,false,0,4.0149264917386849E-11,4.0149264917386849E-11,7522905813.9194593,0,false,0,1.2696312352043472E-7,1.2696312352043472E-7,2378951.699490828,0,false,0,4.0149264917386835E-4,4.0149264917386835E-4]
[null,11,16,3697.7319912670396,null,216,19,1,2634.6636092920298,1,0.16098099441100139,0.16098099441100139,2.0374244739756316E+23,0,false,0,3.9287483002674444E-22,3.9287483002674444E-22,6.4294622714779582E+19,0,false,0,1.2744355720534359E-18,1.2744355720534359E-18,2.0347671051716712E+16,0,false,0,3.6745426961015404E-15,3.6745426961015404E-15,7052545773668.3604,0,false,0,1.161610366507286E-11,1.161610366507286E-11,2230944325.9769936,0,false,0,3.6733345118259818E-8,3.6733345118259818E-8,705486.54031164735,0,false,0,1.161610366507285E-4,1.161610366507285E-4]
[null,11,17,4061.0330305439365,null,217,17,7,2639.8241354181218,1,0.56106443905068482,0.56106443905068482,7.264409651243988E+23,0,false,0,1.3384793442621996E-21,1.3384793442621996E-21,2.2924161545039036E+20,0,false,0,4.3418553656654043E-18,4.3418553656654043E-18,7.254934838394296E+16,0,false,0,1.2518744196482635E-14,1.2518744196482635E-14,25145757419958.02,0,false,0,3.9574728713086551E-11,3.9574728713086551E-11,7954402089.5123386,0,false,0,1.2514628051661753E-7,1.2514628051661753E-7,2515402.8027661582,0,false,0,3.9574728713086575E-4,3.9574728713086575E-4]
[null,11,18,4446.3523146254929,null,218,5,15,2658.7460645471269,1,0.52926814757322227,0.52926814757322227,7.4460842079918033E+23,0,false,0,1.1620105899678982E-21,1.1620105899678982E-21,2.3497468542779333E+20,0,false,0,3.7694133545207445E-18,3.7694133545207445E-18,7.4363724409355424E+16,0,false,0,1.0868238939787732E-14,1.0868238939787732E-14,25774623983475.035,0,false,0,3.435708892845241E-11,3.435708892845241E-11,8153332566.0663948,0,false,0,1.0864665478686384E-7,1.0864665478686384E-7,2578310.1429594988,0,false,0,3.4357088928452521E-4,3.4357088928452521E-4]
[null,11,19,4853.6898435117109,null,219,19,2,2667.6909764990201,1,0.30103959229870997,0.30103959229870997,4.403877924157763E+23,0,false,0,6.3562134908095739E-22,6.3562134908095739E-22,1.3897235123674117E+20,0,false,0,2.0618741535827801E-18,2.0618741535827801E-18,4.39813404115178E+16,0,false,0,5.944941256716875E-15,5.944941256716875E-15,15244025503024.326,0,false,0,1.8793373660906895E-11,1.8793373660906895E-11,4822169652.268878,0,false,0,5.9429865687082399E-8,5.9429865687082399E-8,1524903.9364911711,0,false,0,1.8793373660906787E-4,1.8793373660906787E-4]
[null,11,20,5283.0456172025888,null,220,19,3,2722.7365885106715,1,0.40197264159399682,0.40197264159399682,7.4565624688010768E+23,0,false,0,6.6933085293390476E-22,6.6933085293390476E-22,2.3530534594259406E+20,0,false,0,2.1712234616652863E-18,2.1712234616652863E-18,7.4468370351752048E+16,0,false,0,6.2602249086718853E-15,6.2602249086718853E-15,25810894488187.91,0,false,0,1.9790060293204627E-11,1.9790060293204627E-11,8164806079.2184,0,false,0,6.2581665558586425E-8,6.2581665558586425E-8,2581938.3863919266,0,false,0,1.9790060293204659E-4,1.9790060293204659E-4]
[null,12,1,1057.5638207738448,null,221,15,10,2736.1539564385112,1,0.32861964539095045,0.32861964539095045,6.4544265944540517E+23,0,false,0,5.1679213149795422E-22,5.1679213149795422E-22,2.0368113175793195E+20,0,false,0,1.6764074086738272E-18,1.6764074086738272E-18,6.4460082250378416E+16,0,false,0,4.8335362997656783E-15,4.8335362997656783E-15,22342000688421.277,0,false,0,1.5279958179976933E-11,1.5279958179976933E-11,7067484744.7152796,0,false,0,4.8319470400847988E-8,4.8319470400847988E-8,2234934.9121793942,0,false,0,1.5279958179976915E-4,1.5279958179976915E-4]
[null,12,2,1090.5911879808355,null,222,6,15,2738.6912151171732,1,0.23129522942951167,0.23129522942951167,4.5920967603255616E+23,0,false,0,3.5983949897773525E-22,3.5983949897773525E-22,1.4491193781469459E+20,0,false,0,1.1672731941007532E-18,1.1672731941007532E-18,4.5861073875505088E+16,0,false,0,3.3655645556307339E-15,3.3655645556307339E-15,15895545092827.547,0,false,0,1.0639350254707459E-11,1.0639350254707459E-11,5028266000.8471937,0,false,0,3.364457962916834E-8,3.364457962916834E-8,1590077.3243863217,0,false,0,1.0639350254707523E-4,1.0639350254707523E-4]
[null,12,3,1145.6367999924864,null,223,11,13,2739.9383422643123,1,0.89100102098808343,0.89100102098808343,1.7783670818889834E+24,0,false,0,1.3788642311337101E-21,1.3788642311337101E-21,5.6119597088831708E+20,0,false,0,4.4728587603061742E-18,4.4728587603061742E-18,1.7760475960549126E+17,0,false,0,1.2896462440933491E-14,1.2896462440933491E-14,61558184892782.352,0,false,0,4.0768785945945746E-11,4.0768785945945746E-11,19472809920.177616,0,false,0,1.2892222102905085E-7,1.2892222102905085E-7,6157843.1791282631,0,false,0,4.0768785945945771E-4,4.0768785945945771E-4]
[null,12,4,1222.7006568087977,null,224,9,14,2746.4750086906956,1,0.83310603273709705,0.83310603273709705,1.7095254276806114E+24,0,false,0,1.2540403395705837E-21,1.2540403395705837E-21,5.3947173894291069E+20,0,false,0,4.0679460616755156E-18,4.0679460616755156E-18,1.7072957305315286E+17,0,false,0,1.1728989536112847E-14,1.1728989536112847E-14,59175230709001.742,0,false,0,3.7078126342793165E-11,3.7078126342793165E-11,18719005792.423218,0,false,0,1.1725133061471596E-7,1.1725133061471596E-7,5919469.3837942202,0,false,0,3.7078126342793342E-4,3.7078126342793342E-4]
[null,12,5,1321.7827584297695,null,225,18,6,2751.0764778197949,1,0.66579600102818515,0.66579600102818515,1.3930581781449709E+24,0,false,0,9.8287802138089707E-22,9.8287802138089707E-22,4.396047614407932E+20,0,false,0,3.1883302713794402E-18,3.1883302713794402E-18,1.391241242404781E+17,0,false,0,9.1928191337124823E-15,9.1928191337124823E-15,48220715379842.852,0,false,0,2.906068832585948E-11,2.906068832585948E-11,15253744509.233484,0,false,0,9.1897965481981307E-8,9.1897965481981307E-8,4823657.5495465025,0,false,0,2.9060688325859447E-4,2.9060688325859447E-4]
[null,12,6,1442.8831048554016,null,226,16,9,2752.2806005825496,1,0.11464505463628549,0.11464505463628549,2.4109766685592192E+23,0,false,0,1.6838529295021252E-22,1.6838529295021252E-22,7.6082739389438181E+19,0,false,0,5.4622029904990619E-19,5.4622029904990619E-19,2.4078320836836048E+16,0,false,0,1.5749009634926204E-15,1.5749009634926204E-15,8345596870681.2422,0,false,0,4.9786366269638091E-12,4.9786366269638091E-12,2639977475.2334881,0,false,0,1.574383138354363E-8,1.574383138354363E-8,834834.1793278621,0,false,0,4.9786366269637992E-5,4.9786366269637992E-5]
[null,12,7,1586.0016960856942,null,227,14,11,2756.5810390209599,1,0.23131543484800746,0.23131543484800746,4.9536563587435868E+23,0,false,0,3.3363366233738208E-22,3.3363366233738208E-22,1.5632160637719989E+20,0,false,0,1.0822648202947482E-18,1.0822648202947482E-18,4.9471954115814888E+16,0,false,0,3.120462405372152E-15,3.120462405372152E-15,17147083812580.482,0,false,0,9.864524046004924E-12,9.864524046004924E-12,5424167466.1022034,0,false,0,3.1194364018875122E-8,3.1194364018875122E-8,1715272.3603067086,0,false,0,9.8645240460049375E-5,9.8645240460049375E-5]
[null,12,8,1751.1385321206471,null,228,19,4,2799.8004453269828,1,0.45066206405795195,0.45066206405795195,1.1564483047801085E+24,0,false,0,5.4245322103743702E-22,5.4245322103743702E-22,3.649382266420803E+20,0,false,0,1.7596486927350854E-18,1.7596486927350854E-18,1.1549399741952114E+17,0,false,0,5.0735434520051868E-15,5.0735434520051868E-15,40030463501934.734,0,false,0,1.6038677887801015E-11,1.6038677887801015E-11,12662907591.369999,0,false,0,5.0718752783229819E-8,5.0718752783229819E-8,4004362.9788965988,0,false,0,1.6038677887801053E-4,1.6038677887801053E-4]
[null,12,9,1938.2936129602606,null,229,17,8,2804.9609714530752,1,0.23636208680024071,0.23636208680024071,6.196571517198681E+23,0,false,0,2.7847786333125962E-22,2.7847786333125962E-22,1.9554404735603638E+20,0,false,0,9.0334648069623822E-19,9.0334648069623822E-19,6.1884894625990408E+16,0,false,0,2.6045924058310811E-15,2.6045924058310811E-15,21449435217384.156,0,false,0,8.2337362479130414E-12,8.2337362479130414E-12,6785137924.5630817,0,false,0,2.6037360196494083E-8,2.6037360196494083E-8,2145649.0080007031,0,false,0,8.2337362479130771E-5,8.2337362479130771E-5]
[null,12,10,2147.4669386045343,null,230,13,12,2813.5618483298954,1,0.1462561002520463,0.1462561002520463,3.9732607848212243E+23,0,false,0,1.6629049302779417E-22,1.6629049302779417E-22,1.2538344678320018E+20,0,false,0,5.3942503670824778E-19,5.3942503670824778E-19,3.9680785464637056E+16,0,false,0,1.5553083829391791E-15,1.5553083829391791E-15,13753444072945.061,0,false,0,4.9166998186048847E-12,4.9166998186048847E-12,4350651382.0496531,0,false,0,1.5547969998128181E-8,1.5547969998128181E-8,1375796.7672636274,0,false,0,4.9166998186048869E-5,4.9166998186048869E-5]
[null,12,11,2378.6585090534686,null,231,1,16,2825.6030759574442,1,0.21097490936380794,0.21097490936380794,6.0232083323581969E+23,0,false,0,2.2825497194336447E-22,2.2825497194336447E-22,1.9007325778600552E+20,0,false,0,7.4042986088694E-19,7.4042986088694E-19,6.0153523916219344E+16,0,false,0,2.1348596955072034E-15,2.1348596955072034E-15,20849338471628.285,0,false,0,6.7487993974617762E-12,6.7487993974617762E-12,6595308255.5405846,0,false,0,2.1341577567551314E-8,2.1341577567551314E-8,2085619.5958419959,0,false,0,6.7487993974618284E-5,6.7487993974618284E-5]
[null,12,12,2631.8683243070632,null,232,7,15,2833.1718476090459,1,0.11709726212757737,0.11709726212757737,3.4486676491256788E+23,0,false,0,1.2280856364111012E-22,1.2280856364111012E-22,1.0882895940507551E+20,0,false,0,3.9837523326797139E-19,3.9837523326797139E-19,3.4441696262820972E+16,0,false,0,1.1486236227335891E-15,1.1486236227335891E-15,11937564687327.402,0,false,0,3.6310725380822233E-12,3.6310725380822233E-12,3776231032.0070157,0,false,0,1.1482459569628293E-8,1.1482459569628293E-8,1194149.1032150346,0,false,0,3.6310725380822184E-5,3.6310725380822184E-5]
[null,12,13,2907.096384365318,null,233,2,16,2847.4062988401843,1,0.37595983027309338,0.37595983027309338,1.1736860444405268E+24,0,false,0,3.7197817751639532E-22,3.7197817751639532E-22,3.7037790787728009E+20,0,false,0,1.2066495107926118E-18,1.2066495107926118E-18,1.1721552310435258E+17,0,false,0,3.4790971343442284E-15,3.4790971343442284E-15,40627147941247.492,0,false,0,1.0998253746317066E-11,1.0998253746317066E-11,12851657839.437008,0,false,0,3.477953212284147E-8,3.477953212284147E-8,4064051.0481779533,0,false,0,1.0998253746317053E-4,1.0998253746317053E-4]
[null,12,14,3204.3426892282332,null,234,3,16,2883.7450036447503,1,0.45899003767752311,0.45899003767752311,1.6605313056681727E+24,0,false,0,3.9187356175038507E-22,3.9187356175038507E-22,5.2401075557754968E+20,0,false,0,1.2711875861530049E-18,1.2711875861530049E-18,1.6583655104958627E+17,0,false,0,3.6651778736427322E-15,3.6651778736427322E-15,57479298945410.359,0,false,0,1.1586499233315388E-11,1.1586499233315388E-11,18182528686.616238,0,false,0,3.6639727685071253E-8,3.6639727685071253E-8,5749820.4271057313,0,false,0,1.1586499233315415E-4,1.1586499233315415E-4]
[null,12,15,3523.6072388958091,null,235,10,14,2884.5620869480485,1,0.93501203436802027,0.93501203436802027,3.3938412021646934E+24,0,false,0,7.9566342829614871E-22,7.9566342829614871E-22,1.0709881148196486E+21,0,false,0,2.581030137088629E-18,2.581030137088629E-18,3.3894146882735648E+17,0,false,0,7.4418084732016444E-15,7.4418084732016444E-15,117477829154195.06,0,false,0,2.3525327048734818E-11,2.3525327048734818E-11,37161970271.526604,0,false,0,7.43936161743689E-8,7.43936161743689E-8,11751646.839749021,0,false,0,2.3525327048734787E-4,2.3525327048734787E-4]
[null,12,16,3864.8900333680449,null,236,18,7,2894.1950690500876,1,0.45956346029452272,0.45956346029452272,1.7340206771976565E+24,0,false,0,3.7620383896738733E-22,3.7620383896738733E-22,5.4720165897733964E+20,0,false,0,1.2203570147022733E-18,1.2203570147022733E-18,1.7317590314228608E+17,0,false,0,3.5186195782225836E-15,3.5186195782225836E-15,60023133886091.047,0,false,0,1.1123193594117621E-11,1.1123193594117621E-11,18987224509.835506,0,false,0,3.5174626612406246E-8,3.5174626612406246E-8,6004287.5896054199,0,false,0,1.1123193594117667E-4,1.1123193594117667E-4]
[null,12,17,4228.1910726449423,null,237,19,5,2898.8825469479548,1,0.44077978719351923,0.44077978719351923,1.6947356550003424E+24,0,false,0,3.5410159949936342E-22,3.5410159949936342E-22,5.3480455806498328E+20,0,false,0,1.1486601839376788E-18,1.1486601839376788E-18,1.6925252478328221E+17,0,false,0,3.3118982094873962E-15,3.3118982094873962E-15,58663282658205.586,0,false,0,1.0469698166901356E-11,1.0469698166901356E-11,18557060356.580063,0,false,0,3.3108092621897947E-8,3.3108092621897947E-8,5868257.7404009467,0,false,0,1.0469698166901363E-4,1.0469698166901363E-4]
[null,12,18,4613.5103567264987,null,238,12,13,2907.096384365318,1,0.58777455413812707,0.58777455413812707,2.3354907827811512E+24,0,false,0,4.5690921500270432E-22,4.5690921500270432E-22,7.3700645423068755E+20,0,false,0,1.4821549060773737E-18,1.4821549060773737E-18,2.332444652518456E+17,0,false,0,4.2734537579191823E-15,4.2734537579191823E-15,80843024416038.984,0,false,0,1.3509404017144947E-11,1.3509404017144947E-11,25573217445.700981,0,false,0,4.2720486525606368E-8,4.2720486525606368E-8,8086961.4227168309,0,false,0,1.3509404017144955E-4,1.3509404017144955E-4]
[null,12,19,5020.8478856127167,null,239,20,1,2918.1055067676484,1,7.8152363515805365E-6,7.8152363515805365E-6,3.2448564520690532E+19,0,false,0,5.8140030813541604E-27,5.8140030813541604E-27,1.0239732761347734E+16,0,false,0,1.8859880492729904E-23,1.8859880492729904E-23,3240624255774.6348,0,false,0,5.4378140122255122E-20,5.4378140122255122E-20,1123207213.2983589,0,false,0,1.7190223791497425E-16,1.7190223791497425E-16,355306.13197296497,0,false,0,5.4360260669147394E-13,5.4360260669147394E-13,112.35766436589427,0,false,0,1.7190223791497404E-9,1.7190223791497404E-9]
[null,12,20,5450.2036593035946,null,240,4,16,2934.6191903711438,1,0.44196594669555295,0.44196594669555295,1.9594608281575498E+24,0,false,0,3.0791265907527961E-22,3.0791265907527961E-22,6.1834338538669199E+20,0,false,0,9.9882918379980048E-19,9.9882918379980048E-19,1.9569051456555571E+17,0,false,0,2.8798948824622919E-15,2.8798948824622919E-15,67826745770486.977,0,false,0,9.1040328731753854E-12,9.1040328731753854E-12,21455754912.093819,0,false,0,2.8789479772281017E-8,2.8789479772281017E-8,6784905.4440562353,0,false,0,9.1040328731753728E-5,9.1040328731753728E-5]
[null,13,1,1239.2573447966772,null,241,8,15,2942.1879620227455,1,0.43996396130706694,0.43996396130706694,2.0098852887124663E+24,0,false,0,2.9747429857463778E-22,2.9747429857463778E-22,6.342557380082763E+20,0,false,0,9.6496848079924289E-19,9.6496848079924289E-19,2.0072638386739568E+17,0,false,0,2.7822653108903761E-15,2.7822653108903761E-15,69572188709444.422,0,false,0,8.7954025705913125E-12,8.7954025705913125E-12,22007893975.908455,0,false,0,2.7813505061168403E-8,2.7813505061168403E-8,6959507.1467369674,0,false,0,8.7954025705913017E-5,8.7954025705913017E-5]
[null,13,2,1272.2847120036677,null,242,20,2,2951.1328739746386,1,1.4614741160010376E-5,1.4614741160010376E-5,6.9162935198699799E+19,0,false,0,9.5388353683990958E-27,9.5388353683990958E-27,2.1825617986075412E+16,0,false,0,3.0942758813593888E-23,3.0942758813593888E-23,6907272747383.3447,0,false,0,8.921634870291741E-20,8.921634870291741E-20,2394075326.7693243,0,false,0,2.820341035231077E-16,2.820341035231077E-16,757322.09866102762,0,false,0,8.9187014497674146E-13,8.9187014497674146E-13,239.48627541475958,0,false,0,2.8203410352310787E-9,2.8203410352310787E-9]
[null,13,3,1327.3303240153189,null,243,16,10,2961.4539262268236,1,0.44198767132487993,0.44198767132487993,2.1783171469672761E+24,0,false,0,2.7700379181020904E-22,2.7700379181020904E-22,6.8740746420949379E+20,0,false,0,8.985647816954332E-19,8.985647816954332E-19,2.1754760148882944E+17,0,false,0,2.5908054733853299E-15,2.5908054733853299E-15,75402458274077.938,0,false,0,8.1901524744320286E-12,8.1901524744320286E-12,23852193498.599972,0,false,0,2.5899536203269135E-8,2.5899536203269135E-8,7542725.8646636261,0,false,0,8.190152474432033E-5,8.190152474432033E-5]
[null,13,4,1404.3941808316301,null,244,15,11,2967.3455268874454,1,0.52929014658938356,0.52929014658938356,2.6695635848776978E+24,0,false,0,3.2414092113679548E-22,3.2414092113679548E-22,8.4242918299645457E+20,0,false,0,1.0514715850511001E-18,1.0514715850511001E-18,2.6660817306636259E+17,0,false,0,3.0316771735917729E-15,3.0316771735917729E-15,92406956029789.406,0,false,0,9.5838528056401118E-12,9.5838528056401118E-12,29231256464.179375,0,false,0,3.0306803625617835E-8,3.0306803625617835E-8,9243734.9295326769,0,false,0,9.5838528056401339E-5,9.5838528056401339E-5]
[null,13,5,1503.4762824526019,null,245,17,9,2992.1160522926884,1,0.11905980051831135,0.11905980051831135,6.6143599584674137E+23,0,false,0,6.6195579506342261E-23,6.6195579506342261E-23,2.0872811898621123E+20,0,false,0,2.147299719603614E-19,2.147299719603614E-19,6.6057329914135144E+16,0,false,0,6.191246285049123E-16,6.191246285049123E-16,22895610103075.91,0,false,0,1.9572002453374203E-12,1.9572002453374203E-12,7242608993.7548962,0,false,0,6.1892106123066089E-9,6.1892106123066089E-9,2290314.0622285642,0,false,0,1.9572002453374216E-5,1.9572002453374216E-5]
[null,13,6,1624.576628878234,null,246,5,16,3000.0288590193632,1,0.32859860405814478,0.32859860405814478,1.8824534737906679E+24,0,false,0,1.7717142997881765E-22,1.7717142997881765E-22,5.9404231872865239E+20,0,false,0,5.7472140096429866E-19,5.7472140096429866E-19,1.8799982303202829E+17,0,false,0,1.6570773544902635E-15,1.6570773544902635E-15,65161135837364.938,0,false,0,5.2384157493190132E-12,5.2384157493190132E-12,20612537789.311108,0,false,0,1.6565325098745808E-8,1.6565325098745808E-8,6518256.777051514,0,false,0,5.2384157493190451E-5,5.2384157493190451E-5]
[null,13,7,1767.6952201085267,null,247,20,3,3006.1784859862901,1,1.951479559696128E-5,1.951479559696128E-5,1.1448868285164161E+20,0,false,0,1.0274293497335131E-26,1.0274293497335131E-26,3.6128979322088936E+16,0,false,0,3.3328490679410361E-23,3.3328490679410361E-23,11433935773156.844,0,false,0,9.6095059400130909E-20,9.6095059400130909E-20,3963026294.6760879,0,false,0,3.0377934453653855E-16,3.0377934453653855E-16,1253631.1439218787,0,false,0,9.6063463484849109E-13,9.6063463484849109E-13,396.4329760515493,0,false,0,3.0377934453653984E-9,3.0377934453653984E-9]
[null,13,8,1932.8320561434796,null,248,14,12,3009.7908542745545,1,0.28895074256258241,0.28895074256258241,1.7190415147535333E+24,0,false,0,1.5001952222583572E-22,1.5001952222583572E-22,5.4247471272618243E+20,0,false,0,4.8664409377931137E-19,4.8664409377931137E-19,1.7167994059772973E+17,0,false,0,1.4031266386549975E-15,1.4031266386549975E-15,59504630107729.727,0,false,0,4.4356171196850903E-12,4.4356171196850903E-12,18823205289.052338,0,false,0,1.4026652926640651E-8,1.4026652926640651E-8,5952420.1578333369,0,false,0,4.4356171196851088E-5,4.4356171196851088E-5]
[null,13,9,2119.987136983093,null,249,19,6,3019.9828933735866,1,0.37361019190458822,0.37361019190458822,2.3118052568210757E+24,0,false,0,1.864973634304178E-22,1.864973634304178E-22,7.2953205714330164E+20,0,false,0,6.0497353325923337E-19,6.0497353325923337E-19,2.3087900190791235E+17,0,false,0,1.7443024400132248E-15,1.7443024400132248E-15,80023149823676.766,0,false,0,5.514154996193116E-12,5.514154996193116E-12,25313865060.258675,0,false,0,1.743728915916732E-8,1.743728915916732E-8,8004946.9972572736,0,false,0,5.5141549961931003E-5,5.5141549961931003E-5]
[null,13,10,2329.1604626273665,null,250,11,14,3037.1846471272274,1,0.83309667735921555,0.83309667735921555,5.5069075420565944E+24,0,false,0,3.8928667019479813E-22,3.8928667019479813E-22,1.7378045039913473E+21,0,false,0,1.2627960416520241E-18,1.2627960416520241E-18,5.4997250013069978E+17,0,false,0,3.6409827795702977E-15,3.6409827795702977E-15,190621630434867.22,0,false,0,1.1510012784748665E-11,1.1510012784748665E-11,60299678793.286438,0,false,0,3.6397856297463221E-8,3.6397856297463221E-8,19068432.716333825,0,false,0,1.1510012784748694E-4,1.1510012784748694E-4]
[null,13,11,2560.3520330763008,null,251,18,8,3059.3319050850405,1,0.1936023225356121,0.1936023225356121,1.3925474024751675E+24,0,false,0,8.3137632249862976E-23,8.3137632249862976E-23,4.3944357691886312E+20,0,false,0,2.6968781865794161E-19,2.6968781865794161E-19,1.3907311329286786E+17,0,false,0,7.7758297556021535E-16,7.7758297556021535E-16,48203034877633.602,0,false,0,2.4581247788700662E-12,2.4581247788700662E-12,15248151604.579073,0,false,0,7.7732730741271641E-9,7.7732730741271641E-9,4821888.9178020926,0,false,0,2.4581247788700722E-5,2.4581247788700722E-5]
[null,13,12,2813.5618483298954,null,252,9,15,3065.7395583582716,1,0.66692381752625762,0.66692381752625762,4.915191409515081E+24,0,false,0,2.7951076134206128E-22,2.7951076134206128E-22,1.5510777517512141E+21,0,false,0,9.0669706939945639E-19,9.0669706939945639E-19,4.9087806313567219E+17,0,false,0,2.6142530599410335E-15,2.6142530599410335E-15,170139373727587.59,0,false,0,8.264275873900515E-12,8.264275873900515E-12,53820490163.994179,0,false,0,2.6133934973504164E-8,2.6133934973504164E-8,17019533.370491039,0,false,0,8.2642758739005339E-5,8.2642758739005339E-5]
[null,13,13,3088.7899083881507,null,253,6,16,3079.9740095894094,1,0.14360072463142337,0.14360072463142337,1.1168927218053898E+24,0,false,0,5.7028022887334198E-23,5.7028022887334198E-23,3.5245574537169666E+20,0,false,0,1.8499159380240308E-19,1.8499159380240308E-19,1.1154359827143587E+17,0,false,0,5.3338083521283058E-16,5.3338083521283058E-16,38661246811467.438,0,false,0,1.6861437156162933E-12,1.6861437156162933E-12,12229780844.708572,0,false,0,5.332054603726721E-9,5.332054603726721E-9,3867396.2753976868,0,false,0,1.6861437156163004E-5,1.6861437156163004E-5]
[null,13,14,3386.0362132510659,null,254,20,4,3083.2423428026013,1,2.1878548819942735E-5,2.1878548819942735E-5,1.7227756990217424E+20,0,false,0,8.5821243088650124E-27,8.5821243088650124E-27,5.4365310226522368E+16,0,false,0,2.7839310811174975E-23,2.7839310811174975E-23,17205287198295.182,0,false,0,8.0268268125062763E-20,8.0268268125062763E-20,5963388891.3713665,0,false,0,2.5374709199754724E-16,2.5374709199754724E-16,1886409.3956641071,0,false,0,8.0241876035653585E-13,8.0241876035653585E-13,596.53502898403269,0,false,0,2.5374709199754781E-9,2.5374709199754781E-9]
[null,13,15,3705.3007629186413,null,255,13,13,3088.7899083881507,1,0.1564203158854546,0.1564203158854546,1.257709901271175E+24,0,false,0,6.0088636666945743E-23,6.0088636666945743E-23,3.9689315908277325E+20,0,false,0,1.9491983245487519E-19,1.9491983245487519E-19,1.256069497369709E+17,0,false,0,5.6200663444943548E-16,5.6200663444943548E-16,43535634140110.43,0,false,0,1.7766366773066813E-12,1.7766366773066813E-12,13771704442.5746,0,false,0,5.6182184748827083E-9,5.6182184748827083E-9,4354995.3301195353,0,false,0,1.7766366773066758E-5,1.7766366773066758E-5]
[null,13,16,4046.5835573908776,null,256,19,7,3163.1014846038793,1,0.25788318392994486,0.25788318392994486,2.7337178457263792E+24,0,false,0,7.5141329081181844E-23,7.5141329081181844E-23,8.6267422299425171E+20,0,false,0,2.4374883650834514E-19,2.4374883650834514E-19,2.7301523164933622E+17,0,false,0,7.0279386931410992E-16,7.0279386931410992E-16,94627656070406.453,0,false,0,2.2216986211077486E-12,2.2216986211077486E-12,29933734450.753937,0,false,0,7.0256279171559666E-9,7.0256279171559666E-9,9465877.9739031568,0,false,0,2.2216986211077543E-5,2.2216986211077543E-5]
[null,13,17,{"$f":"3.1416/2*SQRT($H$2/$I$2)*(B266^2/$C$2^2+C266^2/$D$2^2)","v":4409.8845966677745},null,257,7,16,3174.4546420812821,1,{"$f":"ABS(SIN(G266*3.1416*$J$2/$C$2)*SIN(H266*3.1416*$K$2/$D$2))*(1/F266^$M$2)+(1-1/F266^$M$2)","v":7.2700382689909179E-2},{"$f":"$J266*$K266","v":7.2700382689909179E-2},{"$f":"10^(LOG10($I266/22.27)/LOG10(2)*70/20)*$L266","v":8.0344949590144703E+23},{"$f":"IF($I266<22.27,M266,0)","v":0},{"$f":"AND($I266>22.27,$I266<44.45)","v":false},{"$f":"IF($O266=TRUE,$L266,0)","v":0},{"$f":"10^(LOG10(44.45/$I266)/LOG10(2)*70/20)*$L266","v":2.0318952944621655E-23},{"$f":"IF($I266>44.45,Q266,0)","v":2.0318952944621655E-23},{"$f":"10^(LOG10($I266/44.548)/LOG10(2)*70/20)*$L266","v":2.5354305334599588E+20},{"$f":"IF($I266<44.528,S266,0)","v":0},{"$f":"AND($I266>44.548,$I266<89.095)","v":false},{"$f":"IF($U266=TRUE,$L266,0)","v":0},{"$f":"10^(LOG10(89.095/$I266)/LOG10(2)*70/20)*$L266","v":6.5912077945393297E-20},{"$f":"IF($I266>89.095,W266,0)","v":6.5912077945393297E-20},{"$f":"10^(LOG10($I266/89.09)/LOG10(2)*70/20)*$L266","v":8.0240157405049536E+16},{"$f":"IF($I266<89.09,Y266,0)","v":0},{"$f":"AND($I266>89.09,$I266<176.78)","v":false},{"$f":"IF($AA266=TRUE,$L266,0)","v":0},{"$f":"10^(LOG10(176.78/$I266)/LOG10(2)*70/20)*$L266","v":1.9004236064195627E-16},{"$f":"IF($I266>176.78,AC266,0)","v":1.9004236064195627E-16},{"$f":"10^(LOG10($I266/176.78)/LOG10(2)*70/20)*$L266","v":27811408074523.691},{"$f":"IF($I266<176.78,AE266,0)","v":0},{"$f":"AND($I266>176.78,$I266<353.55)","v":false},{"$f":"IF($AG266=TRUE,$L266,0)","v":0},{"$f":"10^(LOG10(353.55/$I266)/LOG10(2)*70/20)*$L266","v":6.0076911456606803E-13},{"$f":"IF($I266>353.55,AI266,0)","v":6.0076911456606803E-13},{"$f":"10^(LOG10($I266/353.55)/LOG10(2)*70/20)*$L266","v":8797632093.7816849},{"$f":"IF($I266<353.55,AK266,0)","v":0},{"$f":"AND($I266>353.55,$I266<707.1)","v":false},{"$f":"IF($AM266=TRUE,$L266,0)","v":0},{"$f":"10^(LOG10(707.1/$I266)/LOG10(2)*70/20)*$L266","v":1.8997987499114185E-9},{"$f":"IF($I266>707.1,AO266,0)","v":1.8997987499114185E-9},{"$f":"10^(LOG10($I266/707.1)/LOG10(2)*70/20)*$L266","v":2782055.5432546129},{"$f":"IF($I266<707.1,AQ266,0)","v":0},{"$f":"AND($I266>707.1,$I266<1414.2)","v":false},{"$f":"IF($AS266=TRUE,$L266,0)","v":0},{"$f":"10^(LOG10(1414.2/$I266)/LOG10(2)*70/20)*$L266","v":6.0076911456606735E-6},{"$f":"IF($I266>1414.2,AU266,0)","v":6.0076911456606735E-6}]
[null,13,18,4795.2038807493318,null,258,20,5,3182.3244444235734,{"$f":"IF(ABS(I267-I266)>0.0001,1,$L$2)","v":1},2.1398788276346416E-5,2.1398788276346416E-5,2.4339611590483329E+20,0,false,0,5.811004788017249E-27,5.811004788017249E-27,7.6808056653055088E+16,0,false,0,1.8850154413602622E-23,1.8850154413602622E-23,24307865959974.211,0,false,0,5.4350097203646622E-20,5.4350097203646622E-20,8425157695.305419,0,false,0,1.718135875776206E-16,1.718135875776206E-16,2665145.0921425563,0,false,0,5.4332226971009219E-13,5.4332226971009219E-13,842.79287859898159,0,false,0,1.718135875776207E-9,1.718135875776207E-9]
[null,13,19,5202.5414096355489,null,259,1,17,3188.9041152343411,1,5.4716131611338911E-2,5.4716131611338911E-2,6.3748374091939567E+23,0,false,0,1.4506016654537227E-23,1.4506016654537227E-23,2.0116955073795313E+20,0,false,0,4.7055657986751688E-20,4.7055657986751688E-20,6.3665228462357256E+16,0,false,0,1.3567419817611671E-16,1.3567419817611671E-16,22066502686259.34,0,false,0,4.2889841839678561E-13,4.2889841839678561E-13,6980335972.560441,0,false,0,1.3562958869777085E-9,1.3562958869777085E-9,2207376.0506497552,0,false,0,4.2889841839678824E-6,4.2889841839678824E-6]
[null,13,20,5631.8971833264268,null,260,16,11,3192.6454966757574,1,0.71188598316431695,0.71188598316431695,8.4078497597546907E+24,0,false,0,1.8617546805651651E-22,1.8617546805651651E-22,2.6532494090008831E+21,0,false,0,6.039293459414866E-19,6.039293459414866E-19,8.3968835826299213E+17,0,false,0,1.7412917653538241E-15,1.7412917653538241E-15,291037758926546.06,0,false,0,5.5046375373314773E-12,5.5046375373314773E-12,92064491002.163651,0,false,0,1.7407192311627713E-8,1.7407192311627713E-8,29113348.319091428,0,false,0,5.5046375373315108E-5,5.5046375373315108E-5]
[null,14,1,1435.4863507413361,null,261,17,10,3201.289377936962,1,0.45900770989591244,0.45900770989591244,5.5943163346079996E+24,0,false,0,1.1632671226042647E-22,1.1632671226042647E-22,1.7653879330255578E+21,0,false,0,3.7734893852737038E-19,3.7734893852737038E-19,5.587019788455305E+17,0,false,0,1.0879991239676886E-15,1.0879991239676886E-15,193647286199604.63,0,false,0,3.4394240744366874E-12,3.4394240744366874E-12,61256789853.224716,0,false,0,1.0876413914436464E-8,1.0876413914436464E-8,19371097.808648121,0,false,0,3.4394240744367017E-5,3.4394240744367017E-5]
[null,14,2,1468.5137179483268,null,262,10,15,3203.826636615624,1,0.74850231649984456,0.74850231649984456,9.207053196313028E+24,0,false,0,1.8795425344951545E-22,1.8795425344951545E-22,2.9054525413487306E+21,0,false,0,6.0969949767080245E-19,6.0969949767080245E-19,9.1950446353809293E+17,0,false,0,1.7579286745529356E-15,1.7579286745529356E-15,318702189636967.94,0,false,0,5.5572307653618763E-12,5.5572307653618763E-12,100815629485.4084,0,false,0,1.7573506701704259E-8,1.7573506701704259E-8,31880701.291751891,0,false,0,5.5572307653618695E-5,5.5572307653618695E-5]
[null,14,3,1523.5593299599777,null,263,12,14,3204.3426892282332,1,0.54957628168118244,0.54957628168118244,6.7728077955088945E+24,0,false,0,1.3774432813844666E-22,1.3774432813844666E-22,2.1372822771793571E+21,0,false,0,4.4682493815214912E-19,4.4682493815214912E-19,6.7639741683580506E+17,0,false,0,1.2883172354311435E-15,1.2883172354311435E-15,234440773654197.66,0,false,0,4.0726772820317109E-12,4.0726772820317109E-12,74161066166.244461,0,false,0,1.2878936386044181E-8,1.2878936386044181E-8,23451788.27917834,0,false,0,4.0726772820317211E-5,4.0726772820317211E-5]
[null,14,4,1600.6231867762892,null,264,2,17,3210.7073381170808,1,9.7504805741265632E-2,9.7504805741265632E-2,1.2296635953820083E+24,0,false,0,2.3880985243641203E-23,2.3880985243641203E-23,3.880426388366449E+20,0,false,0,7.7466853980205216E-20,7.7466853980205216E-20,1.2280597716724894E+17,0,false,0,2.2335790739446513E-16,2.2335790739446513E-16,42564811130020.188,0,false,0,7.0608748388214539E-13,7.0608748388214539E-13,13464602276.151962,0,false,0,2.232844676405014E-9,2.232844676405014E-9,4257881.0980927572,0,false,0,7.0608748388214839E-6,7.0608748388214839E-6]
[null,14,5,1699.7052883972608,null,265,15,12,3220.55534214104,1,0.66116980472381082,0.66116980472381082,8.6404709463391518E+24,0,false,0,1.5626982353746499E-22,1.5626982353746499E-22,2.7266572413792383E+21,0,false,0,5.0691926978651893E-19,5.0691926978651893E-19,8.6292013664173018E+17,0,false,0,1.4615854588128617E-15,1.4615854588128617E-15,299089942392819.94,0,false,0,4.6204193580185813E-12,4.6204193580185813E-12,94611652494.241867,0,false,0,1.4611048916471765E-8,1.4611048916471765E-8,29918831.507415332,0,false,0,4.6204193580186006E-5,4.6204193580186006E-5]
[null,14,6,1820.8056348228931,null,266,18,9,3246.4869859246537,1,9.7520944297857987E-2,9.7520944297857987E-2,1.398998020615314E+24,0,false,0,2.0997384888494209E-23,2.0997384888494209E-23,4.4147918640964619E+20,0,false,0,6.8112824179072078E-20,6.8112824179072078E-20,1.3971733376666838E+17,0,false,0,1.9638770769305065E-16,1.9638770769305065E-16,48426323054854.07,0,false,0,6.208282662026971E-13,6.208282662026971E-13,15318784750.114531,0,false,0,1.9632313570138605E-9,1.9632313570138605E-9,4844225.0796215124,0,false,0,6.208282662026986E-6,6.208282662026986E-6]
[null,14,7,1963.9242260531855,null,267,3,17,3247.0460429216473,1,0.11903860693950849,0.11903860693950849,1.7111043445380924E+24,0,false,0,2.5579125398069962E-23,2.5579125398069962E-23,5.3996999477985785E+20,0,false,0,8.2975402896379215E-20,8.2975402896379215E-20,1.7088725880418381E+17,0,false,0,2.3924054487721619E-16,2.3924054487721619E-16,59229884923440.844,0,false,0,7.5629627956987409E-13,7.5629627956987409E-13,18736294657.111977,0,false,0,2.3916188293522767E-9,2.3916188293522767E-9,5924936.6028517662,0,false,0,7.562962795698787E-6,7.562962795698787E-6]
[null,14,8,2129.0610620881384,null,268,8,16,3283.4707564949817,1,0.27315368246564065,0.27315368246564065,4.470168484783423E+24,0,false,0,5.1555706226358662E-23,5.1555706226358662E-23,1.4106427004866126E+21,0,false,0,1.6724010024448637E-19,1.6724010024448637E-19,4.464338140428784E+17,0,false,0,4.8219847462237298E-16,4.8219847462237298E-16,154734903097675.97,0,false,0,1.5243440971025165E-12,1.5243440971025165E-12,48947566619.875916,0,false,0,4.8203992846768375E-9,4.8203992846768375E-9,15478579.644163676,0,false,0,1.5243440971025176E-5,1.5243440971025176E-5]
[null,14,9,2316.2161429277521,null,269,14,13,3285.0189143328093,1,0.30903166670713578,0.30903166670713578,5.0851066445624758E+24,0,false,0,5.8008604287025432E-23,5.8008604287025432E-23,1.6046975843899584E+21,0,false,0,1.8817247412750924E-19,1.8817247412750924E-19,5.0784742496272998E+17,0,false,0,5.425521741350088E-16,5.425521741350088E-16,176020990386863.44,0,false,0,1.7151364998831994E-12,1.7151364998831994E-12,55681032404.29776,0,false,0,5.4237378377200392E-9,5.4237378377200392E-9,17607888.486722201,0,false,0,1.7151364998831973E-5,1.7151364998831973E-5]
[null,14,10,2525.3894685720256,null,270,4,17,3297.9202296480403,1,0.11462342598011482,0.11462342598011482,1.974069128466396E+24,0,false,0,2.0557529697085559E-23,2.0557529697085559E-23,6.2295329936809918E+20,0,false,0,6.6685990338773883E-20,6.6685990338773883E-20,1.9714943926733552E+17,0,false,0,1.9227375954110874E-16,1.9227375954110874E-16,68332412154295.047,0,false,0,6.0782309735369069E-13,6.0782309735369069E-13,21615713257.065624,0,false,0,1.9221054020959229E-9,1.9221054020959229E-9,6835488.7141424213,0,false,0,6.0782309735368784E-6,6.0782309735368784E-6]
[null,14,11,2756.5810390209599,null,271,20,6,3303.4247908492052,1,1.8137867540058979E-5,1.8137867540058979E-5,3.1849028097201878E+20,0,false,0,3.1905296223276242E-27,3.1905296223276242E-27,1.0050538174533162E+17,0,false,0,1.0349668987722407E-23,1.0349668987722407E-23,31807488096685.492,0,false,0,2.9840896958507954E-20,2.9840896958507954E-20,11024542571.832073,0,false,0,9.4334174670645774E-17,9.4334174670645774E-17,3487413.1251937002,0,false,0,2.9831085315140552E-13,2.9831085315140552E-13,1102.8168617578006,0,false,0,9.4334174670645829E-10,9.4334174670645829E-10]
[null,14,12,3009.7908542745545,null,272,19,8,3328.2383206388322,1,0.10863958444328654,0.10863958444328654,2.0810614506812275E+24,0,false,0,1.7517728867471806E-23,1.7517728867471806E-23,6.5671666619737335E+20,0,false,0,5.6825266227346903E-20,5.6825266227346903E-20,2.0783471671095898E+17,0,false,0,1.6384262299998407E-16,1.6384262299998407E-16,72035951890315.719,0,false,0,5.1794551075551685E-13,5.1794551075551685E-13,22787260557.184532,0,false,0,1.6378875178466755E-9,1.6378875178466755E-9,7205964.4996420555,0,false,0,5.1794551075551996E-6,5.1794551075551996E-6]
[null,14,13,3285.0189143328093,null,273,11,15,3356.4491967948034,1,0.66691632829429215,0.66691632829429215,1.409249476292641E+25,0,false,0,9.748579374927173E-23,9.748579374927173E-23,4.4471421908678025E+21,0,false,0,3.1623141476250571E-19,3.1623141476250571E-19,1.4074114225914552E+18,0,false,0,9.1178076073404834E-16,9.1178076073404834E-16,487811772412770.19,0,false,0,2.8823559045163705E-12,2.8823559045163705E-12,154310364049.28943,0,false,0,9.1148096855065282E-9,9.1148096855065282E-9,48797221.696551844,0,false,0,2.8823559045163726E-5,2.8823559045163726E-5]
[null,14,14,3582.265219195725,null,274,5,17,3363.3298982962601,1,8.522171911894677E-2,8.522171911894677E-2,1.8441979481795233E+24,0,false,0,1.2164088189278194E-23,1.2164088189278194E-23,5.8197009412674427E+20,0,false,0,3.9458742340291675E-20,3.9458742340291675E-20,1.841792600566192E+17,0,false,0,1.1377023416746872E-16,1.1377023416746872E-16,63836920638644.109,0,false,0,3.5965477703961122E-13,3.5965477703961122E-13,20193646444.431244,0,false,0,1.1373282668052004E-9,1.1373282668052004E-9,6385791.7028563414,0,false,0,3.5965477703961146E-6,3.5965477703961146E-6]
[null,14,15,3901.5297688633004,null,275,13,14,3386.0362132510659,1,0.14625487779030727,0.14625487779030727,3.4224923001086238E+24,0,false,0,1.9304775349231758E-23,1.9304775349231758E-23,1.0800294881622962E+21,0,false,0,6.2622215869330291E-20,6.2622215869330291E-20,3.4180284172083379E+17,0,false,0,1.8055679783449276E-16,1.8055679783449276E-16,118469587044101.72,0,false,0,5.7078299384145418E-13,5.7078299384145418E-13,37475694805.650307,0,false,0,1.8049743102288538E-9,1.8049743102288538E-9,11850855.24831963,0,false,0,5.7078299384145453E-6,5.7078299384145453E-6]
[null,14,16,4242.8125633355367,null,276,9,16,3407.0223528305078,1,0.41406277036903771,0.41406277036903771,1.0411117280638039E+25,0,false,0,5.0865291945645153E-23,5.0865291945645153E-23,3.285416790403982E+21,0,false,0,1.6500048484653609E-19,1.6500048484653609E-19,1.0397538284886698E+18,0,false,0,4.757410572502649E-16,4.757410572502649E-16,360380873571506.31,0,false,0,1.5039306645187422E-12,1.5039306645187422E-12,113999921572.54524,0,false,0,4.7558463428497808E-9,4.7558463428497808E-9,36049940.524980761,0,false,0,1.5039306645187405E-5,1.5039306645187405E-5]
[null,14,17,4606.1136026124332,null,277,17,11,3432.4809483858962,1,0.73929925208042668,0.73929925208042668,2.0269473716150424E+25,0,false,0,8.3288410558663575E-23,8.3288410558663575E-23,6.396399875692509E+21,0,false,0,2.7017692415807559E-19,2.7017692415807559E-19,2.0243036678697792E+18,0,false,0,7.7899319909958477E-16,7.7899319909958477E-16,701627927892611.63,0,false,0,2.4625828309813448E-12,2.4625828309813448E-12,221947208130.60797,0,false,0,7.7873706727265544E-9,7.7873706727265544E-9,70185869.80081594,0,false,0,2.4625828309813634E-5,2.4625828309813634E-5]
[null,14,18,4991.4328866939904,null,278,6,17,3443.2750488663064,1,3.7242704225398708E-2,3.7242704225398708E-2,1.0590523220439947E+24,0,false,0,4.0453072459539623E-24,4.0453072459539623E-24,3.3420315869752702E+20,0,false,0,1.3122457994517728E-20,1.3122457994517728E-20,1.0576710229390248E+17,0,false,0,3.7835598155002377E-17,3.7835598155002377E-17,36659101102043.711,0,false,0,1.1960732715524888E-13,1.1960732715524888E-13,11596438537.751053,0,false,0,3.782315786554964E-10,3.782315786554964E-10,3667115.8525445741,0,false,0,1.1960732715524916E-6,1.1960732715524916E-6]
[null,14,19,5398.7704155802076,null,279,16,12,3445.855311929352,1,0.88926181510708346,0.88926181510708346,2.5508698113574037E+25,0,false,0,9.5754128379280248E-23,9.5754128379280248E-23,8.0497321108409502E+21,0,false,0,3.1061411434583326E-19,3.1061411434583326E-19,2.5475427668724972E+18,0,false,0,8.9558456324041303E-16,8.9558456324041303E-16,882983705018667.13,0,false,0,2.8311558710358022E-12,2.8311558710358022E-12,279315803095.72595,0,false,0,8.9529009634310539E-9,8.9529009634310539E-9,88327412.426160201,0,false,0,2.8311558710358093E-5,2.8311558710358093E-5]
[null,14,20,5828.1261892710854,null,280,20,7,3446.5433820794979,1,1.2519602334950551E-5,1.2519602334950551E-5,3.5996258093882999E+20,0,false,0,1.3449626531864986E-27,1.3449626531864986E-27,1.1359271780877485E+17,0,false,0,4.3628863884906326E-24,4.3628863884906326E-24,35949308950717.297,0,false,0,1.2579382327596127E-20,1.2579382327596127E-20,12460106429.983339,0,false,0,3.9766420271826061E-17,3.9766420271826061E-17,3941527.5892043933,0,false,0,1.2575246245046234E-13,1.2575246245046234E-13,1246.4204642278401,0,false,0,3.9766420271826092E-10,3.9766420271826092E-10]
[null,15,1,1646.2508386078218,null,281,18,10,3455.6603115689277,1,0.37596959774984778,0.37596959774984778,1.114702228281073E+25,0,false,0,3.9168153618627475E-23,3.9168153618627475E-23,3.5176449543088143E+21,0,false,0,1.2705646798456052E-19,1.2705646798456052E-19,1.1132483462034994E+18,0,false,0,3.663381866161091E-16,3.663381866161091E-16,385854228678344.88,0,false,0,1.1580821626381693E-12,1.1580821626381693E-12,122057953219.9799,0,false,0,3.6621773515501748E-9,3.6621773515501748E-9,38598113.871341735,0,false,0,1.1580821626381722E-5,1.1580821626381722E-5]
[null,15,2,1679.2782058148123,null,282,15,13,3495.7834021992953,1,0.70711846911408283,0.70711846911408283,2.3976660096161785E+25,0,false,0,6.4414284633418423E-23,6.4414284633418423E-23,7.5662697416958641E+21,0,false,0,2.0895167979993963E-19,2.0895167979993963E-19,2.3945387855459763E+18,0,false,0,6.0246424823962569E-16,6.0246424823962569E-16,829952201849770.63,0,false,0,1.9045328196829575E-12,1.9045328196829575E-12,262540253543.90091,0,false,0,6.0226615887408998E-9,6.0226615887408998E-9,83022517.867682129,0,false,0,1.9045328196829551E-5,1.9045328196829551E-5]
[null,15,3,1734.3238178264633,null,283,19,9,3515.3934014784459,1,5.4723697134817999E-2,5.4723697134817999E-2,1.9802415040829475E+24,0,false,0,4.6711005485420499E-24,4.6711005485420499E-24,6.2490110438656993E+20,0,false,0,1.5152451225483346E-20,1.5152451225483346E-20,1.9776587177934566E+17,0,false,0,4.3688618082844694E-17,4.3688618082844694E-17,68546068965253.359,0,false,0,1.3811011562677429E-13,1.3811011562677429E-13,21683299695.411545,0,false,0,4.3674253328981944E-10,4.3674253328981944E-10,6856861.4225535849,0,false,0,1.3811011562677437E-6,1.3811011562677437E-6]
[null,15,4,1811.3876746427748,null,284,12,15,3523.6072388958091,1,0.43995061540547553,0.43995061540547553,1.635803256283905E+25,0,false,0,3.6547973718183602E-23,3.6547973718183602E-23,5.1620737132482401E+21,0,false,0,1.18556940361277E-19,1.18556940361277E-19,1.6336697133731538E+18,0,false,0,3.4183174797509804E-16,3.4183174797509804E-16,566233373998242.38,0,false,0,1.0806114798188487E-12,1.0806114798188487E-12,179117608511.89923,0,false,0,3.4171935419526346E-9,3.4171935419526346E-9,56641961.193996526,0,false,0,1.0806114798188496E-5,1.0806114798188496E-5]
[null,15,5,1910.4697762637466,null,285,7,17,3537.7556813581791,1,1.8854771496056244E-2,1.8854771496056244E-2,7.3448503039455988E+23,0,false,0,1.4950169322319444E-24,1.4950169322319444E-24,2.317800660690247E+20,0,false,0,4.8496432289360186E-21,4.8496432289360186E-21,7.3352705740873088E+16,0,false,0,1.3982834045405809E-17,1.3982834045405809E-17,25424202777068.551,0,false,0,4.420306504405799E-14,4.420306504405799E-14,8042483203.6909523,0,false,0,1.3978236509979518E-10,1.3978236509979518E-10,2543256.4967311351,0,false,0,4.4203065044058088E-7,4.4203065044058088E-7]
[null,15,6,2031.5701226893786,null,286,10,16,3545.1094310878602,1,0.46471116288385628,0.46471116288385628,1.8545129953629642E+25,0,false,0,3.5968542672149022E-23,3.5968542672149022E-23,5.8522519425642115E+21,0,false,0,1.1667734034574875E-19,1.1667734034574875E-19,1.8520941940560376E+18,0,false,0,3.3641235239316447E-16,3.3641235239316447E-16,641939760453498.75,0,false,0,1.0634794810673903E-12,1.0634794810673903E-12,203065944151.65906,0,false,0,3.3630174050268521E-9,3.3630174050268521E-9,64215089.873179436,0,false,0,1.0634794810673908E-5,1.0634794810673908E-5]
[null,15,7,2174.688713919671,null,287,1,18,3574.223399315898,1,0.10865399867054942,0.10865399867054942,4.768604002089774E+24,0,false,0,7.6469223802356689E-24,7.6469223802356689E-24,1.5048194380049406E+21,0,false,0,2.4805635671393324E-20,2.4805635671393324E-20,4.7623844147258016E+17,0,false,0,7.1521361595085567E-17,7.1521361595085567E-17,165065249931021.41,0,false,0,2.2609603949822226E-13,2.2609603949822226E-13,52215383574.609589,0,false,0,7.1497845475777473E-10,7.1497845475777473E-10,16511954.099511107,0,false,0,2.2609603949822157E-6,2.2609603949822157E-6]
[null,15,8,2339.825549954624,null,288,14,14,3582.265219195725,1,0.28894832740706655,0.28894832740706655,1.3017090779983398E+25,0,false,0,1.9811298855716719E-23,1.9811298855716719E-23,4.1077789691510223E+21,0,false,0,6.4265313175160166E-20,6.4265313175160166E-20,1.3000112869195103E+18,0,false,0,1.8529429209196738E-16,1.8529429209196738E-16,450586658491898.13,0,false,0,5.8575934027658757E-13,5.8575934027658757E-13,142534877671.63553,0,false,0,1.852333675991618E-9,1.852333675991618E-9,45073485.94558464,0,false,0,5.8575934027658898E-6,5.8575934027658898E-6]
[null,15,9,2526.9806307942376,null,289,2,18,3596.0266221986376,1,0.1936227346742507,0.1936227346742507,9.1203292235134637E+24,0,false,0,1.2696636817978081E-23,1.2696636817978081E-23,2.8780852196016102E+21,0,false,0,4.1186261805504577E-20,4.1186261805504577E-20,9.1084337747889344E+17,0,false,0,1.1875114036035087E-16,1.1875114036035087E-16,315700238911158.5,0,false,0,3.7540060651219065E-13,3.7540060651219065E-13,99866017082.521286,0,false,0,1.187120951587159E-9,1.187120951587159E-9,31580407.483005129,0,false,0,3.7540060651219086E-6,3.7540060651219086E-6]
[null,15,10,2736.1539564385112,null,290,20,8,3611.6802181144508,1,5.2741880037967573E-6,5.2741880037967573E-6,2.613017871556821E+20,0,false,0,3.2881782050623615E-28,3.2881782050623615E-28,8.2458515809863968E+16,0,false,0,1.0666428469080222E-24,1.0666428469080222E-24,26096097686971.953,0,false,0,3.0754200278163864E-21,3.0754200278163864E-21,9044962589.7586174,0,false,0,9.7221343746142578E-18,9.7221343746142578E-18,2861209.0748331295,0,false,0,3.0744088341997701E-14,3.0744088341997701E-14,904.79375384159198,0,false,0,9.7221343746143002E-11,9.7221343746143002E-11]
[null,15,11,2967.3455268874454,null,291,3,18,3632.3653270032041,1,0.23638404724995346,0.23638404724995346,1.2515320015045388E+25,0,false,0,1.3790527626077379E-23,1.3790527626077379E-23,3.949436108185783E+21,0,false,0,4.4734703322333542E-20,4.4734703322333542E-20,1.249899655304502E+18,0,false,0,1.2898225768329116E-16,1.2898225768329116E-16,433217861106696.94,0,false,0,4.0774360243352668E-13,4.0774360243352668E-13,137040575157.46742,0,false,0,1.2893984850521214E-9,1.2893984850521214E-9,43336034.935708411,0,false,0,4.0774360243352916E-6,4.0774360243352916E-6]
[null,15,12,3220.55534214104,null,292,8,17,3646.7717957718787,1,7.0842134190179665E-2,7.0842134190179665E-2,3.9273768621345094E+24,0,false,0,3.9470007472423702E-24,3.9470007472423702E-24,1.2393549642454786E+21,0,false,0,1.2803564318092632E-20,1.2803564318092632E-20,3.9222544691878285E+17,0,false,0,3.6916141373320514E-17,3.6916141373320514E-17,135946168530126.95,0,false,0,1.1670070552233135E-13,1.1670070552233135E-13,43004092855.797539,0,false,0,3.6904003399915659E-10,3.6904003399915659E-10,13599088.213369535,0,false,0,1.1670070552233104E-6,1.1670070552233104E-6]
[null,15,13,3495.7834021992953,null,293,4,18,3683.2395137295971,1,0.22761648543655985,0.22761648543655985,1.4166356918571612E+25,0,false,0,1.1296288102249637E-23,1.1296288102249637E-23,4.4704507330531007E+21,0,false,0,3.6643710132030382E-20,3.6643710132030382E-20,1.4147880044742897E+18,0,false,0,1.0565373438749766E-16,1.0565373438749766E-16,490368511277367.81,0,false,0,3.3399659025579623E-13,3.3399659025579623E-13,155119141793.67151,0,false,0,1.056189955938322E-9,1.056189955938322E-9,49052979.67586159,0,false,0,3.3399659025579825E-6,3.3399659025579825E-6]
[null,15,14,3793.02970706221,null,294,17,12,3685.6907636394908,1,0.92350546345931062,0.92350546345931062,5.7923299022702402E+25,0,false,0,4.5479131472010438E-23,4.5479131472010438E-23,1.8278747038868675E+22,0,false,0,1.475284709129344E-19,1.475284709129344E-19,5.7847750912914872E+18,0,false,0,4.2536451206136129E-16,4.2536451206136129E-16,2005015267743256.5,0,false,0,1.3446784201990859E-12,1.3446784201990859E-12,634250039435.39587,0,false,0,4.2522465283061022E-9,4.2522465283061022E-9,200567473.06674546,0,false,0,1.3446784201990918E-5,1.3446784201990918E-5]
[null,15,15,4112.294256729786,null,295,18,11,3686.8518820178615,1,0.60555419098400776,0.60555419098400776,3.8120389316536884E+25,0,false,0,2.9712227675413826E-23,2.9712227675413826E-23,1.2029579894388515E+22,0,false,0,9.6382656715167973E-20,9.6382656715167973E-20,3.8070669714824494E+18,0,false,0,2.7789728647713104E-16,2.7789728647713104E-16,1319537455247777.8,0,false,0,8.7849943651100059E-13,8.7849943651100059E-13,417411625981.96277,0,false,0,2.778059142549243E-9,2.778059142549243E-9,131997145.99373218,0,false,0,8.784994365110013E-6,8.784994365110013E-6]
[null,15,16,4453.5770512020217,null,296,11,16,3697.7319912670396,1,0.41405812064435538,0.41405812064435538,2.6973968020133864E+25,0,false,0,1.9631988372069047E-23,1.9631988372069047E-23,8.5121245922356395E+21,0,false,0,6.3683652958376154E-20,6.3683652958376154E-20,2.6938786455344527E+18,0,false,0,1.8361720825339056E-16,1.8361720825339056E-16,933704029716777.75,0,false,0,5.8045767927136631E-13,5.8045767927136631E-13,295360253458.52081,0,false,0,1.8355683518330279E-9,1.8355683518330279E-9,93401113.121354878,0,false,0,5.8045767927136879E-6,5.8045767927136879E-6]
[null,15,17,4816.8780904789191,null,297,13,15,3705.3007629186413,1,0.11708096880211757,0.11708096880211757,7.8107871139217789E+24,0,false,0,5.4208117659930773E-24,5.4208117659930773E-24,2.4648354675701847E+21,0,false,0,1.7584418282833484E-20,1.7584418282833484E-20,7.8005996727302541E+17,0,false,0,5.0700637351380312E-17,5.0700637351380312E-17,270370432636567.91,0,false,0,1.6027677674931668E-13,1.6027677674931668E-13,85526758983.196671,0,false,0,5.0683967055816003E-10,5.0683967055816003E-10,27045935.92791675,0,false,0,1.6027677674931625E-6,1.6027677674931625E-6]
[null,15,18,5202.1973745604764,null,298,16,13,3721.0833719876073,1,0.95106196448702685,0.95106196448702685,6.6662182178720203E+25,0,false,0,4.1910670991680189E-23,4.1910670991680189E-23,2.1036460037026194E+22,0,false,0,1.3595284268220822E-19,1.3595284268220822E-19,6.6575236132088556E+18,0,false,0,3.9198884278411875E-16,3.9198884278411875E-16,2307511749236371,0,false,0,1.2391699892787049E-12,1.2391699892787049E-12,729939288491.34277,0,false,0,3.918599574247132E-9,3.918599574247132E-9,230827070.52753785,0,false,0,1.2391699892787079E-5,1.2391699892787079E-5]
[null,15,19,5609.5349034466935,null,299,19,10,3724.5667271227194,1,0.21097464290667181,0.21097464290667181,1.4949463339993999E+25,0,false,0,9.1964757856983977E-24,9.1964757856983977E-24,4.7175741604684659E+21,0,false,0,2.983218822652585E-20,2.983218822652585E-20,1.4929965077347768E+18,0,false,0,8.6014273110630564E-17,8.6014273110630564E-17,517475743733245,0,false,0,2.7191158077684239E-13,2.7191158077684239E-13,163694020763.78369,0,false,0,8.5985991743167743E-10,8.5985991743167743E-10,51764594.496445268,0,false,0,2.719115807768426E-6,2.719115807768426E-6]
[null,15,20,6038.8906771375714,null,300,5,18,3748.6491823778169,1,0.16923127207942237,0.16923127207942237,1.2924676747898306E+25,0,false,0,6.8442846165520947E-24,6.8442846165520947E-24,4.0786160460470881E+21,0,false,0,2.2201981684594863E-20,2.2201981684594863E-20,1.2907819370739133E+18,0,false,0,6.401432243974354E-17,6.401432243974354E-17,447387746337196.44,0,false,0,2.0236450274434784E-13,2.0236450274434784E-13,141522960110.25281,0,false,0,6.3993274623953512E-10,6.3993274623953512E-10,44753489.515755221,0,false,0,2.0236450274434831E-6,2.0236450274434831E-6]
[null,16,1,1871.5508083961338,null,301,9,17,3770.3233921074047,1,0.10738676512380775,0.10738676512380775,8.7700269276970418E+24,0,false,0,4.0615060691249039E-24,4.0615060691249039E-24,2.7675409798846213E+21,0,false,0,1.3175004899782814E-20,1.3175004899782814E-20,8.7585883707025446E+17,0,false,0,3.7987105105356182E-17,3.7987105105356182E-17,303574523296060.56,0,false,0,1.2008627667001641E-13,1.2008627667001641E-13,96030267933.4814,0,false,0,3.7974615000639294E-10,3.7974615000639294E-10,30367437.098603148,0,false,0,1.2008627667001626E-6,1.2008627667001626E-6]
[null,16,2,1904.5781756031242,null,302,15,14,3793.02970706221,1,0.66116427842584524,0.66116427842584524,5.7899916873256777E+25,0,false,0,2.3319935008515942E-23,2.3319935008515942E-23,1.8271368377740032E+22,0,false,0,7.5646878958379768E-20,7.5646878958379768E-20,5.7824399260302111E+18,0,false,0,2.1811042680762115E-16,2.1811042680762115E-16,2004205894530367.8,0,false,0,6.8949894933010501E-13,6.8949894933010501E-13,633994008969.96008,0,false,0,2.180387124176165E-9,2.180387124176165E-9,200486509.12462914,0,false,0,6.8949894933010422E-6,6.8949894933010422E-6]
[null,16,3,1959.6237876147754,null,303,20,9,3798.8352989540645,1,2.6567026045882462E-6,2.6567026045882462E-6,2.3682864354362979E+20,0,false,0,9.2053047075269837E-29,9.2053047075269837E-29,7.4735571694486896E+16,0,false,0,2.9860828116844859E-25,2.9860828116844859E-25,23651975305111.227,0,false,0,8.609684966616351E-22,8.609684966616351E-22,8197824608.6741858,0,false,0,2.7217262491449705E-18,2.7217262491449705E-18,2593232.4132315884,0,false,0,8.6068541147650345E-15,8.6068541147650345E-15,820.05209279867699,0,false,0,2.7217262491449722E-11,2.7217262491449722E-11]
[null,16,4,2036.6876444310869,null,304,6,18,3828.5943329478632,1,7.3955680276117319E-2,7.3955680276117319E-2,7.2187925654280181E+24,0,false,0,2.340264923563411E-24,2.340264923563411E-24,2.2780208561292394E+21,0,false,0,7.5915193305081812E-21,7.5915193305081812E-21,7.2093772499597696E+17,0,false,0,2.1888404969178518E-17,2.1888404969178518E-17,249878538559795.25,0,false,0,6.919445553179347E-14,6.919445553179347E-14,79044521747.702576,0,false,0,2.1881208093570454E-10,2.1881208093570454E-10,24996072.528145384,0,false,0,6.9194455531793153E-7,6.9194455531793153E-7]
[null,16,5,2135.769746052059,null,305,12,16,3864.8900333680449,1,0.27314539660023773,0.27314539660023773,2.9753007920424859E+25,0,false,0,7.7453920714540862E-24,7.7453920714540862E-24,9.3891010111446754E+21,0,false,0,2.5125058723384509E-20,2.5125058723384509E-20,2.9714201713823309E+18,0,false,0,7.2442344709806296E-17,7.2442344709806296E-17,1029900508918807.3,0,false,0,2.2900748623300312E-13,2.2900748623300312E-13,325790256515.85474,0,false,0,7.2418525772594488E-10,7.2418525772594488E-10,103023925.00806111,0,false,0,2.2900748623300366E-6,2.2900748623300366E-6]
[null,16,6,2256.8700924776908,null,306,14,15,3901.5297688633004,1,0.23131091843018756,0.23131091843018756,2.8117520557620116E+25,0,false,0,5.8776234277550097E-24,5.8776234277550097E-24,8.8729933257338446E+21,0,false,0,1.9066256738706479E-20,1.9066256738706479E-20,2.8080847481916488E+18,0,false,0,5.4973178697708719E-17,5.4973178697708719E-17,973288106173255.75,0,false,0,1.7378329641635382E-13,1.7378329641635382E-13,307881954643.26477,0,false,0,5.4955103596785642E-10,5.4955103596785642E-10,97360822.713736832,0,false,0,1.7378329641635392E-6,1.7378329641635392E-6]
[null,16,7,2399.9886837079835,null,307,10,17,3908.4104703647572,1,0.1205223750363814,0.1205223750363814,1.495360342222482E+25,0,false,0,3.0003783101110526E-24,3.0003783101110526E-24,4.718880638467718E+21,0,false,0,9.7328425131303403E-21,9.7328425131303403E-21,1.4934099759758513E+18,0,false,0,2.8062419280485683E-17,2.8062419280485683E-17,517619052699107.56,0,false,0,8.8711983616547302E-14,8.8711983616547302E-14,163739353943.3913,0,false,0,2.805319239798304E-10,2.805319239798304E-10,51778930.106559031,0,false,0,8.8711983616547223E-7,8.8711983616547223E-7]
[null,16,8,2565.1255197429364,null,308,7,18,3923.0749654397359,1,3.7441358822988574E-2,3.7441358822988574E-2,4.852214331895122E+24,0,false,0,8.9237981964904471E-25,8.9237981964904471E-25,1.5312041932611969E+21,0,false,0,2.894765709134284E-21,2.894765709134284E-21,4.845885693381024E+17,0,false,0,8.3463930438521253E-18,8.3463930438521253E-18,167959421889959.72,0,false,0,2.6384934084366451E-14,2.6384934084366451E-14,53130902128.817856,0,false,0,8.3436487620007147E-11,8.3436487620007147E-11,16801466.486655533,0,false,0,2.638493408436633E-7,2.638493408436633E-7]
[null,16,9,2752.2806005825496,null,309,18,12,3940.0616972714561,1,0.75643604700086486,0.75643604700086486,1.0308066237234262E+26,0,false,0,1.7145641766509902E-23,1.7145641766509902E-23,3.2528971655509126E+22,0,false,0,5.5618263382863818E-20,5.5618263382863818E-20,1.029462164873659E+19,0,false,0,1.6036250710897607E-16,1.6036250710897607E-16,3568137612200419.5,0,false,0,5.0694403647701908E-13,5.0694403647701908E-13,1128715305892.0215,0,false,0,1.6030978015068647E-9,1.6030978015068647E-9,356931119.65124506,0,false,0,5.0694403647701939E-6,5.0694403647701939E-6]
[null,16,10,2961.4539262268236,null,310,19,11,3955.7582975716537,1,0.33980561185825642,0.33980561185825642,4.8496649003670467E+25,0,false,0,7.3542074446963716E-24,7.3542074446963716E-24,1.5303996739264648E+22,0,false,0,2.3856105954008737E-20,2.3856105954008737E-20,4.8433395870214779E+18,0,false,0,6.8783610417813371E-17,6.8783610417813371E-17,1678711733056404,0,false,0,2.1744135669426236E-13,2.1744135669426236E-13,531029862974.59424,0,false,0,6.8760994467096402E-10,6.8760994467096402E-10,167926387.25668496,0,false,0,2.1744135669426174E-6,2.1744135669426174E-6]
[null,16,11,3192.6454966757574,null,311,17,13,3960.9188236977461,1,0.9876854098208967,0.9876854098208967,1.4311423054286815E+26,0,false,0,2.1054307913958803E-23,2.1054307913958803E-23,4.5162289819336927E+22,0,false,0,6.8297475174697484E-20,6.8297475174697484E-20,1.4292756973825769E+19,0,false,0,1.9692010649153344E-16,1.9692010649153344E-16,4953899762465455,0,false,0,6.2251130546657553E-13,6.2251130546657553E-13,1567075907226.9592,0,false,0,1.9685535944792031E-9,1.9685535944792031E-9,495552913.32119167,0,false,0,6.2251130546657705E-6,6.2251130546657705E-6]
[null,16,12,3445.855311929352,null,312,1,19,3981.5609282021151,1,0.25790257347103335,0.25790257347103335,3.9697792576846979E+25,0,false,0,5.1752520559666867E-24,5.1752520559666867E-24,1.252735808831026E+22,0,false,0,1.6787854070512981E-20,1.6787854070512981E-20,3.9646015602079724E+18,0,false,0,4.840392712722862E-17,4.840392712722862E-17,1374139276512666.3,0,false,0,1.5301632932529159E-13,1.5301632932529159E-13,434683917045.10657,0,false,0,4.8388011986633816E-10,4.8388011986633816E-10,137459124.01062226,0,false,0,1.530163293252922E-6,1.530163293252922E-6]
[null,16,13,3721.0833719876073,null,313,2,19,4003.3641510848552,1,0.45958549308800906,0.45958549308800906,7.5379369605223182E+25,0,false,0,8.6549912945523825E-24,8.6549912945523825E-24,2.3787326554435746E+22,0,false,0,2.8075681969342711E-20,2.8075681969342711E-20,7.5281053919018066E+18,0,false,0,8.0949790150860295E-17,8.0949790150860295E-17,2609257232950408,0,false,0,2.5590154526055785E-13,2.5590154526055785E-13,825390973086.49036,0,false,0,8.0923173978003127E-10,8.0923173978003127E-10,261011543.50960431,0,false,0,2.5590154526055897E-6,2.5590154526055897E-6]
[null,16,14,4018.329676850522,null,314,20,10,4008.008624598338,1,1.0242306581212575E-5,1.0242306581212575E-5,1.7027019271872997E+21,0,false,0,1.9030203321645135E-28,1.9030203321645135E-28,5.3731845966598733E+17,0,false,0,6.173153941896209E-25,6.173153941896209E-25,170048112978276.03,0,false,0,1.7798873655540031E-21,1.7798873655540031E-21,58939035207.375618,0,false,0,5.6266474117620117E-18,5.6266474117620117E-18,18644289.650041927,0,false,0,1.7793021411859342E-14,1.7793021411859342E-14,5895.8420650035996,0,false,0,5.6266474117620453E-11,5.6266474117620453E-11]
[null,16,15,4337.5942265180984,null,315,16,14,4018.329676850522,1,0.88925438233304477,0.88925438233304477,1.5231861707168103E+26,0,false,0,1.6035612516835582E-23,1.6035612516835582E-23,4.8066900845415362E+22,0,false,0,5.201747083092447E-20,5.201747083092447E-20,1.5211995118421649E+19,0,false,0,1.4998044758235352E-16,1.4998044758235352E-16,5272509645394379,0,false,0,4.741238763394927E-13,4.741238763394927E-13,1667862337167.5505,0,false,0,1.4993113423008211E-9,1.4993113423008211E-9,527424380.90611368,0,false,0,4.7412387633949458E-6,4.7412387633949458E-6]
[null,16,16,4678.8770209903341,null,316,8,18,4032.0910798534355,1,0.14067663278526701,0.14067663278526701,2.5073327473615969E+25,0,false,0,2.4379144948377218E-24,2.4379144948377218E-24,7.9123430130129505E+21,0,false,0,7.9082820185613003E-21,7.9082820185613003E-21,2.5040624873303383E+18,0,false,0,2.2801717534605304E-17,2.2801717534605304E-17,867913348271526.25,0,false,0,7.2081653835371746E-14,7.2081653835371746E-14,274548570389.34366,0,false,0,2.2794220363158691E-10,2.2794220363158691E-10,86819881.077338547,0,false,0,7.208165383537179E-7,7.208165383537179E-7]
[null,16,17,5042.1780602672316,null,317,3,19,4039.7028558894217,1,0.5610843122130359,0.5610843122130359,1.0222131422297554E+26,0,false,0,9.5126453396451141E-24,9.5126453396451141E-24,3.2257788768732299E+22,0,false,0,3.0857801718544074E-20,3.0857801718544074E-20,1.0208798916725658E+19,0,false,0,8.8971394403192806E-17,8.8971394403192806E-17,3538391271973570,0,false,0,2.8125974470511685E-13,2.8125974470511685E-13,1119305593275.1411,0,false,0,8.8942140738565462E-10,8.8942140738565462E-10,353955507.25154853,0,false,0,2.8125974470511753E-6,2.8125974470511753E-6]
[null,16,18,5427.4973443487879,null,318,13,16,4046.5835573908776,1,7.2690266902616665E-2,7.2690266902616665E-2,1.3507744103012014E+25,0,false,0,1.2082483637497893E-24,1.2082483637497893E-24,4.2626135197850754E+21,0,false,0,3.9194027638097327E-21,3.9194027638097327E-21,1.3490126243675523E+18,0,false,0,1.130069900327074E-17,1.130069900327074E-17,467570625573192.06,0,false,0,3.5724198074783098E-14,3.5724198074783098E-14,147907446132.52536,0,false,0,1.1296983349931706E-10,1.1296983349931706E-10,46772441.267744191,0,false,0,3.5724198074783059E-7,3.5724198074783059E-7]
[null,16,19,5834.8348732350059,null,319,11,17,4061.0330305439365,1,0.10738555922236456,0.10738555922236456,2.0799397707907827E+25,0,false,0,1.7124879344109213E-24,1.7124879344109213E-24,6.5636269977415587E+21,0,false,0,5.5550912746867024E-21,5.5550912746867024E-21,2.0772269502020367E+18,0,false,0,1.6016831699610937E-17,1.6016831699610937E-17,719971249356393,0,false,0,5.0633015533088762E-14,5.0633015533088762E-14,227749783576.76541,0,false,0,1.6011565388724489E-10,1.6011565388724489E-10,72020805.27129896,0,false,0,5.0633015533088605E-7,5.0633015533088605E-7]
[null,16,20,6264.1906469258838,null,320,4,19,4090.5770426158147,1,0.54027351111590649,0.54027351111590649,1.1384663331229855E+26,0,false,0,7.9194253878901399E-24,7.9194253878901399E-24,3.5926368950889956E+22,0,false,0,2.568960048640229E-20,2.568960048640229E-20,1.1369814560359361E+19,0,false,0,7.4070071412851398E-17,7.4070071412851398E-17,3940801746855947.5,0,false,0,2.3415311759035165E-13,2.3415311759035165E-13,1246600813251.5132,0,false,0,7.404571728147502E-10,7.404571728147502E-10,394209790.28929847,0,false,0,2.3415311759035263E-6,2.3415311759035263E-6]
[null,17,1,{"$f":"3.1416/2*SQRT($H$2/$I$2)*(B330^2/$C$2^2+C330^2/$D$2^2)","v":2111.3862601062729},null,321,15,15,4112.294256729786,1,{"$f":"ABS(SIN(G330*3.1416*$J$2/$C$2)*SIN(H330*3.1416*$K$2/$D$2))*(1/F330^$M$2)+(1-1/F330^$M$2)","v":0.5292798122359863},{"$f":"$J330*$K330","v":0.5292798122359863},{"$f":"10^(LOG10($I330/22.27)/LOG10(2)*70/20)*$L330","v":1.1861204482623151E+26},{"$f":"IF($I330<22.27,M330,0)","v":0},{"$f":"AND($I330>22.27,$I330<44.45)","v":false},{"$f":"IF($O330=TRUE,$L330,0)","v":0},{"$f":"10^(LOG10(44.45/$I330)/LOG10(2)*70/20)*$L330","v":7.2950517850877122E-24},{"$f":"IF($I330>44.45,Q330,0)","v":7.2950517850877122E-24},{"$f":"10^(LOG10($I330/44.548)/LOG10(2)*70/20)*$L330","v":3.7430180941383932E+22},{"$f":"IF($I330<44.528,S330,0)","v":0},{"$f":"AND($I330>44.548,$I330<89.095)","v":false},{"$f":"IF($U330=TRUE,$L330,0)","v":0},{"$f":"10^(LOG10(89.095/$I330)/LOG10(2)*70/20)*$L330","v":2.3664212579499709E-20},{"$f":"IF($I330>89.095,W330,0)","v":2.3664212579499709E-20},{"$f":"10^(LOG10($I330/89.09)/LOG10(2)*70/20)*$L330","v":1.184573416940568E+19},{"$f":"IF($I330<89.09,Y330,0)","v":0},{"$f":"AND($I330>89.09,$I330<176.78)","v":false},{"$f":"IF($AA330=TRUE,$L330,0)","v":0},{"$f":"10^(LOG10(176.78/$I330)/LOG10(2)*70/20)*$L330","v":6.8230329880770851E-17},{"$f":"IF($I330>176.78,AC330,0)","v":6.8230329880770851E-17},{"$f":"10^(LOG10($I330/176.78)/LOG10(2)*70/20)*$L330","v":4105756488794452},{"$f":"IF($I330<176.78,AE330,0)","v":0},{"$f":"AND($I330>176.78,$I330<353.55)","v":false},{"$f":"IF($AG330=TRUE,$L330,0)","v":0},{"$f":"10^(LOG10(353.55/$I330)/LOG10(2)*70/20)*$L330","v":2.1569230528686483E-13},{"$f":"IF($I330>353.55,AI330,0)","v":2.1569230528686483E-13},{"$f":"10^(LOG10($I330/353.55)/LOG10(2)*70/20)*$L330","v":1298781239636.6492},{"$f":"IF($I330<353.55,AK330,0)","v":0},{"$f":"AND($I330>353.55,$I330<707.1)","v":false},{"$f":"IF($AM330=TRUE,$L330,0)","v":0},{"$f":"10^(LOG10(707.1/$I330)/LOG10(2)*70/20)*$L330","v":6.8207895847887204E-10},{"$f":"IF($I330>707.1,AO330,0)","v":6.8207895847887204E-10},{"$f":"10^(LOG10($I330/707.1)/LOG10(2)*70/20)*$L330","v":410710689.95487624},{"$f":"IF($I330<707.1,AQ330,0)","v":0},{"$f":"AND($I330>707.1,$I330<1414.2)","v":false},{"$f":"IF($AS330=TRUE,$L330,0)","v":0},{"$f":"10^(LOG10(1414.2/$I330)/LOG10(2)*70/20)*$L330","v":2.1569230528686457E-6},{"$f":"IF($I330>1414.2,AU330,0)","v":2.1569230528686457E-6}]
[null,17,2,2144.4136273132631,null,322,9,18,4155.6426761889616,{"$f":"IF(ABS(I331-I330)>0.0001,1,$L$2)","v":1},0.21324609564647715,0.21324609564647715,5.3984978296108448E+25,0,false,0,2.6018110801131706E-24,2.6018110801131706E-24,1.7035938539802754E+22,0,false,0,8.4399415254809646E-21,8.4399415254809646E-21,5.3914566853113549E+18,0,false,0,2.4334635793326397E-17,2.4334635793326397E-17,1868690277293460.5,0,false,0,7.6927573144536353E-14,7.6927573144536353E-14,591126113169.16589,0,false,0,2.4326634600593681E-10,2.4326634600593681E-10,186930490.20170143,0,false,0,7.6927573144536277E-7,7.6927573144536277E-7]
[null,17,3,2199.4592393249141,null,323,5,19,4155.9867112640341,1,0.40168959371110241,0.40168959371110241,1.0178890349925804E+26,0,false,0,4.8962912010247149E-24,4.8962912010247149E-24,3.212133372613165E+22,0,false,0,1.5882940826963531E-20,1.5882940826963531E-20,1.0165614242752174E+19,0,false,0,4.5794817320027457E-17,4.5794817320027457E-17,3523423372741031,0,false,0,1.4476831249692181E-13,1.4476831249692181E-13,1114570771136.269,0,false,0,4.5779760050929326E-10,4.5779760050929326E-10,352458225.02408475,0,false,0,1.4476831249692269E-6,1.4476831249692269E-6]
[null,17,4,2276.5230961412258,null,324,19,12,4208.9681128252478,1,0.42447268569817886,0.42447268569817886,1.246304001496315E+26,0,false,0,4.465417007576831E-24,4.465417007576831E-24,3.9329382064292295E+22,0,false,0,1.448524019245753E-20,1.448524019245753E-20,1.2446784740639726E+19,0,false,0,4.1764868085649429E-17,4.1764868085649429E-17,4314081886582912.5,0,false,0,1.3202868421033917E-13,1.3202868421033917E-13,1364681182588.9214,0,false,0,4.1751135857978362E-10,4.1751135857978362E-10,431550081.69530869,0,false,0,1.3202868421033973E-6,1.3202868421033973E-6]
[null,17,5,2375.6051977621973,null,325,18,13,4215.2897573297114,1,0.80900533526542173,0.80900533526542173,2.4171517333188521E+26,0,false,0,8.3634481965095214E-24,8.3634481965095214E-24,7.6277604752072378E+22,0,false,0,2.7129953542537476E-20,2.7129953542537476E-20,2.4139990944394379E+19,0,false,0,7.8222999123195039E-17,7.8222999123195039E-17,8366971860247240,0,false,0,2.4728151009701356E-13,2.4728151009701356E-13,2646739063632.9736,0,false,0,7.8197279515248907E-10,7.8197279515248907E-10,836972381.32215106,0,false,0,2.4728151009701327E-6,2.4728151009701327E-6]
[null,17,6,2496.7055441878297,null,326,12,17,4228.1910726449423,1,7.0839985259279453E-2,7.0839985259279453E-2,2.1931163936658127E+25,0,false,0,7.0677593900876641E-25,7.0677593900876641E-25,6.9207763478563636E+21,0,false,0,2.2926905194789859E-21,2.2926905194789859E-21,2.1902559592485417E+18,0,false,0,6.6104473129218788E-18,6.6104473129218788E-18,759147342680626.13,0,false,0,2.0897196633711738E-14,2.0897196633711738E-14,240142426732.93851,0,false,0,6.6082738074932402E-11,6.6082738074932402E-11,75939703.131619439,0,false,0,2.0897196633711825E-7,2.0897196633711825E-7]
[null,17,7,2639.8241354181218,null,327,6,19,4235.9318618340803,1,0.17554218435940008,0.17554218435940008,5.5513747834846946E+25,0,false,0,1.7145452890024877E-24,1.7145452890024877E-24,1.7518369481251313E+22,0,false,0,5.5617650691764367E-21,5.5617650691764367E-21,5.5441342450710487E+18,0,false,0,1.6036074055470728E-17,1.6036074055470728E-17,1921608642057686.5,0,false,0,5.0693845197869115E-14,5.0693845197869115E-14,607865873448.57605,0,false,0,1.603080141772559E-10,1.603080141772559E-10,192224067.19851673,0,false,0,5.0693845197869406E-7,5.0693845197869406E-7]
[null,17,8,2804.9609714530752,null,328,20,11,4239.2001950472722,1,1.6496737270025364E-5,1.6496737270025364E-5,5.2639482932031169E+21,0,false,0,1.5968753398107661E-28,1.5968753398107661E-28,1.6611343086558868E+18,0,false,0,5.1800588422811195E-25,5.1800588422811195E-25,525708263896241.19,0,false,0,1.4935511689783821E-21,1.4935511689783821E-21,182211594894.59912,0,false,0,4.7214705727463672E-18,4.7214705727463672E-18,57639317.31929554,0,false,0,1.4930600915338376E-14,1.4930600915338376E-14,18227.152550616425,0,false,0,4.7214705727464125E-11,4.7214705727464125E-11]
[null,17,9,2992.1160522926884,null,329,14,16,4242.8125633355367,1,0.14361046522084825,0.14361046522084825,4.6280773511093339E+25,0,false,0,1.3764425278598328E-24,1.3764425278598328E-24,1.4604737058241012E+22,0,false,0,4.4650030654096856E-21,4.4650030654096856E-21,4.6220410496256829E+18,0,false,0,1.2873812346305181E-17,1.2873812346305181E-17,1602009192472624.5,0,false,0,4.0697183608189596E-14,4.0697183608189596E-14,506766412130.74634,0,false,0,1.2869579455594852E-10,1.2869579455594852E-10,160253610.40047491,0,false,0,4.0697183608189627E-7,4.0697183608189627E-7]
[null,17,10,3201.289377936962,null,330,17,14,4258.1651285606613,1,0.92349774446439048,0.92349774446439048,3.1037639980104926E+26,0,false,0,8.4872989586814041E-24,8.4872989586814041E-24,9.7944899453577127E+22,0,false,0,2.7531709534202704E-20,2.7531709534202704E-20,3.0997158255611482E+19,0,false,0,7.9381370387432315E-17,7.9381370387432315E-17,1.074368053698705E+16,0,false,0,2.5094339724892974E-13,2.5094339724892974E-13,3398567539056.6743,0,false,0,7.9355269908705135E-10,7.9355269908705135E-10,1074721420.5332327,0,false,0,2.5094339724893035E-6,2.5094339724893035E-6]
[null,17,11,3432.4809483858962,null,331,10,18,4293.7297544463145,1,0.23933047880637628,0.23933047880637628,8.860313538088988E+25,0,false,0,1.9967948234849656E-24,1.9967948234849656E-24,2.7960325565074903E+22,0,false,0,6.4773463674630175E-21,6.4773463674630175E-21,8.8487572222158551E+18,0,false,0,1.8675942751920671E-17,1.8675942751920671E-17,3066997947388687,0,false,0,5.9039098192936349E-14,5.9039098192936349E-14,970188905977.26648,0,false,0,1.8669802129201034E-10,1.8669802129201034E-10,306800670.35151035,0,false,0,5.9039098192936603E-7,5.9039098192936603E-7]
[null,17,12,3685.6907636394908,null,332,7,19,4330.412494325953,1,8.8871306282798088E-2,8.8871306282798088E-2,3.6321884199560743E+25,0,false,0,6.716472968977195E-25,6.716472968977195E-25,1.1462029001466776E+22,0,false,0,2.1787377088568227E-21,2.1787377088568227E-21,3.627451034928811E+18,0,false,0,6.281890517149741E-18,6.281890517149741E-18,1257282192175881.3,0,false,0,1.9858550436022307E-14,1.9858550436022307E-14,397718308083.76508,0,false,0,6.2798250407160273E-11,6.2798250407160273E-11,125769572.0693257,0,false,0,1.9858550436022353E-7,1.9858550436022353E-7]
[null,17,13,3960.9188236977461,null,333,16,15,4337.5942265180984,1,0.71187208363987653,0.71187208363987653,2.9660332553365099E+26,0,false,0,5.2773320596552641E-24,5.2773320596552641E-24,9.3598556190522756E+22,0,false,0,1.7118988513224182E-20,1.7118988513224182E-20,2.9621647221246665E+19,0,false,0,4.9358677351228321E-17,4.9358677351228321E-17,1.026692550652734E+16,0,false,0,1.5603452192596552E-13,1.5603452192596552E-13,3247754773820.022,0,false,0,4.9342448290153322E-10,4.9342448290153322E-10,1027030236.6956278,0,false,0,1.5603452192596532E-6,1.5603452192596532E-6]
[null,17,14,4258.1651285606613,null,334,13,17,4409.8845966677745,1,1.8852147976745261E-2,1.8852147976745261E-2,9.519085068031398E+24,0,false,0,1.1532221766592935E-25,1.1532221766592935E-25,3.0039198549761343E+21,0,false,0,3.7409048686459151E-22,3.7409048686459151E-22,9.5066695306580429E+17,0,false,0,1.0786041258833506E-18,1.0786041258833506E-18,329503174342146.75,0,false,0,3.4097242503479454E-15,3.4097242503479454E-15,104232324153.72981,0,false,0,1.0782494824209707E-11,1.0782494824209707E-11,32961155.013876569,0,false,0,3.4097242503479728E-8,3.4097242503479728E-8]
[null,17,15,4577.4296782282372,null,335,1,20,4410.9167018929929,1,0.37363203673738121,0.37363203673738121,1.8917342390249381E+26,0,false,0,2.2793688222538369E-24,2.2793688222538369E-24,5.9697103243982873E+22,0,false,0,7.3939801862900891E-21,7.3939801862900891E-21,1.8892668908526133E+19,0,false,0,2.131884614996635E-17,2.131884614996635E-17,6548238956954250,0,false,0,6.7393944601726994E-14,6.7393944601726994E-14,2071416055277.8574,0,false,0,2.1311836544466781E-10,2.1311836544466781E-10,655039271.65192401,0,false,0,6.7393944601727509E-7,6.7393944601727509E-7]
[null,17,16,4918.712472700473,null,336,2,20,4432.7199247757326,1,0.66581679091586476,0.66581679091586476,3.5700039076210228E+26,0,false,0,3.8355469942850616E-24,3.8355469942850616E-24,1.1265794499999187E+23,0,false,0,1.2442022634707251E-20,1.2442022634707251E-20,3.5653476285121257E+19,0,false,0,3.5873718844357798E-17,3.5873718844357798E-17,1.235757020310216E+16,0,false,0,1.1340535990773686E-13,1.1340535990773686E-13,3909092122507.8379,0,false,0,3.5861923617958928E-10,3.5861923617958928E-10,1236163469.0546746,0,false,0,1.1340535990773654E-6,1.1340535990773654E-6]
[null,17,17,5282.0135119773704,null,337,8,19,4439.4286087396531,1,0.33391192286044968,0.33391192286044968,1.8221416838338205E+26,0,false,0,1.8900279341841962E-24,1.8900279341841962E-24,5.7500984007700467E+22,0,false,0,6.1310082688041868E-21,6.1310082688041868E-21,1.8197651037304537E+19,0,false,0,1.7677356272764023E-17,1.7677356272764023E-17,6307344294471769,0,false,0,5.5882328760721146E-14,5.5882328760721146E-14,1995213419000.0435,0,false,0,1.7671543983821313E-10,1.7671543983821313E-10,630941882.21720183,0,false,0,5.5882328760721286E-7,5.5882328760721286E-7]
[null,17,18,5667.3327960589268,null,338,11,18,4446.3523146254929,1,0.21324370099594275,0.21324370099594275,1.184937265793701E+26,0,false,0,1.1853417408323905E-24,1.1853417408323905E-24,3.7392843473715773E+22,0,false,0,3.8450966162777791E-21,3.8450966162777791E-21,1.1833917776713236E+19,0,false,0,1.1086454268051257E-17,1.1086454268051257E-17,4101660902123589,0,false,0,3.5046919496241629E-14,3.5046919496241629E-14,1297485675433.5703,0,false,0,1.1082809058068477E-10,1.1082809058068477E-10,410300996.58120513,0,false,0,3.5046919496241649E-7,3.5046919496241649E-7]
[null,17,19,6074.6703249451439,null,339,15,16,4453.5770512020217,1,0.32860584611856092,0.32860584611856092,1.8607688891683508E+26,0,false,0,1.7924400866684599E-24,1.7924400866684599E-24,5.871993549534163E+22,0,false,0,5.814445804709202E-21,5.814445804709202E-21,1.8583419284340433E+19,0,false,0,1.6764621007201812E-17,1.6764621007201812E-17,6441052383880799,0,false,0,5.2996955439358739E-14,5.2996955439358739E-14,2037509536313.8828,0,false,0,1.6759108824282359E-10,1.6759108824282359E-10,644317088.90654111,0,false,0,5.2996955439358868E-7,5.2996955439358868E-7]
[null,17,20,6504.0260986360217,null,340,3,20,4469.0586295802996,1,0.81286150631255794,0.81286150631255794,4.7924343128582357E+26,0,false,0,4.2585667575567031E-24,4.2585667575567031E-24,1.5123395245632634E+23,0,false,0,1.3814244504859487E-20,1.3814244504859487E-20,4.7861836441337315E+19,0,false,0,3.983020590495821E-17,3.983020590495821E-17,1.6589013625020424E+16,0,false,0,1.2591275678577887E-13,1.2591275678577887E-13,5247632132849.5283,0,false,0,3.9817109791388386E-10,3.9817109791388386E-10,1659446986.2491772,0,false,0,1.2591275678577895E-6,1.2591275678577895E-6]
[null,18,1,2365.7571937382381,null,341,19,13,4484.1961728835031,1,0.4539718443691203,0.4539718443691203,2.7838319069140324E+26,0,false,0,2.2866586687434531E-24,2.2866586687434531E-24,8.7848862346858388E+22,0,false,0,7.417627513558476E-21,7.417627513558476E-21,2.7802010149917483E+19,0,false,0,2.1387027794924968E-17,2.1387027794924968E-17,9636235453380930,0,false,0,6.7609483002392874E-14,6.7609483002392874E-14,3048247469554.0376,0,false,0,2.1379995771400121E-10,2.1379995771400121E-10,963940487.56355047,0,false,0,6.760948300239316E-7,6.760948300239316E-7]
[null,18,2,2398.7845609452283,null,342,20,12,4492.4100103008668,1,2.0607118098996661E-5,2.0607118098996661E-5,1.2908390266570103E+22,0,false,0,1.0161292338779727E-28,1.0161292338779727E-28,4.0734765516230953E+18,0,false,0,3.2961929410681459E-25,3.2961929410681459E-25,1289155413151749,0,false,0,9.5038164048008793E-22,9.5038164048008793E-22,446823989709.52441,0,false,0,3.0043824688473737E-18,3.0043824688473737E-18,141344625.97530359,0,false,0,9.5006915638376591E-15,9.5006915638376591E-15,44697.095310655845,0,false,0,3.0043824688474125E-11,3.0043824688474125E-11]
[null,18,3,2453.8301729568798,null,343,18,14,4512.5360621926266,1,0.75642972443295908,0.75642972443295908,4.9910786338434491E+26,0,false,0,3.5410272908752081E-24,3.5410272908752081E-24,1.5750253410699062E+23,0,false,0,1.1486638481768357E-20,1.1486638481768357E-20,4.9845688776148869E+19,0,false,0,3.3119087744806336E-17,3.3119087744806336E-17,1.7276621035416394E+16,0,false,0,1.0469731565358438E-13,1.0469731565358438E-13,5465144205787.7939,0,false,0,3.3108198237092896E-10,3.3108198237092896E-10,1728230343.1561303,0,false,0,1.0469731565358499E-6,1.0469731565358499E-6]
[null,18,4,2530.8940297731911,null,344,4,20,4519.9328163066921,1,0.78271220653858598,0.78271220653858598,5.2637828920692158E+26,0,false,0,3.5949492065472524E-24,3.5949492065472524E-24,1.6610821133296731E+23,0,false,0,1.1661554262046204E-20,1.1661554262046204E-20,5.2569174535575691E+19,0,false,0,3.3623417282483598E-17,3.3623417282483598E-17,1.8220586953357096E+16,0,false,0,1.0629162130615788E-13,1.0629162130615788E-13,5763750620567.584,0,false,0,3.3612361951953986E-10,3.3612361951953986E-10,1822657982.6202531,0,false,0,1.0629162130615777E-6,1.0629162130615777E-6]
[null,18,5,2629.9761313941631,null,345,9,19,4562.9802050751787,1,0.5061637631637701,0.5061637631637701,3.8005779480342023E+26,0,false,0,2.0821833517660926E-24,2.0821833517660926E-24,1.1993412682932711E+23,0,false,0,6.7543358042242111E-21,6.7543358042242111E-21,3.7956209361767948E+19,0,false,0,1.9474578268746238E-17,1.9474578268746238E-17,1.3155702352295574E+16,0,false,0,6.1563775063312513E-14,6.1563775063312513E-14,4161566682300.2637,0,false,0,1.946817505583433E-10,1.946817505583433E-10,1316002935.0739231,0,false,0,6.156377506331222E-7,6.156377506331222E-7]
[null,18,6,2751.0764778197949,null,346,17,15,4577.4296782282372,1,0.73928481731381235,0.73928481731381235,5.7588401867077066E+26,0,false,0,2.9313998481235449E-24,2.9313998481235449E-24,1.8173064170403035E+23,0,false,0,9.5090852272373108E-21,9.5090852272373108E-21,5.7513290556427076E+19,0,false,0,2.7417266462558253E-17,2.7417266462558253E-17,1.9934228011282204E+16,0,false,0,8.6672502072132143E-14,8.6672502072132143E-14,6305829738892.9873,0,false,0,2.7408251705360257E-10,2.7408251705360257E-10,1994078451.2126658,0,false,0,8.6672502072132364E-7,8.6672502072132364E-7]
[null,18,7,2894.1950690500876,null,347,5,20,4585.3424849549119,1,0.58194107571147302,0.58194107571147302,4.625124782270241E+26,0,false,0,2.2616275407897058E-24,2.2616275407897058E-24,1.4595419692028348E+23,0,false,0,7.3364297441043121E-21,7.3364297441043121E-21,4.6190923317584536E+19,0,false,0,2.1152912648400303E-17,2.1152912648400303E-17,1.6009871606302754E+16,0,false,0,6.6869389326388107E-14,6.6869389326388107E-14,5064431109834.9688,0,false,0,2.1145957601593794E-10,2.1145957601593794E-10,1601513736.0092955,0,false,0,6.68693893263878E-7,6.68693893263878E-7]
[null,18,8,3059.3319050850405,null,348,14,17,4606.1136026124332,1,3.7245230437518199E-2,3.7245230437518199E-2,3.1198725518612582E+25,0,false,0,1.3733808619654949E-25,1.3733808619654949E-25,9.8453234071889416E+21,0,false,0,4.4550714138319523E-22,4.4550714138319523E-22,3.1158033693725097E+18,0,false,0,1.2845176706681385E-18,1.2845176706681385E-18,1079944030370777.1,0,false,0,4.0606659538694058E-15,4.0606659538694058E-15,341620612506.17358,0,false,0,1.2840953231327573E-11,1.2840953231327573E-11,108029923.11813088,0,false,0,4.0606659538694162E-8,4.0606659538694162E-8]
[null,18,9,3246.4869859246537,null,349,12,18,4613.5103567264987,1,0.14067236548916442,0.14067236548916442,1.2005413830862889E+26,0,false,0,5.0912797308903783E-25,5.0912797308903783E-25,3.7885259681992192E+22,0,false,0,1.6515458615355035E-21,1.6515458615355035E-21,1.1989755428502411E+19,0,false,0,4.7618537302782639E-18,4.7618537302782639E-18,4155674561461316,0,false,0,1.5053352523978483E-14,1.5053352523978483E-14,1314571912190.0332,0,false,0,4.7602880397216367E-11,4.7602880397216367E-11,415704139.06033772,0,false,0,1.5053352523978384E-7,1.5053352523978384E-7]
[null,18,10,3455.6603115689277,null,350,6,20,4665.2876355249582,1,0.25431380149798366,0.25431380149798366,2.4711109985052026E+26,0,false,0,8.0841454574552454E-25,8.0841454574552454E-25,7.7980387182261567E+22,0,false,0,2.6223931270765472E-21,2.6223931270765472E-21,2.4678879817198305E+19,0,false,0,7.5610691687456325E-18,7.5610691687456325E-18,8553751882035141,0,false,0,2.390233848040968E-14,2.390233848040968E-14,2705823519542.3989,0,false,0,7.5585831002382705E-11,7.5585831002382705E-11,855656526.82070577,0,false,0,2.3902338480409867E-7,2.3902338480409867E-7]
[null,18,11,3686.8518820178615,null,351,16,16,4678.8770209903341,1,0.44196911154504026,0.44196911154504026,4.4422317582634298E+26,0,false,0,1.3582169227178853E-24,1.3582169227178853E-24,1.4018267599968922E+23,0,false,0,4.4058815393156963E-21,4.4058815393156963E-21,4.4364378511787E+19,0,false,0,1.2703348984598404E-17,1.2703348984598404E-17,1.537678731779622E+16,0,false,0,4.0158308367255795E-14,4.0158308367255795E-14,4864166432846.6953,0,false,0,1.2699172141992617E-10,1.2699172141992617E-10,1538184484.593199,0,false,0,4.0158308367255892E-7,4.0158308367255892E-7]
[null,18,12,3940.0616972714561,null,352,10,19,4701.0672833325316,1,0.56807800126503094,0.56807800126503094,6.0326528435598787E+26,0,false,0,1.6523198583943394E-24,1.6523198583943394E-24,1.9037129645796447E+23,0,false,0,5.3599137511677172E-21,5.3599137511677172E-21,6.0247845845513282E+19,0,false,0,1.5454082072076376E-17,1.5454082072076376E-17,2.0882030651589104E+16,0,false,0,4.8854030077876072E-14,4.8854030077876072E-14,6605649830870.666,0,false,0,1.5449000792446133E-10,1.5449000792446133E-10,2088889889.1057372,0,false,0,4.8854030077876012E-7,4.8854030077876012E-7]
[null,18,13,4215.2897573297114,null,353,7,20,4759.7682680168309,1,0.12875081751630119,0.12875081751630119,1.5794681944084635E+26,0,false,0,3.2417208843795985E-25,3.2417208843795985E-25,4.9842982130929713E+22,0,false,0,1.051572687779621E-21,1.051572687779621E-21,1.577408128104006E+19,0,false,0,3.0319686801228551E-18,3.0319686801228551E-18,5467329896839237,0,false,0,9.5847743271365333E-15,9.5847743271365333E-15,1729490173199.3335,0,false,0,3.0309717732459335E-11,3.0309717732459335E-11,546912813.8188982,0,false,0,9.5847743271365897E-8,9.5847743271365897E-8]
[null,18,14,4512.5360621926266,null,354,20,13,4767.6380703591221,1,2.2039230616562454E-5,2.2039230616562454E-5,2.7561265722745659E+22,0,false,0,5.4435248986466499E-29,5.4435248986466499E-29,8.6974570288142049E+18,0,false,0,1.7658096772760058E-25,1.7658096772760058E-25,2752531815822741.5,0,false,0,5.0913072379839855E-22,5.0913072379839855E-22,954033342451.27661,0,false,0,1.6094833441424766E-18,1.6094833441424766E-18,301791061.04935604,0,false,0,5.0896332235948242E-15,5.0896332235948242E-15,95434.713039489492,0,false,0,1.609483344142466E-11,1.609483344142466E-11]
[null,18,15,4831.8006118602025,null,355,19,14,4781.4424777464183,1,0.42446913780091755,0.42446913780091755,5.4896928873045498E+26,0,false,0,1.0137496152278823E-24,1.0137496152278823E-24,1.7323721076174677E+23,0,false,0,3.288473763294934E-21,3.288473763294934E-21,5.482532799257949E+19,0,false,0,9.4815599259891037E-18,9.4815599259891037E-18,1.9002574507976736E+16,0,false,0,2.997346666395836E-14,2.997346666395836E-14,6011118132094.6396,0,false,0,9.4784424029236352E-11,9.4784424029236352E-11,1900882458.1756117,0,false,0,2.9973466663958164E-7,2.9973466663958164E-7]
[null,18,16,5173.0834063324382,null,356,13,18,4795.2038807493318,1,3.7436149100456423E-2,3.7436149100456423E-2,5.0061623185623496E+25,0,false,0,8.6469694165260634E-26,8.6469694165260634E-26,1.579785271219662E+22,0,false,0,2.8049660025634077E-22,2.8049660025634077E-22,4.9996328890090916E+18,0,false,0,8.0874761843984334E-19,8.0874761843984334E-19,1732883321715585,0,false,0,2.556643629326978E-15,2.556643629326978E-15,548166057793.71259,0,false,0,8.0848170340325835E-12,8.0848170340325835E-12,173345327.86236408,0,false,0,2.5566436293270069E-8,2.5566436293270069E-8]
[null,18,17,5536.3844456093357,null,357,15,17,4816.8780904789191,1,8.5223597340068236E-2,8.5223597340068236E-2,1.2010069290348498E+26,0,false,0,1.8679305472943011E-25,1.8679305472943011E-25,3.7899950828339138E+22,0,false,0,6.0593271791808262E-22,6.0593271791808262E-22,1.1994404815972438E+19,0,false,0,1.747068028999957E-18,1.747068028999957E-18,4157286048980903,0,false,0,5.5228976809356146E-15,5.5228976809356146E-15,1315081676898.2175,0,false,0,1.7464935955818545E-11,1.7464935955818545E-11,415865340.815198,0,false,0,5.5228976809356283E-8,5.5228976809356283E-8]
[null,18,18,5921.703729690892,null,358,18,15,4831.8006118602025,1,0.60554236758043378,0.60554236758043378,8.846041490920084E+26,0,false,0,1.2803438221965716E-24,1.2803438221965716E-24,2.7915287532999545E+23,0,false,0,4.1532711865381985E-21,4.1532711865381985E-21,8.8345037897700426E+19,0,false,0,1.197500496540041E-17,1.197500496540041E-17,3.0620576775907532E+16,0,false,0,3.7855839643783125E-14,3.7855839643783125E-14,9686261416609.0879,0,false,0,1.1971067601245173E-10,1.1971067601245173E-10,3063064808.8293881,0,false,0,3.7855839643783152E-7,3.7855839643783152E-7]
[null,18,19,6329.0412585771101,null,359,11,19,4853.6898435117109,1,0.50615807918947608,0.50615807918947608,7.7931692720978598E+26,0,false,0,1.0154177492662492E-24,1.0154177492662492E-24,2.4592758382068265E+23,0,false,0,3.2938849762181061E-21,3.2938849762181061E-21,7.7830048094775509E+19,0,false,0,9.4971619174588972E-18,9.4971619174588972E-18,2.6976059095908188E+16,0,false,0,3.002278827083091E-14,3.002278827083091E-14,8533384668261.8408,0,false,0,9.4940392644813697E-11,9.4940392644813697E-11,2698493170.2067819,0,false,0,3.0022788270830825E-7,3.0022788270830825E-7]
[null,18,20,6758.3970322679879,null,360,8,20,4868.784382430531,1,0.48374930947813027,0.48374930947813027,7.72195396542584E+26,0,false,0,9.3605209843646638E-25,9.3605209843646638E-25,2.4368025571969842E+23,0,false,0,3.0364329816228984E-21,3.0364329816228984E-21,7.7118823873942487E+19,0,false,0,8.7548581344497041E-18,8.7548581344497041E-18,2.6729547278412528E+16,0,false,0,2.7676189412813029E-14,2.7676189412813029E-14,8455405147365.7178,0,false,0,8.7519795498727137E-11,8.7519795498727137E-11,2673833880.5187368,0,false,0,2.767618941281295E-7,2.767618941281295E-7]
[null,19,1,2634.6636092920298,null,361,17,16,4918.712472700473,1,0.45898843541702289,0.45898843541702289,8.2494593478014405E+26,0,false,0,7.8879566116692524E-25,7.8879566116692524E-25,2.603266443211266E+23,0,false,0,2.5587519811440027E-21,2.5587519811440027E-21,8.2386997558752625E+19,0,false,0,7.3775745197527698E-18,7.3775745197527698E-18,2.855550740728084E+16,0,false,0,2.3322268240118573E-14,2.3322268240118573E-14,9033014356818.6465,0,false,0,7.3751487840181348E-11,7.3751487840181348E-11,2856489950.4547892,0,false,0,2.3322268240118544E-7,2.3322268240118544E-7]
[null,19,2,2667.6909764990201,null,362,14,18,4991.4328866939904,1,7.3960696768332487E-2,7.3960696768332487E-2,1.5766355103070439E+26,0,false,0,1.0716604350953587E-25,1.0716604350953587E-25,4.9753591649026089E+22,0,false,0,3.4763290373038777E-22,3.4763290373038777E-22,1.5745791386114173E+19,0,false,0,1.0023197526328056E-18,1.0023197526328056E-18,5457524559491745,0,false,0,3.1685711978487794E-15,3.1685711978487794E-15,1726388433427.3662,0,false,0,1.0019901913610179E-11,1.0019901913610179E-11,545931957.58004344,0,false,0,3.1685711978487816E-8,3.1685711978487816E-8]
[null,19,3,2722.7365885106715,null,363,9,20,4992.3359787660565,1,0.73329628009616599,0.73329628009616599,1.5664743756822553E+27,0,false,0,1.0602839367707308E-24,1.0602839367707308E-24,4.9432938625858321E+23,0,false,0,3.4394251354953938E-21,3.4394251354953938E-21,1.5644312569353594E+20,0,false,0,9.9167935889132957E-18,9.9167935889132957E-18,5.4223517872151216E+16,0,false,0,3.1349343817983484E-14,3.1349343817983484E-14,17152621679258.588,0,false,0,9.9135329616547087E-11,9.9135329616547087E-11,5424135234.9639149,0,false,0,3.1349343817983623E-7,3.1349343817983623E-7]
[null,19,4,2799.8004453269828,null,364,12,19,5020.8478856127167,1,0.33390179394977831,0.33390179394977831,7.6211151326804321E+26,0,false,0,4.5186166206824282E-25,4.5186166206824282E-25,2.4049810355200912E+23,0,false,0,1.4657812915827456E-21,1.4657812915827456E-21,7.6111750765636731E+19,0,false,0,4.2262441956083359E-18,4.2262441956083359E-18,2.6380493611498948E+16,0,false,0,1.3360163359153047E-14,1.3360163359153047E-14,8344988381186.084,0,false,0,4.2248546126849753E-11,4.2248546126849753E-11,2638917033.2189479,0,false,0,1.3360163359153033E-7,1.3360163359153033E-7]
[null,19,5,2898.8825469479548,null,365,16,17,5042.1780602672316,1,0.11462424678066215,0.11462424678066215,2.748415815066142E+26,0,false,0,1.4765802799832119E-25,1.4765802799832119E-25,8.6731243366386367E+22,0,false,0,4.7898370930891964E-22,4.7898370930891964E-22,2.7448311155886608E+19,0,false,0,1.3810396768483459E-18,1.3810396768483459E-18,9513642634813974,0,false,0,4.3657949787517737E-15,4.3657949787517737E-15,3009467465600.1899,0,false,0,1.3805855930182049E-11,1.3805855930182049E-11,951677173.54710102,0,false,0,4.3657949787517772E-8,4.3657949787517772E-8]
[null,19,6,3019.9828933735866,null,366,20,14,5064.8843752220364,1,2.0606945857200359E-5,2.0606945857200359E-5,5.2060401323155682E+22,0,false,0,2.519453003281963E-29,2.519453003281963E-29,1.6428603387299428E+19,0,false,0,8.1727824846422347E-26,8.1727824846422347E-26,5199250006440197,0,false,0,2.3564343968664211E-22,2.3564343968664211E-22,1802071036334.7275,0,false,0,7.4492497428277261E-19,7.4492497428277261E-19,570052330.39802992,0,false,0,2.3556596046759124E-15,2.3556596046759124E-15,180266.37495446167,0,false,0,7.4492497428277551E-12,7.4492497428277551E-12]
[null,19,7,3163.1014846038793,null,367,19,15,5100.7070274139942,1,0.33979897717725593,0.33979897717725593,9.3175903234825362E+26,0,false,0,3.8276043225172589E-25,3.8276043225172589E-25,2.9403345356416112E+23,0,false,0,1.2416257625945192E-21,1.2416257625945192E-21,9.3054375913593586E+19,0,false,0,3.5799431350476031E-18,3.5799431350476031E-18,3.2252843281314848E+16,0,false,0,1.1317051946599538E-14,1.1317051946599538E-14,10202599178260.631,0,false,0,3.5787660549696859E-11,3.5787660549696859E-11,3226345145.7065787,0,false,0,1.1317051946599543E-7,1.1317051946599543E-7]
[null,19,8,3328.2383206388322,null,368,10,20,5130.4230570234095,1,0.82299349627154261,0.82299349627154261,2.4144037672508747E+27,0,false,0,8.66501700970215E-25,8.66501700970215E-25,7.6190887701290134E+23,0,false,0,2.810820410373688E-21,2.810820410373688E-21,2.4112547124843427E+20,0,false,0,8.1043560266839686E-18,8.1043560266839686E-18,8.3574597744121264E+16,0,false,0,2.5619797490582005E-14,2.5619797490582005E-14,26437300886326.055,0,false,0,8.1016913262505822E-11,8.1016913262505822E-11,8360208598.7978411,0,false,0,2.561979749058211E-7,2.561979749058211E-7]
[null,19,9,3515.3934014784459,null,369,18,16,5173.0834063324382,1,0.37595381017609097,0.37595381017609097,1.2143986762273863E+27,0,false,0,3.5949612157720167E-25,3.5949612157720167E-25,3.8322551687529735E+23,0,false,0,1.1661593218431696E-21,1.1661593218431696E-21,1.2128147622227385E+20,0,false,0,3.3623529604287007E-18,3.3623529604287007E-18,4.2036415881781848E+16,0,false,0,1.0629197638209957E-14,1.0629197638209957E-14,13297454069141.125,0,false,0,3.3612474236826037E-11,3.3612474236826037E-11,4205024193.995986,0,false,0,1.0629197638209983E-7,1.0629197638209983E-7]
[null,19,10,3724.5667271227194,null,370,15,18,5202.1973745604764,1,0.16923500180645579,0.16923500180645579,5.8351950940954979E+26,0,false,0,1.5160429778952909E-25,1.5160429778952909E-25,1.8414015922265555E+23,0,false,0,4.917849024993671E-22,4.917849024993671E-22,5.827584374971401E+19,0,false,0,1.4179489816188702E-18,1.4179489816188702E-18,2.0198530559070112E+16,0,false,0,4.4824740721462173E-15,4.4824740721462173E-15,6389437033088.71,0,false,0,1.4174827620631994E-11,1.4174827620631994E-11,2020517399.0788918,0,false,0,4.4824740721462354E-8,4.4824740721462354E-8]
[null,19,11,3955.7582975716537,null,371,13,19,5202.5414096355489,1,8.8858940416244134E-2,8.8858940416244134E-2,3.0661983247346697E+26,0,false,0,7.9540539390957262E-26,7.9540539390957262E-26,9.6759446534391671E+22,0,false,0,2.5801931066251523E-22,2.5801931066251523E-22,3.0621991483829334E+19,0,false,0,7.4393950878227148E-19,7.4393950878227148E-19,1.061364694129791E+16,0,false,0,2.3517697763388598E-15,2.3517697763388598E-15,3357433780865.0903,0,false,0,7.4369490255756058E-12,7.4369490255756058E-12,1061713784.0724272,0,false,0,2.351769776338874E-8,2.351769776338874E-8]
[null,19,12,4208.9681128252478,null,372,17,17,5282.0135119773704,1,0.11903819139485121,0.11903819139485121,4.8993165757586632E+26,0,false,0,8.933541310076282E-26,8.933541310076282E-26,1.5460681601807383E+23,0,false,0,2.8979262502499716E-22,2.8979262502499716E-22,4.8929265028035944E+19,0,false,0,8.3555057393284975E-19,8.3555057393284975E-19,1.6958986628254088E+16,0,false,0,2.6413741482749598E-15,2.6413741482749598E-15,5364666349828.3623,0,false,0,8.3527584612361742E-12,8.3527584612361742E-12,1696456455.2319298,0,false,0,2.6413741482749565E-8,2.6413741482749565E-8]
[null,19,13,4484.1961728835031,null,373,11,20,5283.0456172025888,1,0.73328804553354165,0.73328804553354165,3.0248953239932368E+27,0,false,0,5.4906703797503492E-25,5.4906703797503492E-25,9.5456055472008052E+23,0,false,0,1.7811030668209756E-21,1.7811030668209756E-21,3.0209500182545944E+20,0,false,0,5.1354022193885859E-18,5.1354022193885859E-18,1.0470676584830792E+17,0,false,0,1.6234228168188651E-14,1.6234228168188651E-14,33122077141681.395,0,false,0,5.1337137066339118E-11,5.1337137066339118E-11,10474120460.351295,0,false,0,1.6234228168188773E-7,1.6234228168188773E-7]
[null,19,14,4781.4424777464183,null,374,20,15,5384.1489248896132,1,1.6496415172374486E-5,1.6496415172374486E-5,8.4829106446557673E+22,0,false,0,9.9087934869717129E-30,9.9087934869717129E-30,2.6769362319334609E+19,0,false,0,3.2142855512195628E-26,3.2142855512195628E-26,8471846567237464,0,false,0,9.2676552306115687E-23,9.2676552306115687E-23,2936359918099.686,0,false,0,2.9297263032255337E-19,2.9297263032255337E-19,928863946.23190224,0,false,0,9.2646080390977818E-16,9.2646080390977818E-16,293732.57065049809,0,false,0,2.9297263032255453E-12,2.9297263032255453E-12]
[null,19,15,5100.7070274139942,null,375,14,19,5398.7704155802076,1,0.17555409157190877,0.17555409157190877,9.3166590236726815E+26,0,false,0,1.0217584163493917E-25,1.0217584163493917E-25,2.9400406471040291E+23,0,false,0,3.3144532872009294E-22,3.3144532872009294E-22,9.3045075062236266E+19,0,false,0,9.5564659250919621E-19,9.5564659250919621E-19,3.2249619586585356E+16,0,false,0,3.0210262347850504E-15,3.0210262347850504E-15,10201579421183.328,0,false,0,9.553323773043413E-12,9.553323773043413E-12,3226022670.2041326,0,false,0,3.0210262347850525E-8,3.0210262347850525E-8]
[null,19,16,5441.9898218862299,null,376,16,18,5427.4973443487879,1,0.22761811536285309,0.22761811536285309,1.2848515009373158E+27,0,false,0,1.2455100131297899E-25,1.2455100131297899E-25,4.054581828797233E+23,0,false,0,4.0402747765065304E-22,4.0402747765065304E-22,1.2831756968327283E+20,0,false,0,1.164920573139241E-18,1.164920573139241E-18,4.4475140740041112E+16,0,false,0,3.6825910754875692E-15,3.6825910754875692E-15,14068900233371.02,0,false,0,1.1645375489549769E-11,1.1645375489549769E-11,4448976891.1126938,0,false,0,3.6825910754875716E-8,3.6825910754875716E-8]
[null,19,17,5805.2908611631274,null,377,19,16,5441.9898218862299,1,0.21096578373892089,0.21096578373892089,1.2283528513305948E+27,0,false,0,1.1191477391248204E-25,1.1191477391248204E-25,3.8762900979008005E+23,0,false,0,3.6303717624943228E-22,3.6303717624943228E-22,1.2267507371962758E+20,0,false,0,1.046734439663566E-18,1.046734439663566E-18,4.2519439718523184E+16,0,false,0,3.3089765901574347E-15,3.3089765901574347E-15,13450249856998.906,0,false,0,1.0463902749074906E-11,1.0463902749074906E-11,4253342464.6470342,0,false,0,3.3089765901574142E-8,3.3089765901574142E-8]
[null,19,18,6190.6101452446846,null,378,12,20,5450.2036593035946,1,0.48373463538832523,0.48373463538832523,2.8663808023203143E+27,0,false,0,2.5215465773235674E-25,2.5215465773235674E-25,9.0453842385853911E+23,0,false,0,8.1795737703838349E-22,8.1795737703838349E-22,2.8626422436538742E+20,0,false,0,2.3583925083603208E-18,2.3583925083603208E-18,9.9219784936038032E+16,0,false,0,7.4554397991100856E-15,7.4554397991100856E-15,31386370727882.09,0,false,0,2.357617072345619E-11,2.357617072345619E-11,9925241898.6543732,0,false,0,7.4554397991101318E-8,7.4554397991101318E-8]
[null,19,19,6597.9476741309018,null,379,18,17,5536.3844456093357,1,9.7503244435132641E-2,9.7503244435132641E-2,6.9336948134026308E+26,0,false,0,4.2350634884888566E-26,4.2350634884888566E-26,2.1880530922319785E+23,0,false,0,1.3738002913720638E-22,1.3738002913720638E-22,6.9246513447840055E+19,0,false,0,3.9610380761968305E-19,3.9610380761968305E-19,2.4000987853429592E+16,0,false,0,1.2521783721065119E-15,1.2521783721065119E-15,7592275100059.4316,0,false,0,3.9597356926584386E-12,3.9597356926584386E-12,2400888193.8770452,0,false,0,1.2521783721065172E-8,1.2521783721065172E-8]
[null,19,20,7027.3034478217796,null,380,15,19,5609.5349034466935,1,0.40169844664069576,0.40169844664069576,3.3275563668173243E+27,0,false,0,1.4978261103515635E-25,1.4978261103515635E-25,1.0500707334157821E+24,0,false,0,4.8587558425478903E-22,4.8587558425478903E-22,3.3232163068074931E+20,0,false,0,1.400910817689138E-18,1.400910817689138E-18,1.1518337926729752E+17,0,false,0,4.428612382450704E-15,4.428612382450704E-15,36436162865139.633,0,false,0,1.4004502002568906E-11,1.4004502002568906E-11,11522126385.068832,0,false,0,4.4286123824506913E-8,4.4286123824506913E-8]
[null,20,1,2918.1055067676484,null,381,13,20,5631.8971833264268,1,0.1287329026741017,0.1287329026741017,1.1168742012415212E+27,0,false,0,4.583121574058651E-26,4.583121574058651E-26,3.5244990087202506E+23,0,false,0,1.4867058713402904E-22,1.4867058713402904E-22,1.1154174863064385E+20,0,false,0,4.286575422547641E-19,4.286575422547641E-19,3.8660605722062128E+16,0,false,0,1.3550884720783181E-15,1.3550884720783181E-15,12229578047758.688,0,false,0,4.2851660028049615E-12,4.2851660028049615E-12,3867332145.3712835,0,false,0,1.3550884720783141E-8,1.3550884720783141E-8]
[null,20,2,2951.1328739746386,null,382,17,18,5667.3327960589268,1,0.23638322207121165,0.23638322207121165,2.2059851672752091E+27,0,false,0,7.8237906578500195E-26,7.8237906578500195E-26,6.9613860958292324E+23,0,false,0,2.5379373684958789E-22,2.5379373684958789E-22,2.2031079483940212E+20,0,false,0,7.3175603577539463E-19,7.3175603577539463E-19,7.6360186926998528E+16,0,false,0,2.3132549196197692E-15,2.3132549196197692E-15,24155153503770.473,0,false,0,7.3151543545881347E-12,7.3151543545881347E-12,7638530230.2911978,0,false,0,2.3132549196197548E-8,2.3132549196197548E-8]
[null,20,3,3006.1784859862901,null,383,20,16,5725.431719361849,1,1.0241876490131917E-5,1.0241876490131917E-5,1.0761341959908668E+23,0,false,0,3.0107808820738303E-30,3.0107808820738303E-30,3.3959365368128713E+19,0,false,0,9.766587122703012E-27,9.766587122703012E-27,1.0747306173660818E+16,0,false,0,2.8159714123283051E-23,2.8159714123283051E-23,3725039024895.0225,0,false,0,8.9019555761839507E-20,8.9019555761839507E-20,1178348208.33922,0,false,0,2.8150455250377998E-16,2.8150455250377998E-16,372626.42151305295,0,false,0,8.9019555761840194E-13,8.9019555761840194E-13]
[null,20,4,3083.2423428026013,null,384,19,17,5805.2908611631274,1,5.4713764889656888E-2,5.4713764889656888E-2,6.7534710479628006E+26,0,false,0,1.3691551699104744E-26,1.3691551699104744E-26,2.1311802159550508E+23,0,false,0,4.4413638106467463E-23,4.4413638106467463E-23,6.7446626413147349E+19,0,false,0,1.2805653976564608E-19,1.2805653976564608E-19,2.3377143204706108E+16,0,false,0,4.048171878602607E-16,4.048171878602607E-16,7394933214728.0605,0,false,0,1.2801443496226822E-12,1.2801443496226822E-12,2338483210.3371797,0,false,0,4.0481718786025956E-9,4.0481718786025956E-9]
[null,20,5,{"$f":"3.1416/2*SQRT($H$2/$I$2)*(B394^2/$C$2^2+C394^2/$D$2^2)","v":3182.3244444235734},null,385,14,20,5828.1261892710854,1,{"$f":"ABS(SIN(G394*3.1416*$J$2/$C$2)*SIN(H394*3.1416*$K$2/$D$2))*(1/F394^$M$2)+(1-1/F394^$M$2)","v":0.25433105187281169},{"$f":"$J394*$K394","v":0.25433105187281169},{"$f":"10^(LOG10($I394/22.27)/LOG10(2)*70/20)*$L394","v":3.285889839477477E+27},{"$f":"IF($I394<22.27,M394,0)","v":0},{"$f":"AND($I394>22.27,$I394<44.45)","v":false},{"$f":"IF($O394=TRUE,$L394,0)","v":0},{"$f":"10^(LOG10(44.45/$I394)/LOG10(2)*70/20)*$L394","v":6.0804019365404569E-26},{"$f":"IF($I394>44.45,Q394,0)","v":6.0804019365404569E-26},{"$f":"10^(LOG10($I394/44.548)/LOG10(2)*70/20)*$L394","v":1.0369221053838353E+24},{"$f":"IF($I394<44.528,S394,0)","v":0},{"$f":"AND($I394>44.548,$I394<89.095)","v":false},{"$f":"IF($U394=TRUE,$L394,0)","v":0},{"$f":"10^(LOG10(89.095/$I394)/LOG10(2)*70/20)*$L394","v":1.9724044219840315E-22},{"$f":"IF($I394>89.095,W394,0)","v":1.9724044219840315E-22},{"$f":"10^(LOG10($I394/89.09)/LOG10(2)*70/20)*$L394","v":3.2816041242207322E+20},{"$f":"IF($I394<89.09,Y394,0)","v":0},{"$f":"AND($I394>89.09,$I394<176.78)","v":false},{"$f":"IF($AA394=TRUE,$L394,0)","v":0},{"$f":"10^(LOG10(176.78/$I394)/LOG10(2)*70/20)*$L394","v":5.6869758044198449E-19},{"$f":"IF($I394>176.78,AC394,0)","v":5.6869758044198449E-19},{"$f":"10^(LOG10($I394/176.78)/LOG10(2)*70/20)*$L394","v":1.1374109222771624E+17},{"$f":"IF($I394<176.78,AE394,0)","v":0},{"$f":"AND($I394>176.78,$I394<353.55)","v":false},{"$f":"IF($AG394=TRUE,$L394,0)","v":0},{"$f":"10^(LOG10(353.55/$I394)/LOG10(2)*70/20)*$L394","v":1.7977883494179531E-15},{"$f":"IF($I394>353.55,AI394,0)","v":1.7977883494179531E-15},{"$f":"10^(LOG10($I394/353.55)/LOG10(2)*70/20)*$L394","v":35979921645210.82},{"$f":"IF($I394<353.55,AK394,0)","v":0},{"$f":"AND($I394>353.55,$I394<707.1)","v":false},{"$f":"IF($AM394=TRUE,$L394,0)","v":0},{"$f":"10^(LOG10(707.1/$I394)/LOG10(2)*70/20)*$L394","v":5.6851059350753683E-12},{"$f":"IF($I394>707.1,AO394,0)","v":5.6851059350753683E-12},{"$f":"10^(LOG10($I394/707.1)/LOG10(2)*70/20)*$L394","v":11377850243.325905},{"$f":"IF($I394<707.1,AQ394,0)","v":0},{"$f":"AND($I394>707.1,$I394<1414.2)","v":false},{"$f":"IF($AS394=TRUE,$L394,0)","v":0},{"$f":"10^(LOG10(1414.2/$I394)/LOG10(2)*70/20)*$L394","v":1.7977883494179538E-8},{"$f":"IF($I394>1414.2,AU394,0)","v":1.7977883494179538E-8}]
[null,20,6,3303.4247908492052,null,386,16,19,5834.8348732350059,{"$f":"IF(ABS(I395-I394)>0.0001,1,$L$2)","v":1},0.540277379930591,0.540277379930591,7.0742335549253179E+27,0,false,0,1.2745024936752985E-25,1.2745024936752985E-25,2.2324026398025907E+24,0,false,0,4.1343226658221894E-22,4.1343226658221894E-22,7.0650067846568215E+20,0,false,0,1.192037125152303E-18,1.192037125152303E-18,2.4487462773222691E+17,0,false,0,3.7683129476424783E-15,3.7683129476424783E-15,77461625751460.375,0,false,0,1.1916451850853005E-11,1.1916451850853005E-11,24495516863.416801,0,false,0,3.7683129476424672E-8,3.7683129476424672E-8]
[null,20,7,3446.5433820794979,null,387,18,18,5921.703729690892,1,0.19361963426949796,0.19361963426949796,3.0104658140528781E+27,0,false,0,3.8463748321121922E-26,3.8463748321121922E-26,9.5000706128059067E+23,0,false,0,1.2477146752213868E-22,1.2477146752213868E-22,3.0065393284128971E+20,0,false,0,3.5974991181909794E-19,3.5974991181909794E-19,1.0420728829394533E+17,0,false,0,1.1372550586022639E-15,1.1372550586022639E-15,32964076520116.105,0,false,0,3.5963162657314271E-12,3.5963162657314271E-12,10424156276.764395,0,false,0,1.1372550586022645E-8,1.1372550586022645E-8]
[null,20,8,3611.6802181144508,null,388,15,20,6038.8906771375714,1,0.58195390124504776,0.58195390124504776,1.1363764904261672E+28,0,false,0,9.2053740593313124E-26,9.2053740593313124E-26,3.586042017612924E+24,0,false,0,2.9861053085205426E-22,2.9861053085205426E-22,1.1348943390758713E+21,0,false,0,8.6097498310837542E-19,8.6097498310837542E-19,3.9335677553792595E+17,0,false,0,2.7217467543462835E-15,2.7217467543462835E-15,124431247188415.8,0,false,0,8.6069189579050937E-12,8.6069189579050937E-12,39348615321.081734,0,false,0,2.7217467543462855E-8,2.7217467543462855E-8]
[null,20,9,3798.8352989540645,null,389,17,19,6074.6703249451439,1,0.56108235355782121,0.56108235355782121,1.1735165635702026E+28,0,false,0,8.2861064735109794E-26,8.2861064735109794E-26,3.7032442511630124E+24,0,false,0,2.6879066910307541E-22,2.6879066910307541E-22,1.1719859712234458E+21,0,false,0,7.7499625056882208E-19,7.7499625056882208E-19,4.0621281360125427E+17,0,false,0,2.4499475257700158E-15,2.4499475257700158E-15,128498020534149.34,0,false,0,7.7474143293273599E-12,7.7474143293273599E-12,40634641971.099586,0,false,0,2.4499475257700261E-8,2.4499475257700261E-8]
[null,20,10,4008.008624598338,null,390,20,17,6088.7327586387455,1,2.6562204182051893E-6,2.6562204182051893E-6,5.7069267251128254E+22,0,false,0,3.8186727174413305E-31,3.8186727174413305E-31,1.8009241831479683E+19,0,false,0,1.2387284644337903E-27,1.2387284644337903E-27,5699483303656221,0,false,0,3.571589440260365E-24,3.571589440260365E-24,1975452953958.7317,0,false,0,1.1290643929967184E-20,1.1290643929967184E-20,624898540.22972965,0,false,0,3.5704151068651014E-17,3.5704151068651014E-17,197610.2693640301,0,false,0,1.1290643929967269E-13,1.1290643929967269E-13]
[null,20,11,4239.2001950472722,null,391,19,18,6190.6101452446846,1,0.10864929889066879,0.10864929889066879,2.8310905983907213E+27,0,false,0,1.2879132228451172E-26,1.2879132228451172E-26,8.9340196026853102E+23,0,false,0,4.1778253516522474E-23,4.1778253516522474E-23,2.8273980679762274E+20,0,false,0,1.2045801269314947E-19,1.2045801269314947E-19,9.7998214361253728E+16,0,false,0,3.807964360345605E-16,3.807964360345605E-16,30999949139131.41,0,false,0,1.2041840627438306E-12,1.2041840627438306E-12,9803044662.9031029,0,false,0,3.807964360345621E-9,3.807964360345621E-9]
[null,20,12,4492.4100103008668,null,392,16,20,6264.1906469258838,1,0.78271781141910701,0.78271781141910701,2.3398868163454646E+28,0,false,0,8.0872728586050985E-26,8.0872728586050985E-26,7.3839370231310375E+24,0,false,0,2.6234076159083534E-22,2.6234076159083534E-22,2.3368349524310093E+21,0,false,0,7.5639942146317218E-19,7.5639942146317218E-19,8.0995193138516378E+17,0,false,0,2.391158524634736E-15,2.391158524634736E-15,256213532478488.59,0,false,0,7.5615071843735939E-12,7.5615071843735939E-12,81021832998.955124,0,false,0,2.391158524634729E-8,2.391158524634729E-8]
[null,20,13,4767.6380703591221,null,393,18,19,6329.0412585771101,1,0.4595781339261345,0.4595781339261345,1.5486560456259092E+28,0,false,0,4.2126003138849078E-26,4.2126003138849078E-26,4.8870648919902929E+24,0,false,0,1.3665135255656082E-22,1.3665135255656082E-22,1.5466361669426723E+21,0,false,0,3.9400283581228367E-19,3.9400283581228367E-19,5.3606736293557197E+17,0,false,0,1.2455367003855723E-15,1.2455367003855723E-15,169575140674413.31,0,false,0,3.9387328825491396E-12,3.9387328825491396E-12,53624367907.460632,0,false,0,1.2455367003855687E-8,1.2455367003855687E-8]
[null,20,14,5064.8843752220364,null,394,20,18,6474.0520427203028,1,5.2746596166265517E-6,5.2746596166265517E-6,2.3130073887428972E+23,0,false,0,3.7153383574301518E-31,3.7153383574301518E-31,7.2991141166345781E+19,0,false,0,1.2052081230557006E-27,1.2052081230557006E-27,2.3099905830862368E+16,0,false,0,3.4749412233691342E-24,3.4749412233691342E-24,8006476162579.8301,0,false,0,1.0985115923000665E-20,1.0985115923000665E-20,2532702819.5502892,0,false,0,3.4737986677665271E-17,3.4737986677665271E-17,800910.95461093576,0,false,0,1.0985115923000751E-13,1.0985115923000751E-13]
[null,20,15,5384.1489248896132,null,395,17,20,6504.0260986360217,1,0.81285866874359824,0.81285866874359824,3.7611609220102283E+28,0,false,0,5.4261860599836342E-26,5.4261860599836342E-26,1.1869025111804581E+25,0,false,0,1.760185180341769E-22,1.760185180341769E-22,3.7562553209298003E+21,0,false,0,5.075090290982348E-19,5.075090290982348E-19,1.3019260298198956E+18,0,false,0,1.6043567813812794E-15,1.6043567813812794E-15,411840572508284.56,0,false,0,5.0734216087016752E-12,5.0734216087016752E-12,130235424199.39011,0,false,0,1.6043567813812804E-8,1.6043567813812804E-8]
[null,20,16,5725.431719361849,null,396,19,19,6597.9476741309018,1,0.25789141801112581,0.25789141801112581,1.4097392077997166E+28,0,false,0,1.4572078930806696E-26,1.4572078930806696E-26,4.4486876274167965E+24,0,false,0,4.726995554010516E-23,4.726995554010516E-23,1.4079005153522874E+21,0,false,0,1.3629207602473749E-19,1.3629207602473749E-19,4.8798129299694419E+17,0,false,0,4.3085167727428913E-16,4.3085167727428913E-16,154363988796655.84,0,false,0,1.3624726338905536E-12,1.3624726338905536E-12,48814179330.615105,0,false,0,4.308516772742879E-9,4.308516772742879E-9]
[null,20,17,6088.7327586387455,null,397,18,20,6758.3970322679879,1,0.66580612945327122,0.66580612945327122,4.8125235949389482E+28,0,false,0,2.8451765424592657E-26,2.8451765424592657E-26,1.518679061701851E+25,0,false,0,9.2293878796848736E-23,9.2293878796848736E-23,4.8062467241969535E+21,0,false,0,2.6610823305991083E-19,2.6610823305991083E-19,1.6658552684378744E+18,0,false,0,8.412314339503616E-16,8.412314339503616E-16,526962954695893.75,0,false,0,2.6602073706126366E-12,2.6602073706126366E-12,166640317937.11432,0,false,0,8.4123143395036219E-9,8.4123143395036219E-9]
[null,20,18,6474.0520427203028,null,398,20,19,6881.3895716065199,1,1.2520002079596202E-5,1.2520002079596202E-5,1.1160800192019748E+24,0,false,0,4.3381042266370135E-31,4.3381042266370135E-31,3.5219928233252717E+20,0,false,0,1.4072253855827959E-27,1.4072253855827959E-27,1.1146243401014075E+17,0,false,0,4.0574116697247119E-24,4.0574116697247119E-24,38633115107032.867,0,false,0,1.2826443578245033E-20,1.2826443578245033E-20,12220881892.698463,0,false,0,4.0560775986894528E-17,4.0560775986894528E-17,3864582.1796836532,0,false,0,1.2826443578245133E-13,1.2826443578245133E-13]
[null,20,19,6881.3895716065199,null,399,19,20,7027.3034478217796,1,0.37361587545155184,0.37361587545155184,4.2507515615330791E+28,0,false,0,1.0143116967175555E-26,1.0143116967175555E-26,1.3414017127699628E+25,0,false,0,3.2902970835742557E-23,3.2902970835742557E-23,4.2452073979396972E+21,0,false,0,9.4868170518586819E-20,9.4868170518586819E-20,1.4713978526873764E+18,0,false,0,2.9990085689543603E-16,2.9990085689543603E-16,465449895123503.44,0,false,0,9.4836978002578986E-13,9.4836978002578986E-13,147188180527.67722,0,false,0,2.9990085689543618E-9,2.9990085689543618E-9]
[null,20,20,7310.7453452973978,null,400,20,20,16116.754532482057,1,1.8138143462462109E-5,1.8138143462462109E-5,3.2058763348294147E+28,0,false,0,3.1697529362420702E-35,3.1697529362420702E-35,1.0116723935091072E+25,0,false,0,1.0282272082161016E-31,1.0282272082161016E-31,3.2016949794612293E+21,0,false,0,2.9646573437961768E-28,2.9646573437961768E-28,1.1097142438848932E+18,0,false,0,9.3719871791100366E-25,9.3719871791100366E-25,351037877002407.5,0,false,0,2.9636825687884199E-21,2.9636825687884199E-21,111007923631.76463,0,false,0,9.3719871791100096E-18,9.3719871791100096E-18]

{"sheet":"計算表s-5","index":12,"n_rows":409,"n_cols":48,"rows_kept":409,"cut":false,"hidden":true,"merged":[[7,36,7,41],[7,42,7,47],[8,44,8,45],[8,46,8,47],[8,36,8,37],[8,38,8,39],[8,40,8,41],[8,42,8,43],[7,30,7,35],[8,12,8,13],[8,14,8,15],[8,16,8,17],[8,18,8,19],[8,20,8,21],[8,22,8,23],[8,28,8,29],[8,30,8,31],[8,32,8,33],[8,34,8,35],[8,24,8,25],[8,26,8,27],[7,12,7,17],[7,18,7,23],[7,24,7,29]]}
[null,"ヤング率","辺長ｘ","辺長ｙ","板厚","ポアソン比","密度","曲げ剛性","面密度","加振点ｘ","加振点ｙ","縮退重み","周波数重み"]
[null,{"$f":"床衝撃音計算シート!D7","v":29000000000},{"$f":"床衝撃音計算シート!D9","v":8},{"$f":"床衝撃音計算シート!F9","v":6.5},{"$f":"(床衝撃音計算シート!L9)/1000","v":0.24399999999999999},{"$f":"床衝撃音計算シート!L7","v":0.16},{"$f":"床衝撃音計算シート!G7","v":1684},{"$f":"B2*E2^3/12/(1-F2^2)","v":36028730.158730157},{"$f":"G2*E2","v":410.89600000000002},{"$f":"床衝撃音計算シート!D27","v":3.6},{"$f":"床衝撃音計算シート!F27","v":0.75},1,0]
[]
[null,"周波数","31.5Hz","63Hz","125Hz","250Hz","500Hz","1000Hz","(2000Hz)","(4000Hz)"]
[null,"モード数１",{"$f":"M8","v":0.26966197772275113},{"$f":"S8","v":1.3822501725252987},{"$f":"Y8","v":4.1022059099504009},{"$f":"AE8","v":9.9881583311268418},{"$f":"AK8","v":17.558891728498008},{"$f":"AQ8","v":27.147095594034994},{"$f":"H6*I7/H7","v":45.904727105241882},{"$f":"H6*J7/H7","v":92.992170467360665}]
[null,"モード数２",{"$f":"C5*($D$7^2+$C$7^2)/2/$D$7^2","v":0.22384050885189302},{"$f":"D5*($D$7^2+$C$7^2)/2/$D$7^2","v":1.1473756314907264},3.4051513900955475,8.290951739704898,14.575251923069635,22.534210209892329,38.10450980415586,77.190766501227117]
[null,null,{"$f":"MIN(C2,D2)","v":6.5},{"$f":"MAX(C2,D2)","v":8},null,null,null,{"$f":"0.354*SQRT(I2/H2)*C2*D2*1000-0.139*SQRT(SQRT(I2/H2*1000^2))*(C2+D2)","v":58.461455975913239},{"$f":"0.354*SQRT(I2/H2)*C2*D2*2000-0.139*SQRT(SQRT(I2/H2*2000^2))*(C2+D2)","v":119.09257780737779},{"$f":"0.354*SQRT(I2/H2)*C2*D2*4000-0.139*SQRT(SQRT(I2/H2*4000^2))*(C2+D2)","v":241.25352649349409}]
[null,null,null,null,null,null,null,null,null,null,null,null,{"$f":"M9+O9+Q9","v":0.26966197772275113},null,null,null,null,null,{"$f":"S9+U9+W9","v":1.3822501725252987},null,null,null,null,null,{"$f":"Y9+AA9+AC9","v":4.1022059099504009},null,null,null,null,null,{"$f":"AE9+AG9+AI9","v":9.9881583311268418},null,null,null,null,null,{"$f":"AK9+AM9+AO9","v":17.558891728498008},null,null,null,null,null,{"$f":"AQ9+AS9+AU9","v":27.147095594034994}]
[null,"m","n","fi",null,"No.","m","n","fi","縮退ﾁｪｯｸ","周波数重み","重み",{"$f":"SUM(N10:N409)","v":3.5202632034069842E-2},null,{"$f":"SUM(P10:P409)","v":0.10957695148287713},null,{"$f":"SUM(R10:R409)","v":0.12488239420580419},null,{"$f":"SUM(T10:T409)","v":3.2077976482031888E-2},null,{"$f":"SUM(V10:V409)","v":1.175830077914533},null,{"$f":"SUM(X10:X409)","v":0.17434211812873393},null,{"$f":"SUM(Z10:Z409)","v":7.4732122231689013E-2},null,{"$f":"SUM(AB10:AB409)","v":3.1261704073532783},null,{"$f":"SUM(AD10:AD409)","v":0.90130338036543389},null,{"$f":"SUM(AF10:AF409)","v":0.48223412531259802},null,{"$f":"SUM(AH10:AH409)","v":7.5689637891189623},null,{"$f":"SUM(AJ10:AJ409)","v":1.9369604166952812},null,{"$f":"SUM(AL10:AL409)","v":0.92046869990461933},null,{"$f":"SUM(AN10:AN409)","v":14.180228850026195},null,{"$f":"SUM(AP10:AP409)","v":2.4581941785671946},null,{"$f":"SUM(AR10:AR409)","v":1.3226752410702083},null,{"$f":"SUM(AT10:AT409)","v":20.967017472765313},null,{"$f":"SUM(AV10:AV409)","v":4.8574028801994746}]
[null,1,1,{"$f":"3.1416/2*SQRT($H$2/$I$2)*(B10^2/$C$2^2+C10^2/$D$2^2)","v":18.276863363243493},null,1,1,1,18.276863363243493,{"$f":"1","v":1},{"$f":"ABS(SIN(G10*3.1416*$J$2/$C$2)*SIN(H10*3.1416*$K$2/$D$2))*(1/F10^$M$2)+(1-1/F10^$M$2)","v":0.35024007865422874},{"$f":"$J10*$K10","v":0.35024007865422874},{"$f":"10^(LOG10($I10/22.27)/LOG10(2)*70/20)*$L10","v":3.5202632034069842E-2},{"$f":"IF($I10<22.27,M10,0)","v":3.5202632034069842E-2},{"$f":"AND($I10>22.27,$I10<44.45)","v":false},{"$f":"IF($O10=TRUE,$L10,0)","v":0},{"$f":"10^(LOG10(44.45/$I10)/LOG10(2)*70/20)*$L10","v":10763.240901140271},{"$f":"IF($I10>44.45,Q10,0)","v":0},{"$f":"10^(LOG10($I10/44.548)/LOG10(2)*70/20)*$L10","v":1.1108828690868194E-5},{"$f":"IF($I10<44.528,S10,0)","v":1.1108828690868194E-5},{"$f":"AND($I10>44.548,$I10<89.095)","v":false},{"$f":"IF($U10=TRUE,$L10,0)","v":0},{"$f":"10^(LOG10(89.095/$I10)/LOG10(2)*70/20)*$L10","v":34914573.361851387},{"$f":"IF($I10>89.095,W10,0)","v":0},{"$f":"10^(LOG10($I10/89.09)/LOG10(2)*70/20)*$L10","v":3.5156718000259369E-9},{"$f":"IF($I10<89.09,Y10,0)","v":3.5156718000259369E-9},{"$f":"AND($I10>89.09,$I10<176.78)","v":false},{"$f":"IF($AA10=TRUE,$L10,0)","v":0},{"$f":"10^(LOG10(176.78/$I10)/LOG10(2)*70/20)*$L10","v":100668165066.65446},{"$f":"IF($I10>176.78,AC10,0)","v":0},{"$f":"10^(LOG10($I10/176.78)/LOG10(2)*70/20)*$L10","v":1.2185392732101479E-12},{"$f":"IF($I10<176.78,AE10,0)","v":1.2185392732101479E-12},{"$f":"AND($I10>176.78,$I10<353.55)","v":false},{"$f":"IF($AG10=TRUE,$L10,0)","v":0},{"$f":"10^(LOG10(353.55/$I10)/LOG10(2)*70/20)*$L10","v":318236019526337.06},{"$f":"IF($I10>353.55,AI10,0)","v":0},{"$f":"10^(LOG10($I10/353.55)/LOG10(2)*70/20)*$L10","v":3.8546269174149339E-16},{"$f":"IF($I10<353.55,AK10,0)","v":3.8546269174149339E-16},{"$f":"AND($I10>353.55,$I10<707.1)","v":false},{"$f":"IF($AM10=TRUE,$L10,0)","v":0},{"$f":"10^(LOG10(707.1/$I10)/LOG10(2)*70/20)*$L10","v":1.0063506552090459E+18},{"$f":"IF($I10>707.1,AO10,0)","v":0},{"$f":"10^(LOG10($I10/707.1)/LOG10(2)*70/20)*$L10","v":1.2189400589224926E-19},{"$f":"IF($I10<707.1,AQ10,0)","v":1.2189400589224926E-19},{"$f":"AND($I10>707.1,$I10<1414.2)","v":false},{"$f":"IF($AS10=TRUE,$L10,0)","v":0},{"$f":"10^(LOG10(1414.2/$I10)/LOG10(2)*70/20)*$L10","v":3.182360195263384E+21},{"$f":"IF($I10>1414.2,AU10,0)","v":0}]
[null,1,2,51.30423057023409,null,2,2,1,40.080086245983381,{"$f":"IF(ABS(I11-I10)>0.0001,1,$L$2)","v":1},0.10957695148287713,0.10957695148287713,101.61630662409272,0,true,0.10957695148287713,0.36497367038513517,0,3.2066867653341019E-2,3.2066867653341019E-2,false,0,1183.9277878149053,0,1.0148377066673842E-5,1.0148377066673842E-5,false,0,3413584.2570819794,0,3.517448931096488E-9,3.517448931096488E-9,false,0,10791151955.260761,0,1.112680865403555E-12,1.112680865403555E-12,false,0,34124618755603.141,0,3.5186058435625115E-16,3.5186058435625115E-16,false,0,1.0791151955260693E+17,0]
[null,1,3,106.34984258188508,null,3,1,2,51.30423057023409,1,0.65496011420793954,0.65496011420793954,10718.442581094419,0,false,0,0.12361880291448937,0.12361880291448937,3.3823988601490695,0,true,0.65496011420793954,401.00354557751518,0,1.0704462747581208E-3,1.0704462747581208E-3,false,0,1156201.7585074822,0,3.7101894029034306E-7,3.7101894029034306E-7,false,0,3655028828.1617899,0,1.1736508010499575E-10,1.1736508010499575E-10,false,0,11558216010567.463,0,3.7114097089989958E-14,3.7114097089989958E-14,false,0,3.6550288281617792E+16,0]
[null,1,4,183.41369939819648,null,4,2,2,73.107453452973971,1,0.20491239304635911,0.20491239304635911,205957.45636389934,0,false,0,6.2971703822750874E-4,6.2971703822750874E-4,64.993608947739745,0,true,0.20491239304635911,2.0427213262571127,0,2.0568883049507627E-2,2.0568883049507627E-2,false,0,5889.7184715855901,0,7.1292183194423032E-6,7.1292183194423032E-6,false,0,18618801.299170498,0,2.2551982885093819E-9,2.2551982885093819E-9,false,0,58877819407.481201,0,7.1315631670031405E-13,7.1315631670031405E-13,false,0,186188012991705.75,0]
[null,1,5,282.49580101916825,null,5,3,1,76.418791050549856,1,0.31595757066023433,0.31595757066023433,531519.65977676935,0,false,0,5.8012918230598831E-4,5.8012918230598831E-4,167.73066401893217,0,true,0.31595757066023433,1.8818646800730268,0,5.3082641014684788E-2,5.3082641014684788E-2,false,0,5425.9252227807256,0,1.8398555519782053E-5,1.8398555519782053E-5,false,0,17152640.499625623,0,5.8200477331578116E-9,5.8200477331578116E-9,false,0,54241411864.865608,0,1.8404606927678525E-12,1.8404606927678525E-12,false,0,171526404996256.34,0]
[null,1,6,403.59614744480047,null,6,1,3,106.34984258188508,1,0.87455621779354731,0.87455621779354731,68634623.062979609,0,false,0,3.4420622790301527E-5,3.4420622790301527E-5,21658.89951441799,0,false,0,0.11165608673176448,0.11165608673176448,6.8545104404237467,0,true,0.87455621779354731,321.93471915917291,0,2.3757877997097692E-3,2.3757877997097692E-3,false,0,1017712.2380715803,0,7.5153717275782416E-7,7.5153717275782416E-7,false,0,3218288674.9337173,0,2.3765692121981788E-10,2.3765692121981788E-10,false,0,10177122380715.883,0]
[null,1,7,546.71473867509303,null,7,3,2,109.44615825754045,1,0.59085073118884657,0.59085073118884657,64735909.866057381,0,false,0,1.6657000986824121E-5,1.6657000986824121E-5,20428.589889344625,0,false,0,5.4033175349748788E-2,5.4033175349748788E-2,6.4651476214861923,0,true,0.59085073118884657,155.79226928567451,0,2.2408338240856177E-3,2.2408338240856177E-3,false,0,492496.42742192728,0,7.088469420455542E-7,7.088469420455542E-7,false,0,1557410450.1491072,0,2.2415708493093212E-10,2.2415708493093212E-10,false,0,4924964274219.2939,0]
[null,1,8,711.85157471004607,null,8,4,1,127.29297777694293,1,0.2084281952466274,0.2084281952466274,132246523.94529016,0,false,0,1.0146474862604771E-6,1.0146474862604771E-6,41732.787992931539,0,false,0,3.2913863417947213E-3,3.2913863417947213E-3,13.207403765602999,0,true,0.2084281952466274,9.4899576781296595,0,4.5777140475433782E-3,4.5777140475433782E-3,false,0,30000.013956365936,0,1.4480764121293973E-6,1.4480764121293973E-6,false,0,94868373.938955799,0,4.5792196882935626E-10,4.5792196882935626E-10,false,0,300000139563.65961,0]
[null,1,9,899.0066555496594,null,9,2,3,128.15306546462497,1,0.27361575698142909,0.27361575698142909,187746540.54902878,0,false,0,1.2316768471811898E-6,1.2316768471811898E-6,59246.824335287391,0,false,0,3.9954017599332483E-3,3.9954017599332483E-3,18.750166678498132,0,true,0.27361575698142909,11.519824679170421,0,6.4988473829717839E-3,6.4988473829717839E-3,false,0,36416.906468028959,0,2.05579193098805E-6,2.05579193098805E-6,false,0,115160369.77628939,0,6.500984897317946E-10,6.500984897317946E-10,false,0,364169064680.28918,0]
[null,1,10,1108.1799811939331,null,10,4,2,160.32034498393352,1,0.38976737067734651,0.38976737067734651,3614512004.1056042,0,false,0,1.2982185208419799E-7,1.2982185208419799E-7,1140624.7866873969,0,false,0,4.2112544169525568E-4,4.2112544169525568E-4,360.97976740463031,0,true,0.38976737067734651,1.2142186312569001,0,0.12511634999989524,0.12511634999989524,false,0,3838.4339655944282,0,3.9578277132404854E-5,3.9578277132404854E-5,false,0,12138193.97943083,0,1.2515750160375639E-8,1.2515750160375639E-8,false,0,38384339655.944382,0]
[null,1,11,1339.3715516428674,null,11,3,3,164.49177026919145,1,0.7889521354654816,0.7889521354654816,9862737068.3383293,0,false,0,1.9493524575137972E-7,1.9493524575137972E-7,3112365.4733887035,0,false,0,6.3234494155714916E-4,6.3234494155714916E-4,984.98733130719654,0,true,0.7889521354654816,1.8232216185488987,0,0.34139868994694522,0.34139868994694522,false,0,5763.6372950395398,0,1.0799525372480458E-4,1.0799525372480458E-4,false,0,18226221.459416978,0,3.4151097825816413E-8,3.4151097825816413E-8,false,0,57636372950.395737,0]
[null,1,12,1592.581366896462,null,12,1,4,183.41369939819648,1,0.98048789759089372,0.98048789759089372,43470037503.4851,0,false,0,6.8309479043712191E-8,6.8309479043712191E-8,13717758.358081648,0,false,0,2.2158719100386068E-4,2.2158719100386068E-4,4341.3340471009387,0,false,0,0.63889584699911928,0.63889584699911928,1.5047155523669196,0,true,0.98048789759089372,2019.7017707264765,0,4.7598934221680449E-4,4.7598934221680449E-4,false,0,6386857.7897708518,0,1.5052104633704432E-7,1.5052104633704432E-7,false,0,20197017707.26487,0]
[null,1,13,1867.8094269547169,null,13,5,1,192.70264642516258,1,0.25074822532785485,0.25074822532785485,19744588762.390625,0,false,0,9.8359011728849197E-9,9.8359011728849197E-9,6230762.9134309627,0,false,0,3.1906402191948341E-5,3.1906402191948341E-5,1971.883632106375,0,false,0,9.1994793384804624E-2,9.1994793384804624E-2,0.68345903275276043,0,true,0.25074822532785485,290.81742817646199,0,2.1619980927318298E-4,2.1619980927318298E-4,false,0,919645.45631004905,0,6.8368382699725001E-8,6.8368382699725001E-8,false,0,2908174281.7646246,0]
[null,1,14,2165.055731817632,null,14,2,4,205.21692228093636,1,0.30675779652828822,0.30675779652828822,50201008535.729355,0,false,0,5.789823039433838E-9,5.789823039433838E-9,15841838.286196884,0,false,0,1.8781443537237325E-5,1.8781443537237325E-5,5013.5532442890844,0,false,0,5.4151985149630412E-2,5.4151985149630412E-2,1.7377081462641979,0,true,0.30675779652828822,171.1873082424548,0,5.4969230310938162E-4,5.4969230310938162E-4,false,0,541341.80055947322,0,1.7382796900893038E-7,1.7382796900893038E-7,false,0,1711873082.424552,0]
[null,1,15,2484.3202814852079,null,15,4,3,215.3659569955845,1,0.52044921534060595,0.52044921534060595,149292162241.00946,0,false,0,5.604104453154691E-9,5.604104453154691E-9,47111848.160091549,0,false,0,1.8178996257197789E-5,1.8178996257197789E-5,14909.744369331291,0,false,0,5.2414966581411565E-2,5.2414966581411565E-2,5.1677488972150343,0,true,0.52044921534060595,165.69617929789393,0,1.6347231836992306E-3,1.6347231836992306E-3,false,0,523977.32616898493,0,5.169448604371415E-7,5.169448604371415E-7,false,0,1656961792.9789419,0]
[null,1,16,2825.6030759574442,null,16,5,2,225.73001363215317,1,0.46890717626952277,0.46890717626952277,232313074697.27548,0,false,0,2.9233890716388052E-9,2.9233890716388052E-9,73310602.086889848,0,false,0,9.4830992955062305E-6,9.4830992955062305E-6,23201.007376382389,0,false,0,2.734234198796107E-2,2.734234198796107E-2,8.0415181718474731,0,true,0.46890717626952277,86.435647982807993,0,2.5437877205570316E-3,2.5437877205570316E-3,false,0,273333.51865821256,0,8.0441630809281284E-7,8.0441630809281284E-7,false,0,864356479.82808423,0]
[null,1,17,3188.9041152343411,null,17,3,4,241.55562708550281,1,0.88451491723886699,0.88451491723886699,963478779650.00781,0,false,0,2.508156795734493E-9,2.508156795734493E-9,304043194.84009147,0,false,0,8.1361390358196087E-6,8.1361390358196087E-6,96222.21350553236,0,false,0,2.345869098770248E-2,2.345869098770248E-2,33.350822483156122,0,true,0.88451491723886699,74.158503219779462,0,1.0549924888578503E-2,1.0549924888578503E-2,false,0,234509.77804343353,0,3.3361791791606134E-6,3.3361791791606134E-6,false,0,741585032.19779503,0]
[null,1,18,3574.223399315898,null,18,6,1,272.64779699520886,1,0.28687788674607917,0.28687788674607917,1277099386790.7603,0,false,0,1.9904714969717323E-10,1.9904714969717323E-10,403011862.73063201,0,false,0,6.4568343070655449E-7,6.4568343070655449E-7,127543.36936014691,0,false,0,1.8616800929949682E-3,1.8616800929949682E-3,44.206801272445396,0,true,0.28687788674607917,5.8852136823380361,0,1.3984015933165072E-2,1.3984015933165072E-2,false,0,18610.679752974873,0,4.4221341184886566E-6,4.4221341184886566E-6,false,0,58852136.823380329,0]
[null,1,19,3981.5609282021151,null,19,5,3,280.77562564380418,1,0.6261231450260959,0.6261231450260959,3922063178413.4102,0,false,0,3.0873896515379976E-10,3.0873896515379976E-10,1237678135.020956,0,false,0,1.0015096147650461E-6,1.0015096147650461E-6,391694.77159898781,0,false,0,2.8876232904271413E-3,2.8876232904271413E-3,135.76223534316344,0,true,0.6261231450260959,9.1284642094015016,0,4.2945908944202631E-2,4.2945908944202631E-2,false,0,28866.738441037043,0,1.3580688844987702E-5,1.3580688844987702E-5,false,0,91284642.094014943,0]
[null,1,20,4410.9167018929929,null,20,1,5,282.49580101916825,1,0.95898741277313282,0.95898741277313282,6449243406319.7139,0,false,0,4.404570428106133E-10,4.404570428106133E-10,2035175668.6028047,0,false,0,1.4287861690734872E-6,1.4287861690734872E-6,644083.17972240236,0,false,0,4.1195772442231444E-3,4.1195772442231444E-3,223.24059080259624,0,true,0.95898741277313282,13.022963748915162,0,7.0618092439512087E-2,7.0618092439512087E-2,false,0,41182.227332377028,0,2.2331401612517429E-5,2.2331401612517429E-5,false,0,130229637.48915176,0]
[null,2,1,40.080086245983381,null,21,4,4,292.42981381189588,1,0.58348925611618485,0.58348925611618485,5864650801192.1406,0,false,0,1.7931230060639968E-10,1.7931230060639968E-10,1850696874.5732806,0,false,0,5.8166611076606419E-7,5.8166611076606419E-7,585700.16636244964,0,false,0,1.6771008325210139E-3,1.6771008325210139E-3,203.00491503020754,0,true,0.58348925611618485,5.301714727117659,0,6.421690519514503E-2,6.421690519514503E-2,false,0,16765.494042149876,0,2.030716847037577E-5,2.030716847037577E-5,false,0,53017147.271176629,0]
[null,2,2,73.107453452973971,null,22,2,5,304.29902390190819,1,0.30003110325324467,0.30003110325324467,4789311988924.3721,0,false,0,5.8055843862471455E-11,5.8055843862471455E-11,1511354218.644515,0,false,0,1.8832571325293881E-7,1.8832571325293881E-7,478306.53925796418,0,false,0,5.4299400400970531E-4,5.4299400400970531E-4,165.78205699256733,0,true,0.30003110325324467,1.716533229231918,0,5.244213242503841E-2,5.244213242503841E-2,false,0,5428.1546837367769,0,1.6583658381929111E-5,1.6583658381929111E-5,false,0,17165332.292319231,0]
[null,2,3,128.15306546462497,null,23,6,2,305.67516420219943,1,0.53647079508693385,0.53647079508693385,9024780570661.2031,0,false,0,9.8501315551479194E-11,9.8501315551479194E-11,2847933110.0902405,0,false,0,3.1952563727312292E-7,3.1952563727312292E-7,901300.97439840459,0,false,0,9.2127889585453767E-4,9.2127889585453767E-4,312.39282184387304,0,true,0.53647079508693385,2.9123817693135057,0,9.8819775969496815E-2,9.8819775969496815E-2,false,0,9209.7598069817523,0,3.1249556993118354E-5,3.1249556993118354E-5,false,0,29123817.693135049,0]
[null,2,4,205.21692228093636,null,24,3,5,340.63772870647466,1,0.86511896182125891,0.86511896182125891,51262824748884.484,0,false,0,4.5095752868862536E-11,4.5095752868862536E-11,16176913640.838287,0,false,0,1.46284839883219E-7,1.46284839883219E-7,5119596.3752057357,0,false,0,4.2177878719844986E-4,4.2177878719844986E-4,1774.462919470034,0,true,0.86511896182125891,1.3333430908351975,0,0.56131900577358584,0.56131900577358584,false,0,4216.4010694880108,0,1.7750465521857353E-4,1.7750465521857353E-4,false,0,13333430.90835198,0]
[null,2,5,304.29902390190819,null,25,5,4,357.83948246011556,1,0.70196306836452815,0.70196306836452815,73756646344796.188,0,false,0,2.063544691434382E-11,2.063544691434382E-11,23275246812.917522,0,false,0,6.6938743800588432E-8,6.6938743800588432E-8,7366044.7141545285,0,false,0,1.9300251618239471E-4,1.9300251618239471E-4,2553.0866596685905,0,false,0,0.61012687047374925,0.61012687047374925,0.80762243591260341,0,true,0.70196306836452815,1929.3905723675825,0,2.5539263869371934E-4,2.5539263869371934E-4,false,0,6101268.7047375022,0]
[null,2,6,425.39937032754034,null,26,6,3,360.7207762138504,1,0.71633960500832983,0.71633960500832983,82622942969905.234,0,false,0,1.9183320349360981E-11,1.9183320349360981E-11,26073167440.995041,0,false,0,6.2228231423371747E-8,6.2228231423371747E-8,8251517.9647168778,0,false,0,1.794208340399948E-4,1.794208340399948E-4,2859.9935589927422,0,false,0,0.56719194203229562,0.56719194203229562,0.90470684027149251,0,true,0.71633960500832983,1793.6184073162465,0,2.8609342299920653E-4,2.8609342299920653E-4,false,0,5671919.4203229621,0]
[null,2,7,568.5179615578329,null,27,7,1,367.12842948708169,1,0.16099492125633644,0.16099492125633644,22787778294503.359,0,false,0,3.5132485829301476E-12,3.5132485829301476E-12,7191096537.1601324,0,false,0,1.1396527915131927E-8,1.1396527915131927E-8,2275805.668669661,0,false,0,3.2859274591645684E-5,3.2859274591645684E-5,788.79905270105394,0,false,0,0.10387598446484479,0.10387598446484479,0.24952220480861964,0,true,0.16099492125633644,328.48470510117659,0,7.8905849398225547E-5,7.8905849398225547E-5,false,0,1038759.8446484518,0]
[null,2,8,733.65479759278594,null,28,4,5,391.51191543286774,1,0.57069429768449276,0.57069429768449276,170605554624389.22,0,false,0,5.8965829535125009E-12,5.8965829535125009E-12,53837675495.362549,0,false,0,1.9127759009170124E-8,1.9127759009170124E-8,17038303.747863628,0,false,0,5.5150506389811437E-5,5.5150506389811437E-5,5905.5120746772527,0,false,0,0.1743438714387473,0.1743438714387473,1.8681011194822685,0,true,0.57069429768449276,551.32372983801906,0,5.907454437074312E-4,5.907454437074312E-4,false,0,1743438.7143874783,0]
[null,2,9,920.80987843239927,null,29,7,2,400.15579669407231,1,0.30106563594353281,0.30106563594353281,116016669877004.59,0,false,0,2.4131731947129242E-12,2.4131731947129242E-12,36611163327.256851,0,false,0,7.828024413421004E-9,7.828024413421004E-9,11586535.183640681,0,false,0,2.2570313136264506E-5,2.2570313136264506E-5,4015.9175727362153,0,false,0,7.1350129479284916E-2,7.1350129479284916E-2,1.2703623358160752,0,true,0.30106563594353281,225.62892050246398,0,4.0172384348704946E-4,4.0172384348704946E-4,false,0,713501.29479284992,0]
[null,2,10,1129.983204076673,null,30,1,6,403.59614744480047,1,0.81284914084082716,0.81284914084082716,346016047373446.13,0,false,0,5.8980734219007163E-12,5.8980734219007163E-12,109191636319.77327,0,false,0,1.9132593897505575E-8,1.9132593897505575E-8,34556474.610476002,0,false,0,5.5164446681505134E-5,5.5164446681505134E-5,11977.347105109078,0,false,0,0.17438794001729638,0.17438794001729638,3.7888154748553013,0,true,0.81284914084082716,551.46308691947991,0,1.1981286534635158E-3,1.1981286534635158E-3,false,0,1743879.4001729668,0]
[null,2,11,1361.1747745256073,null,31,2,6,425.39937032754034,1,0.25430993280682401,0.25430993280682401,199580839107228.75,0,false,0,1.0009083568184095E-12,1.0009083568184095E-12,62981351777.223808,0,false,0,3.2468183675907547E-9,3.2468183675907547E-9,19932053.012278061,0,false,0,9.3614561456219379E-6,9.3614561456219379E-6,6908.4916831509327,0,false,0,2.9593790040580659E-2,2.9593790040580659E-2,2.1853754397637921,0,true,0.25430993280682401,93.583781125041725,0,6.9107639322456911E-4,6.9107639322456911E-4,false,0,295937.90040580701,0]
[null,2,12,1614.3845897792019,null,32,6,4,437.78463303016179,1,0.80310710619350056,0.80310710619350056,879915459099529.5,0,false,0,2.2640838293411375E-12,2.2640838293411375E-12,277673274206.40259,0,false,0,7.3443976292064426E-9,7.3443976292064426E-9,87876780.43417795,0,false,0,2.1175886217757158E-5,2.1175886217757158E-5,30458.27774979467,0,false,0,6.6942014244718531E-2,6.6942014244718531E-2,9.6349210775261991,0,true,0.80310710619350056,211.68923617274703,0,3.0468295680946564E-3,3.0468295680946564E-3,false,0,669420.14244718559,0]
[null,2,13,1889.6126498374567,null,33,7,3,455.20140870572328,1,0.40200741719486127,0.40200741719486127,693257414173481.75,0,false,0,7.2004580157553021E-13,7.2004580157553021E-13,218769944397.1705,0,false,0,2.3357362521114278E-9,2.3357362521114278E-9,69235321.347840801,0,false,0,6.7345598109652461E-6,6.7345598109652461E-6,23997.108647925146,0,false,0,2.1289545767369192E-2,2.1289545767369192E-2,7.5910479840948559,0,true,0.40200741719486127,67.323454975283965,0,2.4005001457369367E-3,2.4005001457369367E-3,false,0,212895.45767369244,0]
[null,2,14,2186.8589547003721,null,34,5,5,456.92158408108736,1,0.68657017434606704,0.68657017434606704,1237060362545227.8,0,false,0,1.1769702564806749E-12,1.1769702564806749E-12,390376822803.42529,0,false,0,3.8179405944781938E-9,3.8179405944781938E-9,123544689.13918108,0,false,0,1.1008156107087254E-5,1.1008156107087254E-5,42820.85026011819,0,false,0,3.4799400381684213E-2,3.4799400381684213E-2,13.545595588758683,0,true,0.68657017434606704,110.04536641425504,0,4.2834934324006892E-3,4.2834934324006892E-3,false,0,347994.00381684251,0]
[null,2,15,2506.1235043679476,null,35,3,6,461.73807513210681,1,0.73328512499243503,0.73328512499243503,1492544240587121.8,0,false,0,1.1127690829902828E-12,1.1127690829902828E-12,470999391925.50549,0,false,0,3.609680219899972E-9,3.609680219899972E-9,149059754.73211244,0,false,0,1.0407685078912238E-5,1.0407685078912238E-5,51664.425898575479,0,false,0,3.29011686048283E-2,3.29011686048283E-2,16.34309957173565,0,true,0.73328512499243503,104.0426304724817,0,5.1681418673607017E-3,5.1681418673607017E-3,false,0,329011.68604828406,0]
[null,2,16,2847.4062988401843,null,36,8,1,476.14454390078106,1,0.33724714415168705,0.33724714415168705,981159838714262.38,0,false,0,3.5804969779278663E-13,3.5804969779278663E-13,309622773549.65588,0,false,0,1.1614673085548527E-9,1.1614673085548527E-9,97988013.30955328,0,false,0,3.3488246161666135E-6,3.3488246161666135E-6,33962.852425715064,0,false,0,1.0586431323497777E-2,1.0586431323497777E-2,10.74352940693241,0,true,0.33724714415168705,33.477235275203839,0,3.3974023034904358E-3,3.3974023034904358E-3,false,0,105864.31323497815,0]
[null,2,17,3210.7073381170808,null,37,8,2,509.17191110777173,1,0.63066291241887107,0.63066291241887107,4001520900275552.5,0,false,0,3.0701246441554525E-13,3.0701246441554525E-13,1262752459562.3267,0,false,0,9.9590906775149078E-10,9.9590906775149078E-10,399630180.28588533,0,false,0,2.8714753975292122E-6,2.8714753975292122E-6,138512.6647586422,0,false,0,9.0774168782400567E-3,9.0774168782400567E-3,43.815957164431452,0,true,0.63066291241887107,28.705312606093926,0,1.3855822249997604E-2,1.3855822249997604E-2,false,0,90774.168782400695,0]
[null,2,18,3596.0266221986376,null,38,4,6,512.61226185849989,1,0.48372727668464299,0.48372727668464299,3319184675936213.5,0,false,0,2.1774904106963465E-13,2.1774904106963465E-13,1047428894596.4174,0,false,0,7.0634996826031335E-10,7.0634996826031335E-10,331485553.49422503,0,false,0,2.0365981409169531E-6,2.0365981409169531E-6,114893.59314812548,0,false,0,6.4381712462029828E-3,6.4381712462029828E-3,36.344494307563188,0,true,0.48372727668464299,20.359285104206126,0,1.1493138241892398E-2,1.1493138241892398E-2,false,0,64381.712462029871,0]
[null,2,19,4003.3641510848552,null,39,7,4,532.26526552203461,1,0.45070105189553783,0.45070105189553783,4789502761320228,0,false,0,1.3100058305911267E-13,1.3100058305911267E-13,1511414420332.345,0,false,0,4.2494909383456369E-10,4.2494909383456369E-10,478325591.61552089,0,false,0,1.2252432552936335E-6,1.2252432552936335E-6,165788.66057994627,0,false,0,3.8732854250195688E-3,3.8732854250195688E-3,52.444221349558305,0,true,0.45070105189553783,12.248403970995192,0,1.6584318957863362E-2,1.6584318957863362E-2,false,0,38732.854250195778,0]
[null,2,20,4432.7199247757326,null,40,6,5,536.86673465113358,1,0.78549629000068921,0.78549629000068921,9225949447106758,0,false,0,2.0656832071768732E-13,2.0656832071768732E-13,2911415595837.4575,0,false,0,6.7008114509153576E-10,6.7008114509153576E-10,921391624.02022505,0,false,0,1.9320253071123525E-6,1.9320253071123525E-6,319356.28344694682,0,false,0,6.1075916398444794E-3,6.1075916398444794E-3,101.0225401416256,0,true,0.78549629000068921,19.313900600111378,0,3.1946132186332583E-2,3.1946132186332583E-2,false,0,61075.916398444824,0]
[null,3,1,76.418791050549856,null,41,1,7,546.71473867509303,1,0.56106639764336252,0.56106639764336252,8140781158403326,0,false,0,1.1943976827655263E-13,1.1943976827655263E-13,2568971070430.9126,0,false,0,3.8744729307066371E-10,3.8744729307066371E-10,813016331.30959141,0,false,0,1.1171154133615223E-6,1.1171154133615223E-6,281793.17803631921,0,false,0,3.531467592205564E-3,3.531467592205564E-3,89.140136315931983,0,true,0.56106639764336252,11.167481074440275,0,2.8188586169623556E-2,2.8188586169623556E-2,false,0,35314.675922055634,0]
[null,3,2,109.44615825754045,null,42,8,3,564.21752311942271,1,0.84211261025370254,0.84211261025370254,1.762557138209694E+16,0,false,0,1.2427496515012219E-13,1.2427496515012219E-13,5562068565580.1582,0,false,0,4.0313205173320784E-10,4.0313205173320784E-10,1760258272.9442132,0,false,0,1.1623388178610617E-6,1.1623388178610617E-6,610109.23618062621,0,false,0,3.67442953283329E-3,3.67442953283329E-3,192.99693789514211,0,true,0.84211261025370254,11.61956642554167,0,6.1030990518671238E-2,6.1030990518671238E-2,false,0,36744.295328332984,0]
[null,3,3,164.49177026919145,null,43,2,7,568.5179615578329,1,0.17553657956414201,0.17553657956414201,4013111854962600.5,0,false,0,2.3715949219191464E-14,2.3715949219191464E-14,1266410195434.4204,0,false,0,7.6931498278708528E-11,7.6931498278708528E-11,400787763.9713735,0,false,0,2.218143320063592E-7,2.218143320063592E-7,138913.88570958065,0,false,0,7.0120787485158291E-4,7.0120787485158291E-4,43.942876100186744,0,true,0.17553657956414201,2.2174139977773071,0,1.3895957541516754E-2,1.3895957541516754E-2,false,0,7012.0787485158462,0]
[null,3,4,241.55562708550281,null,44,5,6,578.02193050671951,1,0.58194504840300931,0.58194504840300931,1.613279676176563E+16,0,false,0,6.4839671380484206E-14,6.4839671380484206E-14,5090996473149.9951,0,false,0,2.1033157986201019E-10,2.1033157986201019E-10,1611175510.2856088,0,false,0,6.0644287360572948E-7,6.0644287360572948E-7,558436.83568611939,0,false,0,1.9171102010115751E-3,1.9171102010115751E-3,176.6513157053177,0,true,0.58194504840300931,6.0624347607398272,0,5.5862050929427684E-2,5.5862050929427684E-2,false,0,19171.102010115814,0]
[null,3,5,340.63772870647466,null,45,9,1,599.69614023630709,1,5.5482970441218013E-2,5.5482970441218013E-2,2359736383095537,0,false,0,4.0294190289051148E-15,4.0294190289051148E-15,744657592933.5835,0,false,0,1.3070918655685106E-11,1.3070918655685106E-11,235665862.9819237,0,false,0,3.7686996291383116E-8,3.7686996291383116E-8,81682.285984805814,0,false,0,1.1913756131079333E-4,1.1913756131079333E-4,25.838702547810048,0,true,5.5482970441218013E-2,0.37674604862006245,0,8.1709151834675493E-3,8.1709151834675493E-3,false,0,1191.3756131079342,0]
[null,3,6,461.73807513210681,null,46,3,7,604.85666636239932,1,0.50614760212379106,0.50614760212379106,2.3781904573883228E+16,0,false,0,3.3273175333356913E-14,3.3273175333356913E-14,7504811106117.1621,0,false,0,1.0793391431340741E-10,1.0793391431340741E-10,2375088634.8608804,0,false,0,3.1120268862469235E-7,3.1120268862469235E-7,823210.73853131384,0,false,0,9.8378573631735826E-4,9.8378573631735826E-4,260.40771448328962,0,true,0.50614760212379106,3.1110036563486827,0,8.2348149804601173E-2,8.2348149804601173E-2,false,0,9837.857363173589,0]
[null,3,7,604.85666636239932,null,47,7,5,631.34736714300641,1,0.4408179200920363,0.4408179200920363,3.4093461633708516E+16,0,false,0,1.7604913538106258E-14,1.7604913538106258E-14,10758809864018.303,0,false,0,5.7108082119591312E-11,5.7108082119591312E-11,3404899426.6931896,0,false,0,1.6465805776497198E-7,1.6465805776497198E-7,1180145.3345917398,0,false,0,5.2052329404600809E-4,5.2052329404600809E-4,373.31746897208649,0,true,0.4408179200920363,1.6460391843589484,0,0.11805334922810309,0.11805334922810309,false,0,5205.232940460085,0]
[null,3,8,769.99350239735236,null,48,9,2,632.72350744329776,1,0.10375492375517466,0.10375492375517466,8230283283490957,0,false,0,4.0400725186829767E-15,4.0400725186829767E-15,2597215088494.8052,0,false,0,1.3105477210475933E-11,1.3105477210475933E-11,821954870.24919236,0,false,0,3.7786637958548706E-8,3.7786637958548706E-8,284891.29451662832,0,false,0,1.1945255232624235E-4,1.1945255232624235E-4,90.12016900267723,0,true,0.10375492375517466,0.37774213767137094,0,2.8498499716776489E-2,2.8498499716776489E-2,false,0,1194.5255232624254,0]
[null,3,9,957.14858323696581,null,49,8,4,641.28137993573409,1,0.94411451884199793,0.94411451884199793,8.7552563870968976E+16,0,false,0,3.1446114948681064E-14,3.1446114948681064E-14,27628798680382.098,0,false,0,1.0200716470116493E-10,1.0200716470116493E-10,8743837094.9999752,0,false,0,2.9411426534394704E-7,2.9411426534394704E-7,3030632.4096380714,0,false,0,9.2976516485621531E-4,9.2976516485621531E-4,958.6853308556706,0,true,0.94411451884199793,2.94017561002758,0,0.30316292048960169,0.30316292048960169,false,0,9297.6516485621505,0]
[null,3,10,1166.3219088812396,null,50,4,7,655.7308530887924,1,0.33389113297277034,0.33389113297277034,4.0120005622794248E+16,0,false,0,8.5829246460936888E-15,8.5829246460936888E-15,12660595068827.424,0,false,0,2.7841907002521392E-11,2.7841907002521392E-11,4006767796.4656415,0,false,0,8.0275753647405758E-8,8.0275753647405758E-8,1388754.1830813193,0,false,0,2.5377075551453912E-4,2.5377075551453912E-4,439.30707638789755,0,true,0.33389113297277034,0.8024935909676788,0,0.13892109536153313,0.13892109536153313,false,0,2537.7075551453931,0]
[null,3,11,1397.5134793301738,null,51,6,6,657.96708107676579,1,0.66579600102818515,0.66579600102818515,8.3231549850838992E+16,0,false,0,1.6450567942773979E-14,1.6450567942773979E-14,26265224375085.828,0,false,0,5.3363533024820887E-11,5.3363533024820887E-11,8312299273.5273323,0,false,0,1.5386150921586571E-7,1.5386150921586571E-7,2881060.4890349866,0,false,0,4.8639283549820972E-4,4.8639283549820972E-4,911.37097965488817,0,true,0.66579600102818515,1.5381091977619437,0,0.28820080890884237,0.28820080890884237,false,0,4863.9283549820966,0]
[null,3,12,1650.7232945837684,null,52,9,3,687.76911945494874,1,0.13854204512364407,0.13854204512364407,2.898742688126344E+16,0,false,0,2.0452200220323389E-15,2.0452200220323389E-15,9147508035801.6914,0,false,0,6.6344315022077124E-12,6.6344315022077124E-12,2894961920.5501685,0,false,0,1.912886171243884E-8,1.912886171243884E-8,1003399.9176522197,0,false,0,6.0470882780128594E-5,6.0470882780128594E-5,317.40727743020801,0,true,0.13854204512364407,0.19122572170626137,0,0.10037299425924134,0.10037299425924134,false,0,604.70882780128522,0]
[null,3,13,1925.9513546420233,null,53,1,8,711.85157471004607,1,0.23636291190520242,0.23636291190520242,7.378869463925136E+16,0,false,0,2.3385967894256236E-15,2.3385967894256236E-15,23285360233203.523,0,false,0,7.5861081172623502E-12,7.5861081172623502E-12,7369245363.6101131,0,false,0,2.1872802976778632E-8,2.1872802976778632E-8,2554196.0115316911,0,false,0,6.9145133921980238E-5,6.9145133921980238E-5,807.97335915705025,0,false,0,0.21865611231082871,0.21865611231082871,0.25550361036735431,0,true,0.23636291190520242,691.45133921980232,0]
[null,3,14,2223.1976595049387,null,54,5,7,721.14052173701214,1,0.40168562101956645,0.40168562101956645,1.4580103365779178E+17,0,false,0,3.4182079649244149E-15,3.4182079649244149E-15,46010159248557.188,0,false,0,1.1088228336947696E-11,1.1088228336947696E-11,14561086851.381994,0,false,0,3.1970363462617342E-8,3.1970363462617342E-8,5046903.4649087247,0,false,0,1.0106592490701576E-4,1.0106592490701576E-4,1596.4959335436097,0,false,0,0.31959851653771143,0.31959851653771143,0.50485634251946165,0,true,0.40168562101956645,1010.6592490701599,0]
[null,3,15,2542.4622091725141,null,55,2,8,733.65479759278594,1,7.3949067821439673E-2,7.3949067821439673E-2,3.2785399589776904E+16,0,false,0,5.1519476283820047E-16,5.1519476283820047E-16,10346027173536.381,0,false,0,1.6712257495649251E-12,1.6712257495649251E-12,3274263830.0115561,0,false,0,4.818596174074044E-9,4.818596174074044E-9,1134866.7607969288,0,false,0,1.5232728888291882E-5,1.5232728888291882E-5,358.99441733404927,0,false,0,4.8170118266846938E-2,4.8170118266846938E-2,0.1135240026060628,0,true,7.3949067821439673E-2,152.32728888291905,0]
[null,3,16,2883.7450036447503,null,56,10,1,737.78321849365966,1,0.35460567942704407,0.35460567942704407,1.678139171866551E+17,0,false,0,2.3144612413727268E-15,2.3144612413727268E-15,52956723695144.82,0,false,0,7.5078154941703776E-12,7.5078154941703776E-12,16759504111.340876,0,false,0,2.1647064153530084E-8,2.1647064153530084E-8,5808879.5316574005,0,false,0,6.8431519796644796E-5,6.8431519796644796E-5,1837.5331755832326,0,false,0,0.21639946630430007,0.21639946630430007,0.58107901109651161,0,true,0.35460567942704407,684.31519796644716,0]
[null,3,17,3247.0460429216473,null,57,8,5,740.36348155670589,1,0.92341164231647888,0.92341164231647888,4.5509943934355802E+17,0,false,0,5.7872321541598122E-15,5.7872321541598122E-15,143614878117203.47,0,false,0,1.8773039037625722E-11,1.8773039037625722E-11,45450586295.912811,0,false,0,5.4127752702467783E-8,5.4127752702467783E-8,15753269.230531735,0,false,0,1.711107037118828E-4,1.711107037118828E-4,4983.2596247244683,0,false,0,0.54109955576377822,0.54109955576377822,1.5758450586085213,0,true,0.92341164231647888,1711.1070371188305,0]
[null,3,18,3632.3653270032041,null,58,7,6,752.44771356863862,1,0.37364251380306629,0.37364251380306629,2.2228944186402973E+17,0,false,0,1.9399040440899952E-15,1.9399040440899952E-15,70147463038170.328,0,false,0,6.2927999739517764E-12,6.2927999739517764E-12,22199951453.872292,0,false,0,1.8143845549646076E-8,1.8143845549646076E-8,7694550.0742425499,0,false,0,5.735701234642463E-5,5.735701234642463E-5,2434.0306862196098,0,false,0,0.18137879879710039,0.18137879879710039,0.7697080863196577,0,true,0.37364251380306629,573.57012346424665,0]
[null,3,19,4039.7028558894217,null,59,9,4,764.83297627126012,1,0.15532311792824208,0.15532311792824208,1.1172118267100437E+17,0,false,0,6.6699593729538184E-16,6.6699593729538184E-16,35255644470908.672,0,false,0,2.1636492947295504E-12,2.1636492947295504E-12,11157546714.173632,0,false,0,6.2383865353534547E-9,6.2383865353534547E-9,3867229.262924104,0,false,0,1.9721023999623737E-5,1.9721023999623737E-5,1223.3274987856028,0,false,0,6.2363353629654748E-2,6.2363353629654748E-2,0.38685012204793684,0,true,0.15532311792824208,197.21023999623802,0]
[null,3,20,4469.0586295802996,null,60,3,8,769.99350239735236,1,0.2132270290901645,0.2132270290901645,1.6584297711188435E+17,0,false,0,8.4678652746097193E-16,8.4678652746097193E-16,52334757825393.813,0,false,0,2.746866915496712E-12,2.746866915496712E-12,16562667169.327381,0,false,0,7.9199607911431487E-9,7.9199607911431487E-9,5740655.4317114791,0,false,0,2.5036880281956505E-5,2.5036880281956505E-5,1815.9517249193373,0,false,0,7.9173567195941222E-2,7.9173567195941222E-2,0.57425435716566531,0,true,0.2132270290901645,250.36880281956519,0]
[null,4,1,127.29297777694293,null,61,10,2,770.81058570065034,1,0.66312392684679,0.66312392684679,5.221615912524288E+17,0,false,0,2.6011834784921448E-15,2.6011834784921448E-15,164777555853220.78,0,false,0,8.4379056662968279E-12,8.4379056662968279E-12,52148054714.947411,0,false,0,2.432876586026787E-8,2.432876586026787E-8,18074625.933855947,0,false,0,7.6909016889634837E-5,7.6909016889634837E-5,5717.5785121233366,0,false,0,0.243207665975605,0.243207665975605,1.8080570799146372,0,true,0.66312392684679,769.0901688963495,0]
[null,4,2,160.32034498393352,null,62,6,7,801.0856723070583,1,0.45956346029452272,0.45956346029452272,5.6635176774593395E+17,0,false,0,1.1518375553181382E-15,1.1518375553181382E-15,178722567124268.91,0,false,0,3.7364133345589062E-12,3.7364133345589062E-12,56561308734.875053,0,false,0,1.0773090950371055E-8,1.0773090950371055E-8,19604269.100745048,0,false,0,3.4056303497449042E-5,3.4056303497449042E-5,6201.4532508994989,0,false,0,0.10769548773789731,0.10769548773789731,1.9610717075898092,0,true,0.45956346029452272,340.56303497449039,0]
[null,4,3,215.3659569955845,null,63,4,8,820.86768912374544,1,0.14065978782592448,0.14065978782592448,2.3019017900110656E+17,0,false,0,2.654847862037343E-16,2.654847862037343E-16,72640683866158.578,0,false,0,8.611986045377525E-13,8.611986045377525E-13,22988994691.473038,0,false,0,2.4830686710181856E-9,2.4830686710181856E-9,7968034.1273530535,0,false,0,7.8495708107142631E-6,7.8495708107142631E-6,2520.5423822953908,0,false,0,2.4822522416631552E-2,2.4822522416631552E-2,0.79706548670402877,0,true,0.14065978782592448,78.495708107142832,0]
[null,4,4,292.42981381189588,null,64,10,3,825.85619771230131,1,0.88545720695201313,0.88545720695201313,1.5548107516388413E+18,0,false,0,1.5575576576708669E-15,1.5575576576708669E-15,490648718253778.06,0,false,0,5.0525173229470084E-12,5.0525173229470084E-12,155278284550.52682,0,false,0,1.4567774968841548E-8,1.4567774968841548E-8,53819781.471103258,0,false,0,4.6052202465098491E-5,4.6052202465098491E-5,17024.907026704237,0,false,0,0.14562985105693235,0.14562985105693235,5.3837483156990347,0,true,0.88545720695201313,460.522024650986,0]
[null,4,5,{"$f":"3.1416/2*SQRT($H$2/$I$2)*(B74^2/$C$2^2+C74^2/$D$2^2)","v":391.51191543286774},null,65,8,6,861.46382798233799,1,{"$f":"ABS(SIN(G74*3.1416*$J$2/$C$2)*SIN(H74*3.1416*$K$2/$D$2))*(1/F74^$M$2)+(1-1/F74^$M$2)","v":0.7826946945308183},{"$f":"$J74*$K74","v":0.7826946945308183},{"$f":"10^(LOG10($I74/22.27)/LOG10(2)*70/20)*$L74","v":2.245179354235348E+18},{"$f":"IF($I74<22.27,M74,0)","v":0},{"$f":"AND($I74>22.27,$I74<44.45)","v":false},{"$f":"IF($O74=TRUE,$L74,0)","v":0},{"$f":"10^(LOG10(44.45/$I74)/LOG10(2)*70/20)*$L74","v":8.4279170643194053E-16},{"$f":"IF($I74>44.45,Q74,0)","v":8.4279170643194053E-16},{"$f":"10^(LOG10($I74/44.548)/LOG10(2)*70/20)*$L74","v":708507045789525},{"$f":"IF($I74<44.528,S74,0)","v":0},{"$f":"AND($I74>44.548,$I74<89.095)","v":false},{"$f":"IF($U74=TRUE,$L74,0)","v":0},{"$f":"10^(LOG10(89.095/$I74)/LOG10(2)*70/20)*$L74","v":2.7339082283162727E-12},{"$f":"IF($I74>89.095,W74,0)","v":2.7339082283162727E-12},{"$f":"10^(LOG10($I74/89.09)/LOG10(2)*70/20)*$L74","v":224225101522.13544},{"$f":"IF($I74<89.09,Y74,0)","v":0},{"$f":"AND($I74>89.09,$I74<176.78)","v":false},{"$f":"IF($AA74=TRUE,$L74,0)","v":0},{"$f":"10^(LOG10(176.78/$I74)/LOG10(2)*70/20)*$L74","v":7.8825973885717761E-9},{"$f":"IF($I74>176.78,AC74,0)","v":7.8825973885717761E-9},{"$f":"10^(LOG10($I74/176.78)/LOG10(2)*70/20)*$L74","v":77716893.892723367},{"$f":"IF($I74<176.78,AE74,0)","v":0},{"$f":"AND($I74>176.78,$I74<353.55)","v":false},{"$f":"IF($AG74=TRUE,$L74,0)","v":0},{"$f":"10^(LOG10(353.55/$I74)/LOG10(2)*70/20)*$L74","v":2.4918765677380027E-5},{"$f":"IF($I74>353.55,AI74,0)","v":2.4918765677380027E-5},{"$f":"10^(LOG10($I74/353.55)/LOG10(2)*70/20)*$L74","v":24584.323026994331},{"$f":"IF($I74<353.55,AK74,0)","v":0},{"$f":"AND($I74>353.55,$I74<707.1)","v":false},{"$f":"IF($AM74=TRUE,$L74,0)","v":0},{"$f":"10^(LOG10(707.1/$I74)/LOG10(2)*70/20)*$L74","v":7.8800056020549611E-2},{"$f":"IF($I74>707.1,AO74,0)","v":7.8800056020549611E-2},{"$f":"10^(LOG10($I74/707.1)/LOG10(2)*70/20)*$L74","v":7.7742455498627194},{"$f":"IF($I74<707.1,AQ74,0)","v":0},{"$f":"AND($I74>707.1,$I74<1414.2)","v":true},{"$f":"IF($AS74=TRUE,$L74,0)","v":0.7826946945308183},{"$f":"10^(LOG10(1414.2/$I74)/LOG10(2)*70/20)*$L74","v":249.18765677380068},{"$f":"IF($I74>1414.2,AU74,0)","v":0}]
[null,4,6,512.61226185849989,null,66,9,5,863.91507789223192,{"$f":"IF(ABS(I75-I74)>0.0001,1,$L$2)","v":1},0.15191713775544358,0.15191713775544358,4.5041506808949088E+17,0,false,0,1.5826582320803843E-16,1.5826582320803843E-16,142136639849807.47,0,false,0,5.1339403677988869E-13,5.1339403677988869E-13,44982760142.946838,0,false,0,1.4802539645311471E-9,1.4802539645311471E-9,15591119.697569169,0,false,0,4.6794349459788589E-6,4.6794349459788589E-6,4931.9665750751883,0,false,0,1.4797672591880185E-2,1.4797672591880185E-2,1.5596247721057361,0,true,0.15191713775544358,46.794349459788663,0]
[null,4,7,655.7308530887924,null,67,5,8,886.27735777196506,1,0.16921987032804708,0.16921987032804708,6.7530215252314048E+17,0,false,0,1.3097581063253076E-16,1.3097581063253076E-16,213103836090823.56,0,false,0,4.2486873525918904E-13,4.2486873525918904E-13,67442137048.861908,0,false,0,1.2250115597707806E-9,1.2250115597707806E-9,23375587.181560315,0,false,0,3.8725529803496443E-6,3.8725529803496443E-6,7394.4409951637754,0,false,0,1.224608777757814E-2,1.224608777757814E-2,2.338327556843967,0,true,0.16921987032804708,38.725529803496407,0]
[null,4,8,820.86768912374544,null,68,11,1,890.40577867283889,1,5.5459813375623841E-2,5.5459813375623841E-2,2.3361010652528707E+17,0,false,0,4.066789498762557E-17,4.066789498762557E-17,73719903992782.547,0,false,0,1.3192143668057247E-13,1.3192143668057247E-13,23330541390.119247,0,false,0,3.8036520813112609E-10,3.8036520813112609E-10,8086414.9346663831,0,false,0,1.2024249147862097E-6,1.2024249147862097E-6,2557.9899932511785,0,false,0,3.8024014460583005E-3,3.8024014460583005E-3,0.80890746105924549,0,true,5.5459813375623841E-2,12.024249147862115,0]
[null,4,9,1008.0227699633589,null,69,7,7,895.56630479893124,1,0.25790549401213958,0.25790549401213958,1.1618614505710298E+18,0,false,0,1.7682894600070102E-16,1.7682894600070102E-16,366646442925787.44,0,false,0,5.7361042685445175E-13,5.7361042685445175E-13,116034605973.68088,0,false,0,1.6538741154325857E-9,1.6538741154325857E-9,40217839.56891308,0,false,0,5.2282895485818983E-6,5.2282895485818983E-6,12722.180595312881,0,false,0,1.6533303240372364E-2,1.6533303240372364E-2,4.0231067485185585,0,true,0.25790549401213958,52.282895485818969,0]
[null,4,10,1217.1960956076327,null,70,1,9,899.0066555496594,1,0.11906021613840287,0.11906021613840287,5.6081656445549338E+17,0,false,0,7.8072666741459462E-17,7.8072666741459462E-17,176975833383929.06,0,false,0,2.5325772000618081E-13,2.5325772000618081E-13,56008510350.459389,0,false,0,7.3021055413620744E-10,7.3021055413620744E-10,19412668.012847025,0,false,0,2.3083692844760166E-6,2.3083692844760166E-6,6140.8437385879124,0,false,0,7.2997046197173839E-3,7.2997046197173839E-3,1.9419052969121402,0,true,0.11906021613840287,23.083692844760201,0]
[null,4,11,1448.3876660565668,null,71,10,4,902.9200545286127,1,0.99270928224768706,0.99270928224768706,4.9182302449329183E+18,0,false,0,6.1890190935555163E-16,6.1890190935555163E-16,1552036711355241.5,0,false,0,2.0076384349712859E-12,2.0076384349712859E-12,491181550328.70575,0,false,0,5.788565000386793E-9,5.788565000386793E-9,170244563.02984741,0,false,0,1.8299031111502337E-5,1.8299031111502337E-5,53853.764882735995,0,false,0,5.7866617286629937E-2,5.7866617286629937E-2,17.03005576046365,0,true,0.99270928224768706,182.99031111502333,0]
[null,4,12,1701.5974813101614,null,72,2,9,920.80987843239927,1,3.724946493122059E-2,3.724946493122059E-2,2.3183259957177405E+17,0,false,0,1.8486388923485199E-17,1.8486388923485199E-17,73158979450995.141,0,false,0,5.9967475242179404E-14,5.9967475242179404E-14,23153022531.166748,0,false,0,1.7290246206777999E-10,1.7290246206777999E-10,8024886.5231214045,0,false,0,5.4658581745601013E-7,5.4658581745601013E-7,2538.5266015869543,0,false,0,1.7284561199060115E-3,1.7284561199060115E-3,0.80275259619415862,0,true,3.724946493122059E-2,5.4658581745600987,0]
[null,4,13,1976.8255413684165,null,73,11,2,923.43314587982957,1,0.10371161930416906,0.10371161930416906,6.6718551006637555E+17,0,false,0,4.9796032061885249E-17,4.9796032061885249E-17,210542482425282.03,0,false,0,1.6153194288995154E-13,1.6153194288995154E-13,66631531439.35807,0,false,0,4.6574031198531942E-10,4.6574031198531942E-10,23094629.56479476,0,false,0,1.4723159294800521E-6,1.4723159294800521E-6,7305.5651734281,0,false,0,4.6558717725048151E-3,4.6558717725048151E-3,2.3102225542835808,0,true,0.10371161930416906,14.72315929480053,0]
[null,4,14,2274.0718462313316,null,74,3,9,957.14858323696581,1,0.10740625915205493,0.10740625915205493,1.048389389635148E+18,0,false,0,3.3987801873534894E-17,3.3987801873534894E-17,330838277078515.56,0,false,0,1.1025207117643205E-13,1.1025207117643205E-13,104702199796.29596,0,false,0,3.1788656229883796E-10,3.1788656229883796E-10,36290003.646626212,0,false,0,1.004915051147616E-6,1.004915051147616E-6,11479.681284367389,0,false,0,3.1778204166110742E-3,3.1778204166110742E-3,3.6301939671407917,0,true,0.10740625915205493,10.049150511476183,0]
[null,4,15,2593.3363958989075,null,75,6,8,966.22250834201122,1,0.1936023225356121,0.1936023225356121,2.1088590573046024E+18,0,false,0,5.4898450153163481E-17,5.4898450153163481E-17,665488704881763.5,0,false,0,1.7808353291818462E-13,1.7808353291818462E-13,210610851791.40988,0,false,0,5.1346302593085016E-10,5.1346302593085016E-10,72998166.174152389,0,false,0,1.6231787818719965E-6,1.6231787818719965E-6,23091.639509947086,0,false,0,5.1329420003731431E-3,5.1329420003731431E-3,7.3022175758967123,0,true,0.1936023225356121,16.231787818720004,0]
[null,4,16,2934.6191903711438,null,76,11,3,978.47875789148065,1,0.13848422148513001,0.13848422148513001,1.7465661221938675E+18,0,false,0,3.391580027088025E-17,3.391580027088025E-17,551160601569437.19,0,false,0,1.1001850720985936E-13,1.1001850720985936E-13,174428811366.57141,0,false,0,3.172131341662115E-10,3.172131341662115E-10,60457394.523562923,0,false,0,1.0027861846065127E-6,1.0027861846065127E-6,19124.594948291826,0,false,0,3.1710883495066657E-3,3.1710883495066657E-3,6.0477279364752148,0,true,0.13848422148513001,10.027861846065159,0]
[null,4,17,3297.9202296480403,null,77,9,6,985.01542431786402,1,0.12876677343076123,0.12876677343076123,1.7547239253627098E+18,0,false,0,2.9186723417355159E-17,2.9186723417355159E-17,553734944243848.44,0,false,0,9.4677988285048593E-14,9.4677988285048593E-14,175243527678.78391,0,false,0,2.7298226600334013E-10,2.7298226600334013E-10,60739776.918571614,0,false,0,8.629618874711993E-7,8.629618874711993E-7,19213.921472658749,0,false,0,2.7289250983269188E-3,2.7289250983269188E-3,6.075975463721818,0,true,0.12876677343076123,8.6296188747120208,0]
[null,4,18,3683.2395137295971,null,78,10,5,1002.0021561495845,1,0.97094080259193682,0.97094080259193682,1.6141117849279848E+19,0,false,0,1.8040077925902556E-16,1.8040077925902556E-16,5093622343159612,0,false,0,5.8519699594451042E-13,5.8519699594451042E-13,1612006533735.5422,0,false,0,1.6872813301685578E-9,1.6872813301685578E-9,558724870.16951525,0,false,0,5.3338977022022607E-6,5.3338977022022607E-6,176742.43016483827,0,false,0,1.6867265545297664E-2,1.6867265545297664E-2,55.890863851413734,0,true,0.97094080259193682,53.33897702202264,0]
[null,4,19,4090.5770426158147,null,79,8,7,1004.5824192126305,1,0.54025239204991893,0.54025239204991893,9.2538759281472471E+18,0,false,0,9.7421819811300891E-17,9.7421819811300891E-17,2920228303180442,0,false,0,3.1602389151081671E-13,3.1602389151081671E-13,924180629733.57898,0,false,0,9.1118241503068081E-10,9.1118241503068081E-10,320322958.71933782,0,false,0,2.8804643913968314E-6,2.8804643913968314E-6,101328.33024681834,0,false,0,9.1088281958247273E-3,9.1088281958247273E-3,32.042831508167744,0,true,0.54025239204991893,28.804643913968388,0]
[null,4,20,4519.9328163066921,null,80,4,9,1008.0227699633589,1,7.0852844913558755E-2,7.0852844913558755E-2,1.2628370098015616E+18,0,false,0,1.227873984437192E-17,1.227873984437192E-17,398511111123635.81,0,false,0,3.9830657608155371E-14,3.9830657608155371E-14,126118991872.29976,0,false,0,1.1484256654822075E-10,1.1484256654822075E-10,43713109.025971912,0,false,0,3.6304467481150136E-7,3.6304467481150136E-7,13827.845388315722,0,false,0,1.1480480647995072E-3,1.1480480647995072E-3,4.3727486559733064,0,true,7.0852844913558755E-2,3.6304467481150224,0]
[null,5,1,192.70264642516258,null,81,11,4,1055.5426147077919,1,0.15525829033156596,0.15525829033156596,4.7276236561948191E+18,0,false,0,1.574900841842249E-17,1.574900841842249E-17,1491887346967014.5,0,false,0,5.1087763885612403E-14,5.1087763885612403E-14,472145751861.21802,0,false,0,1.4729985082224726E-10,1.4729985082224726E-10,163646715.06537697,0,false,0,4.6564987224568366E-7,4.6564987224568366E-7,51766.655922032784,0,false,0,1.4725141884627858E-3,1.4725141884627858E-3,16.370053956386723,0,true,0.15525829033156596,4.6564987224568419,0]
[null,5,2,225.73001363215317,null,82,12,1,1057.5638207738448,1,0.33725438912679889,0.33725438912679889,1.0500388557783724E+19,0,false,0,3.3457721671393345E-17,3.3457721671393345E-17,3313587960214973.5,0,false,0,1.0853255897045814E-13,1.0853255897045814E-13,1048669312743.072,0,false,0,3.1292874320160892E-10,3.1292874320160892E-10,363470999.24921656,0,false,0,9.892422054769887E-7,9.892422054769887E-7,114977.42651451811,0,false,0,3.1282585268755853E-3,3.1282585268755853E-3,36.359054729051202,0,true,0.33725438912679889,9.8924220547699058,0]
[null,5,3,280.77562564380418,null,83,7,8,1060.7031408338842,1,0.10864898310985174,0.10864898310985174,3.501387570735124E+18,0,false,0,1.0413522491633491E-17,1.0413522491633491E-17,1104926321020170.1,0,false,0,3.3780131684212925E-14,3.3780131684212925E-14,349682078643.47028,0,false,0,9.7397262659243319E-11,9.7397262659243319E-11,121200547.20741737,0,false,0,3.0789591884302459E-7,3.0789591884302459E-7,38339.584282775832,0,false,0,9.7365238581431169E-4,9.7365238581431169E-4,12.124041087756492,0,true,0.10864898310985174,3.0789591884302463,0]
[null,5,4,357.83948246011556,null,84,5,9,1073.4324386115786,1,8.5239068066018109E-2,8.5239068066018109E-2,3.1556568662967987E+18,0,false,0,7.1117114176923503E-18,7.1117114176923503E-18,995824729836264.88,0,false,0,2.306947993657094E-14,2.306947993657094E-14,315154101109.84283,0,false,0,6.6515554699404717E-11,6.6515554699404717E-11,109233077.24934778,0,false,0,2.10271492980023E-7,2.10271492980023E-7,34553.893263379985,0,false,0,6.6493684482097964E-4,6.6493684482097964E-4,10.926900473862906,0,true,8.5239068066018109E-2,2.1027149298002348,0]
[null,5,5,456.92158408108736,null,85,12,2,1090.5911879808355,1,0.6306764607533305,0.6306764607533305,2.8075936086505017E+19,0,false,0,4.3758810871736604E-17,4.3758810871736604E-17,8859870592031061,0,false,0,1.4194797147453708E-13,1.4194797147453708E-13,2803931724853.019,0,false,0,4.09274421748732E-10,4.09274421748732E-10,971848659.5102762,0,false,0,1.2938138167614447E-6,1.2938138167614447E-6,307426.61192470905,0,false,0,4.0913985291619066E-3,4.0913985291619066E-3,97.216830703075999,0,true,0.6306764607533305,12.93813816761447,0]
[null,5,6,578.02193050671951,null,86,1,10,1108.1799811939331,1,0.45900931222369701,0.45900931222369701,2.4611350459019858E+19,0,false,0,2.6441985421045536E-17,2.6441985421045536E-17,7766557791348274,0,false,0,8.5774410170294961E-14,8.5774410170294961E-14,2457925040536.4697,0,false,0,2.4731084043411748E-10,2.4731084043411748E-10,851922011.74132562,0,false,0,7.818084038122243E-7,7.818084038122243E-7,269490.00251303858,0,false,0,2.4722952499073017E-3,2.4722952499073017E-3,85.220221458570194,0,true,0.45900931222369701,7.8180840381222581,0]
[null,5,7,721.14052173701214,null,87,10,6,1123.1025025752167,1,0.82298097626946265,0.82298097626946265,5.155189373212921E+19,0,false,0,4.0580882047429475E-17,4.0580882047429475E-17,1.6268134598737266E+16,0,false,0,1.3163917785985005E-13,1.3163917785985005E-13,5148465570886.1143,0,false,0,3.7955137955411562E-10,3.7955137955411562E-10,1784469043.6828465,0,false,0,1.199852209038045E-6,1.199852209038045E-6,564484.26081112633,0,false,0,3.7942658361446815E-3,3.7942658361446815E-3,178.50559674796881,0,true,0.82298097626946265,11.998522090380453,0]
[null,5,8,886.27735777196506,null,88,9,7,1128.1340155481566,1,8.8880834185569579E-2,8.8880834185569579E-2,5.8645399319060808E+18,0,false,0,4.1607230562334798E-18,4.1607230562334798E-18,1850661887760228,0,false,0,1.3496852083819945E-14,1.3496852083819945E-14,585689093894.28345,0,false,0,3.8915077648886919E-11,3.8915077648886919E-11,203001077.28934905,0,false,0,1.2301981865210616E-7,1.2301981865210616E-7,64215.69119576543,0,false,0,3.8902282428152009E-4,3.8902282428152009E-4,20.306784570064039,0,true,8.8880834185569579E-2,1.2301981865210614,0]
[null,5,9,1073.4324386115786,null,89,2,10,1129.983204076673,1,0.14360675491219249,0.14360675491219249,9.6576337174460846E+18,0,false,0,6.5957702628591433E-18,6.5957702628591433E-18,3047641392905787,0,false,0,2.1395832987080751E-14,2.1395832987080751E-14,964503747405.72632,0,false,0,6.168997755061774E-11,6.168997755061774E-11,334299036.49241865,0,false,0,1.9501669556983566E-7,1.9501669556983566E-7,105749.40774250466,0,false,0,6.1669693976035029E-4,6.1669693976035029E-4,33.440898968016,0,true,0.14360675491219249,1.9501669556983603,0]
[null,5,10,1282.6057642558524,null,90,12,3,1145.6367999924864,1,0.84213070109600763,0.84213070109600763,6.6457622895202583E+19,0,false,0,3.2961025190848882E-17,3.2961025190848882E-17,2.097190764686614E+16,0,false,0,1.0692133927670461E-13,1.0692133927670461E-13,6637094365083.2344,0,false,0,3.0828316072782274E-10,3.0828316072782274E-10,2300430928.6765695,0,false,0,9.7455641405663794E-7,9.7455641405663794E-7,727699.39995206683,0,false,0,3.0818179767451146E-3,3.0818179767451146E-3,230.1187555786353,0,true,0.84213070109600763,9.7455641405663975,0]
[null,5,11,1513.7973347047864,null,91,6,9,1153.3775891816247,1,9.7520944297857987E-2,9.7520944297857987E-2,8.3227383672771318E+18,0,false,0,3.5295234093381618E-18,3.5295234093381618E-18,2626390966207248,0,false,0,1.1449321365152407E-14,1.1449321365152407E-14,831188319910.62463,0,false,0,3.301149239726019E-11,3.301149239726019E-11,288091627.67616153,0,false,0,1.0435718116220866E-7,1.0435718116220866E-7,91132.536073041629,0,false,0,3.3000638266739721E-4,3.3000638266739721E-4,28.81863829382679,0,true,9.7520944297857987E-2,1.04357181162209,0]
[null,5,12,1767.007149958381,null,92,11,5,1154.6247163287637,1,0.15185373172119729,0.15185373172119729,1.3123531787000302E+19,0,false,0,5.4273361816214019E-18,5.4273361816214019E-18,4141368358475403.5,0,false,0,1.760558265053549E-14,1.760558265053549E-14,1310641504750.2068,0,false,0,5.0761659951864915E-11,5.0761659951864915E-11,454271114.44975871,0,false,0,1.6046968370720747E-7,1.6046968370720747E-7,143700.38816632656,0,false,0,5.074496959215876E-4,5.074496959215876E-4,45.442052725589924,0,true,0.15185373172119729,1.6046968370720751,0]
[null,5,13,2042.2352100166361,null,93,3,10,1166.3219088812396,1,0.41408015826709921,0.41408015826709921,4.023525374279431E+19,0,false,0,1.316280992521694E-17,1.316280992521694E-17,1.269696370230862E+16,0,false,0,4.2698467590129112E-14,4.2698467590129112E-14,4018277576901.8613,0,false,0,1.2311123893476675E-10,1.2311123893476675E-10,1392743497.2964499,0,false,0,3.8918391540776707E-7,3.8918391540776707E-7,440569.02323636983,0,false,0,1.2307076013908392E-3,1.2307076013908392E-3,139.32015799425793,0,true,0.41408015826709921,3.8918391540776627,0]
[null,5,14,2339.4815148795515,null,94,8,8,1169.7192552475835,1,0.2275945041175654,0.2275945041175654,2.2875524732099518E+19,0,false,0,6.9942151823558368E-18,6.9942151823558368E-18,7218786516209037,0,false,0,2.2688337215147453E-14,2.2688337215147453E-14,2284568867850.6641,0,false,0,6.5416617072512434E-11,6.5416617072512434E-11,791836396.05060148,0,false,0,2.067974896954866E-7,2.067974896954866E-7,250483.01302301075,0,false,0,6.5395108184293689E-4,6.5395108184293689E-4,79.209683633433329,0,true,0.2275945041175654,2.0679748969548633,0]
[null,5,15,2658.7460645471269,null,95,4,10,1217.1960956076327,1,0.27315686690052016,0.27315686690052016,4.3603261239201112E+19,0,false,0,5.2855694768929253E-18,5.2855694768929253E-18,1.3759799522963314E+16,0,false,0,1.7145709638496347E-14,1.7145709638496347E-14,4354639044587.8975,0,false,0,4.9435721587793578E-11,4.9435721587793578E-11,1509327092.604475,0,false,0,1.5627807708717995E-7,1.5627807708717995E-7,477448.11892767646,0,false,0,4.9419467194686208E-4,4.9419467194686208E-4,150.98235203744036,0,true,0.27315686690052016,1.5627807708718027,0]
[null,5,16,3000.0288590193632,null,96,12,4,1222.7006568087977,1,0.94413480095946101,0.94413480095946101,1.5882708780826267E+20,0,false,0,1.7335243745630113E-17,1.7335243745630113E-17,5.0120766771753344E+16,0,false,0,5.6233307891330777E-14,5.6233307891330777E-14,15861993306277.123,0,false,0,1.6213584689634864E-10,1.6213584689634864E-10,5497800390.5121326,0,false,0,5.1254998543642729E-7,5.1254998543642729E-7,1739128.9585614968,0,false,0,1.6208253686652429E-3,1.6208253686652429E-3,549.96086538109034,0,true,0.94413480095946101,5.1254998543642811,0]
[null,5,17,3363.3298982962601,null,97,13,1,1239.2573447966772,1,0.16097403087104223,0.16097403087104223,3.1663751075595047E+19,0,false,0,2.5277597188903598E-18,2.5277597188903598E-18,9992070651667398,0,false,0,8.1997284049435837E-15,8.1997284049435837E-15,3162245272790.1958,0,false,0,2.3642036350142171E-11,2.3642036350142171E-11,1096040892.2100077,0,false,0,7.4738101529759538E-8,7.4738101529759538E-8,346712.56139083556,0,false,0,2.3634262883095466E-4,2.3634262883095466E-4,109.64013873859976,0,true,0.16097403087104223,0.7473810152975956,0]
[null,5,18,3748.6491823778169,null,98,7,9,1247.8582216734976,1,5.4728431410866842E-2,5.4728431410866842E-2,1.1666573214697118E+19,0,false,0,7.9299272695559563E-19,7.9299272695559563E-19,3681598669273057,0,false,0,2.5723667243917932E-15,2.5723667243917932E-15,1165135675484.5059,0,false,0,7.4168295095360698E-12,7.4168295095360698E-12,403838486.62598002,0,false,0,2.3446362601895339E-8,2.3446362601895339E-8,127746.94546657881,0,false,0,7.4143908668181007E-5,7.4143908668181007E-5,40.397131180371026,0,true,5.4728431410866842E-2,0.23446362601895368,0]
[null,5,19,4155.9867112640341,null,99,10,7,1266.2210938055091,1,0.56805986312156875,0.56805986312156875,1.4351192386596214E+20,0,false,0,6.945231661709304E-18,6.945231661709304E-18,4.5287789156814808E+16,0,false,0,2.2529440955104259E-14,2.2529440955104259E-14,14332474435852.67,0,false,0,6.495847614755474E-11,6.495847614755474E-11,4967665918.7123289,0,false,0,2.0534919723635456E-7,2.0534919723635456E-7,1571430.5798735635,0,false,0,6.4937117895403338E-4,6.4937117895403338E-4,496.92998172396057,0,true,0.56805986312156875,2.0534919723635463,0]
[null,5,20,4585.3424849549119,null,100,13,2,1272.2847120036677,1,0.30102657025695945,0.30102657025695945,8.0393600145949966E+19,0,false,0,3.4815665154051964E-18,3.4815665154051964E-18,2.5369657899419932E+16,0,false,0,1.1293755350528389E-14,1.1293755350528389E-14,8028874450698.373,0,false,0,3.2562953471218403E-11,3.2562953471218403E-11,2782824846.6700754,0,false,0,1.0293924290604134E-7,1.0293924290604134E-7,880295.92449382565,0,false,0,3.2552246819642154E-4,3.2552246819642154E-4,278.37401363640896,0,true,0.30102657025695945,1.0293924290604162,0]
[null,6,1,272.64779699520886,null,101,11,6,1275.7250627543958,1,0.12871302972174614,0.12871302972174614,3.5471109015922631E+19,0,false,0,1.44263602292915E-18,1.44263602292915E-18,1.1193551469436402E+16,0,false,0,4.6797262757236133E-15,4.6797262757236133E-15,3542484481337.4746,0,false,0,1.3492917479153305E-11,1.3492917479153305E-11,1227832605.1980498,0,false,0,4.2654322223117666E-8,4.2654322223117666E-8,388402.46794900764,0,false,0,1.3488481027578846E-4,1.3488481027578846E-4,122.82364475494103,0,true,0.12871302972174614,0.42654322223117713,0]
[null,6,2,305.67516420219943,null,102,5,10,1282.6057642558524,1,0.32861964539095045,0.32861964539095045,9.6406656118065955E+19,0,false,0,3.4599238389307873E-18,3.4599238389307873E-18,3.0422867995737456E+16,0,false,0,1.1223549283187497E-14,1.1223549283187497E-14,9628091499551.9023,0,false,0,3.2360530376927239E-11,3.2360530376927239E-11,3337116854.3600421,0,false,0,1.0229933534693684E-7,1.0229933534693684E-7,1055636.099400206,0,false,0,3.2349890281769248E-4,3.2349890281769248E-4,333.8214454400557,0,true,0.32861964539095045,1.0229933534693705,0]
[null,6,3,360.7207762138504,null,103,9,8,1293.2708515831096,1,3.7443220390500631E-2,3.7443220390500631E-2,1.2094836132826122E+19,0,false,0,3.5804112487756526E-19,3.5804112487756526E-19,3816744796629184.5,0,false,0,1.1614394991171531E-15,1.1614394991171531E-15,1207906109888.5559,0,false,0,3.3487444340307486E-12,3.3487444340307486E-12,418662809.54861575,0,false,0,1.0586177848690299E-8,1.0586177848690299E-8,132436.34985643538,0,false,0,3.3476433717482816E-5,3.3476433717482816E-5,41.880051054524991,0,true,3.7443220390500631E-2,0.1058617784869034,0]
[null,6,4,437.78463303016179,null,104,12,5,1321.7827584297695,1,0.92343147968050887,0.92343147968050887,3.8436485823562265E+20,0,false,0,6.8525496393329234E-18,6.8525496393329234E-18,1.2129329877370962E+17,0,false,0,2.2228792358709493E-14,2.2228792358709493E-14,38386353943992.992,0,false,0,6.4091624869859115E-11,6.4091624869859115E-11,13304791373.232124,0,false,0,2.0260887411680151E-7,2.0260887411680151E-7,4208728.2769921925,0,false,0,6.4070551637142792E-4,6.4070551637142792E-4,1330.916740805136,0,true,0.92343147968050887,2.0260887411680142,0]
[null,6,5,536.86673465113358,null,105,13,3,1327.3303240153189,1,0.40195525350068512,0.40195525350068512,1.7565681064543129E+20,0,false,0,2.8410373191728332E-18,2.8410373191728332E-18,5.5431690901857296E+16,0,false,0,9.2159607700974723E-15,9.2159607700974723E-15,17542770525538.021,0,false,0,2.6572109314836329E-11,2.6572109314836329E-11,6080361325.5719137,0,false,0,8.4000759258631027E-8,8.4000759258631027E-8,1923411.493452643,0,false,0,2.6563372444075184E-4,2.6563372444075184E-4,608.23611970563957,0,true,0.40195525350068512,0.84000759258631319,0]
[null,6,6,657.96708107676579,null,106,1,11,1339.3715516428674,1,0.73930183286438134,0.73930183286438134,3.5884739718547256E+20,0,false,0,4.7045737228060461E-18,4.7045737228060461E-18,1.1324080135937786E+17,0,false,0,1.5261033910682792E-14,1.5261033910682792E-14,35837936026393.719,0,false,0,4.4001691353531763E-11,4.4001691353531763E-11,12421504339.122725,0,false,0,1.3909981471801726E-7,1.3909981471801726E-7,3929316.5212666388,0,false,0,4.398722366163461E-4,4.398722366163461E-4,1242.5589854932041,0,true,0.73930183286438134,1.390998147180172,0]
[null,6,7,801.0856723070583,null,107,8,9,1356.874336087197,1,0.11464341268150342,0.11464341268150342,6.4713549104644456E+19,0,false,0,6.2732053732435865E-19,6.2732053732435865E-19,2.0421533545725436E+16,0,false,0,2.0349473846197195E-15,2.0349473846197195E-15,6462914461810.7715,0,false,0,5.8673040937307919E-12,5.8673040937307919E-12,2240059806.2242761,0,false,0,1.8547944118214198E-8,1.8547944118214198E-8,708602.09560125205,0,false,0,5.8653749327080327E-5,5.8653749327080327E-5,224.07965768683351,0,true,0.11464341268150342,0.18547944118214246,0]
[null,6,8,966.22250834201122,null,108,2,11,1361.1747745256073,1,0.23129974554099861,0.23129974554099861,1.354563869189613E+20,0,false,0,1.219936810404547E-18,1.219936810404547E-18,4.274571844259708E+16,0,false,0,3.9573185860013639E-15,3.9573185860013639E-15,13527971407464.707,0,false,0,1.1410020581039052E-11,1.1410020581039052E-11,4688823469.4541426,0,false,0,3.6069789590574651E-8,3.6069789590574651E-8,1483223.8528308712,0,false,0,1.1406268982924813E-4,1.1406268982924813E-4,469.03656548359174,0,true,0.23129974554099861,0.36069789590574658,0]
[null,6,9,1153.3775891816247,null,109,6,10,1362.5509148258986,1,0.37596959774984778,0.37596959774984778,2.2278165721607363E+20,0,false,0,1.9598035431612414E-18,1.9598035431612414E-18,7.0302790515376536E+16,0,false,0,6.3573513973166032E-15,6.3573513973166032E-15,22249108790489.707,0,false,0,1.8329964774854138E-11,1.8329964774854138E-11,7711588110.9655409,0,false,0,5.7945379496538984E-8,5.7945379496538984E-8,2439420.3586262683,0,false,0,1.8323937909188462E-4,1.8323937909188462E-4,771.41245038437694,0,true,0.37596959774984778,0.57945379496539129,0]
[null,6,10,1362.5509148258986,null,110,3,11,1397.5134793301738,1,0.66693683942178439,0.66693683942178439,5.3057112603319842E+20,0,false,0,2.5894785369633866E-18,2.5894785369633866E-18,1.6743133700115011E+17,0,false,0,8.3999363368490052E-15,8.3999363368490052E-15,52987911355538.805,0,false,0,2.4219290006597559E-11,2.4219290006597559E-11,18365722019.792904,0,false,0,7.6562937671013577E-8,7.6562937671013577E-8,5809661.453812249,0,false,0,2.421132673939108E-4,2.421132673939108E-4,1837.1762628531835,0,true,0.66693683942178439,0.76562937671013731,0]
[null,6,11,1593.7424852748327,null,111,13,4,1404.3941808316301,1,0.45064256981080414,0.45064256981080414,3.7956936887908283E+20,0,false,0,1.6525696979933271E-18,1.6525696979933271E-18,1.1977999517473003E+17,0,false,0,5.3607241987910361E-15,5.3607241987910361E-15,37907430473673.945,0,false,0,1.5456418811932153E-11,1.5456418811932153E-11,13138795486.630535,0,false,0,4.886141706848904E-8,4.886141706848904E-8,4156218.5034672669,0,false,0,1.5451336763985256E-4,1.5451336763985256E-4,1314.3116924292999,0,true,0.45064256981080414,0.4886141706848896,0]
[null,6,12,1846.9523005284273,null,112,11,7,1418.8436539846884,1,8.88437377703825E-2,8.88437377703825E-2,8.4289352178038243E+19,0,false,0,2.8924605238354078E-19,2.8924605238354078E-19,2.659903307524994E+16,0,false,0,9.3827710522590517E-16,9.3827710522590517E-16,8417941539370.834,0,false,0,2.7053068507590062E-12,2.7053068507590062E-12,2917676321.559577,0,false,0,8.5521185690912276E-9,8.5521185690912276E-9,922953.730966717,0,false,0,2.7044173498148415E-5,2.7044173498148415E-5,291.86359648050995,0,false,0,8.5521185690912563E-2,8.5521185690912563E-2]
[null,6,13,2122.1803605866821,null,113,10,8,1431.3579298404622,1,0.2393090799018609,0.2393090799018609,2.514467778845348E+20,0,false,0,7.0349139961745834E-19,7.0349139961745834E-19,7.9348588982967648E+16,0,false,0,2.2820358948551689E-15,2.2820358948551689E-15,25111882127463.758,0,false,0,6.5797271463244438E-12,6.5797271463244438E-12,8703831397.5476418,0,false,0,2.0800082878527261E-8,2.0800082878527261E-8,2753298.4391420814,0,false,0,6.5775637416417581E-5,6.5775637416417581E-5,870.66941458755014,0,false,0,0.20800082878527254,0.20800082878527254]
[null,6,14,2419.4266654495973,null,114,14,1,1435.4863507413361,1,0.28689166753726475,0.28689166753726475,3.1170788645542167E+20,0,false,0,8.1559507096263856E-19,8.1559507096263856E-19,9.8365074204524992E+16,0,false,0,2.6456858301547991E-15,2.6456858301547991E-15,31130133258115.992,0,false,0,7.6282283361806267E-12,7.6282283361806267E-12,10789769953.782297,0,false,0,2.4114644586367283E-8,2.4114644586367283E-8,3413147.0861006561,0,false,0,7.6257201858369767E-5,7.6257201858369767E-5,1079.3318781244882,0,false,0,0.2411464458636734,0.2411464458636734]
[null,6,15,2738.6912151171732,null,115,12,6,1442.8831048554016,1,0.7827115089165898,0.7827115089165898,9.0278309213897543E+20,0,false,0,2.0960736376573706E-18,2.0960736376573706E-18,2.8488957035593443E+17,0,false,0,6.799394110567405E-15,6.799394110567405E-15,90160561162059.391,0,false,0,1.9604493561525718E-11,1.9604493561525718E-11,31249840974.867111,0,false,0,6.1974468211661278E-8,6.1974468211661278E-8,9885317.6778886728,0,false,0,1.9598047632655223E-4,1.9598047632655223E-4,3126.0119256454732,0,false,0,0.61974468211661515,0.61974468211661515]
[null,6,16,3079.9740095894094,null,116,4,11,1448.3876660565668,1,0.43995920557844548,0.43995920557844548,5.3042124154737145E+20,0,false,0,1.1271726019153711E-18,1.1271726019153711E-18,1.6738403823454483E+17,0,false,0,3.6564033883951455E-15,3.6564033883951455E-15,52972942456065.977,0,false,0,1.0542400619891725E-11,1.0542400619891725E-11,18360533767.611977,0,false,0,3.3327036479754521E-8,3.3327036479754521E-8,5808020.2447884316,0,false,0,1.0538934293954421E-4,1.0538934293954421E-4,1836.6572669900165,0,false,0,0.33327036479754524,0.33327036479754524]
[null,6,17,3443.2750488663064,null,117,7,10,1457.0315473177714,1,0.21099289482039696,0.21099289482039696,2.72597232696146E+20,0,false,0,5.0442979605329502E-19,5.0442979605329502E-19,8.6022998413739264E+16,0,false,0,1.6363055776574471E-15,1.6363055776574471E-15,27224169000415.355,0,false,0,4.7179118668850164E-12,4.7179118668850164E-12,9435954490.1977882,0,false,0,1.4914441839676412E-8,1.4914441839676412E-8,2984892.2368828636,0,false,0,4.7163606243489317E-5,4.7163606243489317E-5,943.90580387047157,0,false,0,0.14914441839676415,0.14914441839676415]
[null,6,18,3828.5943329478632,null,118,14,2,1468.5137179483268,1,0.53649656560584036,0.53649656560584036,7.5937580498721754E+20,0,false,0,1.1707486075666572E-18,1.1707486075666572E-18,2.3963480121113501E+17,0,false,0,3.797758363174874E-15,3.797758363174874E-15,75838536750085.625,0,false,0,1.094996527166742E-11,1.094996527166742E-11,26285797056.508133,0,false,0,3.4615445306863317E-8,3.4615445306863317E-8,8315032.8518175706,0,false,0,1.0946364939067427E-4,1.0946364939067427E-4,2629.4442630868771,0,false,0,0.34615445306863352,0.34615445306863352]
[null,6,19,4235.9318618340803,null,119,9,9,1480.425932422723,1,1.886081820822557E-2,1.886081820822557E-2,2.9325460021217362E+19,0,false,0,3.7468192078178382E-20,3.7468192078178382E-20,9254180520971234,0,false,0,1.2154201072568252E-16,1.2154201072568252E-16,2928721145612.0806,0,false,0,3.5043851378218141E-13,3.5043851378218141E-13,1015100936.3795087,0,false,0,1.1078195141525121E-9,1.1078195141525121E-9,321108.68145870219,0,false,0,3.5032329011030776E-6,3.5032329011030776E-6,101.54348098629779,0,false,0,1.1078195141525138E-2,1.1078195141525138E-2]
[null,6,20,4665.2876355249582,null,120,13,5,1503.4762824526019,1,0.44076072042310604,0.44076072042310604,8.2016546404329547E+20,0,false,0,7.316288187071195E-19,7.316288187071195E-19,2.5881808011984675E+17,0,false,0,2.3733100744487017E-15,2.3733100744487017E-15,81909573991557.375,0,false,0,6.842895310586873E-12,6.842895310586873E-12,28390031390.270401,0,false,0,2.1632020055543214E-8,2.1632020055543214E-8,8980669.0345644802,0,false,0,6.8406453765958804E-5,6.8406453765958804E-5,2839.9369061369225,0,false,0,0.2163202005554325,0.2163202005554325]
[null,7,1,367.12842948708169,null,121,5,11,1513.7973347047864,1,0.52929014658938356,0.52929014658938356,1.066442076986095E+21,0,false,0,8.114034677635712E-19,8.114034677635712E-19,3.3653512983081491E+17,0,false,0,2.6320888068472645E-15,2.6320888068472645E-15,106505113958310.81,0,false,0,7.589024437781155E-12,7.589024437781155E-12,36914897504.074921,0,false,0,2.3990711736609927E-8,2.3990711736609927E-8,11677355.067757495,0,false,0,7.5865291776220934E-5,7.5865291776220934E-5,3692.7039060623524,0,false,0,0.23990711736609976,0.23990711736609976]
[null,7,2,400.15579669407231,null,122,14,3,1523.5593299599777,1,0.71637401590917182,0.71637401590917182,1.5553958037323461E+21,0,false,0,1.0191198015780466E-18,1.0191198015780466E-18,4.9083334204769805E+17,0,false,0,3.3058939592202625E-15,3.3058939592202625E-15,155336713452794.44,0,false,0,9.5317870658349358E-12,9.5317870658349358E-12,53840033052.068748,0,false,0,3.013224660244374E-8,3.013224660244374E-8,17031313.24526643,0,false,0,9.5286530281592422E-5,9.5286530281592422E-5,5385.7741398836024,0,false,0,0.30132246602443752,0.30132246602443752]
[null,7,3,455.20140870572328,null,123,8,10,1566.047661731471,1,0.44198134114541554,0.44198134114541554,1.3212760692666511E+21,0,false,0,4.5666824647501033E-19,4.5666824647501033E-19,4.1695261571979597E+17,0,false,0,1.4813732350718442E-15,1.4813732350718442E-15,131955275738308.53,0,false,0,4.2711999888412405E-12,4.2711999888412405E-12,45735977343.851135,0,false,0,1.3502279316900081E-8,1.3502279316900081E-8,14467742.914797666,0,false,0,4.2697956245186544E-5,4.2697956245186544E-5,4575.1020212524163,0,false,0,0.13502279316900079,0.13502279316900079]
[null,7,4,532.26526552203461,null,124,11,8,1583.9804900196414,1,3.7427592620326383E-2,3.7427592620326383E-2,1.2772446279280514E+20,0,false,0,3.3876319176511081E-20,3.3876319176511081E-20,4.03057696204428E+16,0,false,0,1.0989043560220621E-16,1.0989043560220621E-16,12755787453038.773,0,false,0,3.168438690571729E-13,3.168438690571729E-13,4421182879.5094604,0,false,0,1.0016188497457554E-9,1.0016188497457554E-9,1398560.629833081,0,false,0,3.1673969125545527E-6,3.1673969125545527E-6,442.26370361121684,0,false,0,1.0016188497457562E-2,1.0016188497457562E-2]
[null,7,5,631.34736714300641,null,125,12,7,1586.0016960856942,1,0.54026399812339476,0.54026399812339476,1.8712307149910951E+21,0,false,0,4.8180492174059945E-19,4.8180492174059945E-19,5.9050077374352115E+17,0,false,0,1.5629133864718359E-15,1.5629133864718359E-15,186879010912297.84,0,false,0,4.5063023151856503E-12,4.5063023151856503E-12,64772659988.80291,0,false,0,1.4245493703172922E-8,1.4245493703172922E-8,20489650.534418713,0,false,0,4.5048206495613069E-5,4.5048206495613069E-5,6479.3964149649601,0,false,0,0.14245493703172935,0.14245493703172935]
[null,7,6,752.44771356863862,null,126,1,12,1592.581366896462,1,0.92350868727980728,0.92350868727980728,3.356348029543383E+21,0,false,0,7.8487680666609561E-19,7.8487680666609561E-19,1.0591564645235935E+18,0,false,0,2.5460397196402068E-15,2.5460397196402068E-15,335197041718870.94,0,false,0,7.3409216291052864E-12,7.3409216291052864E-12,116180002807.797,0,false,0,2.3206399732769954E-8,2.3206399732769954E-8,36751426.559154302,0,false,0,7.3385079447876151E-5,7.3385079447876151E-5,11621.821518733204,0,false,0,0.23206399732770022,0.23206399732770022]
[null,7,7,895.56630479893124,null,127,6,11,1593.7424852748327,1,0.60555419098400776,0.60555419098400776,2.2195202571991956E+21,0,false,0,5.1030923586956813E-19,5.1030923586956813E-19,7.0040985257223629E+17,0,false,0,1.655377726527576E-15,1.655377726527576E-15,221662538479210.66,0,false,0,4.7729020341924104E-12,4.7729020341924104E-12,76828704128.292923,0,false,0,1.5088278841129761E-8,1.5088278841129761E-8,24303360.381881647,0,false,0,4.7713327109695812E-5,4.7713327109695812E-5,7685.3973602645701,0,false,0,0.15088278841129749,0.15088278841129749]
[null,7,8,1060.7031408338842,null,128,14,4,1600.6231867762892,1,0.80314568515633256,0.80314568515633256,3.0949492965514097E+21,0,false,0,6.4375651269350589E-19,6.4375651269350589E-19,9.7666735569764877E+17,0,false,0,2.0882635812068127E-15,2.0882635812068127E-15,309091262092708.75,0,false,0,6.0210291191845141E-12,6.0210291191845141E-12,107131684437.46028,0,false,0,1.903390549606964E-8,1.903390549606964E-8,33889155.944292746,0,false,0,6.0190494135977387E-5,6.0190494135977387E-5,10716.692076459898,0,false,0,0.19033905496069714,0.19033905496069714]
[null,7,9,{"$f":"3.1416/2*SQRT($H$2/$I$2)*(B138^2/$C$2^2+C138^2/$D$2^2)","v":1247.8582216734976},null,129,2,12,1614.3845897792019,1,{"$f":"ABS(SIN(G138*3.1416*$J$2/$C$2)*SIN(H138*3.1416*$K$2/$D$2))*(1/F138^$M$2)+(1-1/F138^$M$2)","v":0.28893114405670023},{"$f":"$J138*$K138","v":0.28893114405670023},{"$f":"10^(LOG10($I138/22.27)/LOG10(2)*70/20)*$L138","v":1.2299307141565157E+21},{"$f":"IF($I138<22.27,M138,0)","v":0},{"$f":"AND($I138>22.27,$I138<44.45)","v":false},{"$f":"IF($O138=TRUE,$L138,0)","v":0},{"$f":"10^(LOG10(44.45/$I138)/LOG10(2)*70/20)*$L138","v":2.0964986193592956E-19},{"$f":"IF($I138>44.45,Q138,0)","v":2.0964986193592956E-19},{"$f":"10^(LOG10($I138/44.548)/LOG10(2)*70/20)*$L138","v":3.8812693300826381E+17},{"$f":"IF($I138<44.528,S138,0)","v":0},{"$f":"AND($I138>44.548,$I138<89.095)","v":false},{"$f":"IF($U138=TRUE,$L138,0)","v":0},{"$f":"10^(LOG10(89.095/$I138)/LOG10(2)*70/20)*$L138","v":6.8007726967149278E-16},{"$f":"IF($I138>89.095,W138,0)","v":6.8007726967149278E-16},{"$f":"10^(LOG10($I138/89.09)/LOG10(2)*70/20)*$L138","v":122832654204973.98},{"$f":"IF($I138<89.09,Y138,0)","v":0},{"$f":"AND($I138>89.09,$I138<176.78)","v":false},{"$f":"IF($AA138=TRUE,$L138,0)","v":0},{"$f":"10^(LOG10(176.78/$I138)/LOG10(2)*70/20)*$L138","v":1.9608468398520762E-12},{"$f":"IF($I138>176.78,AC138,0)","v":1.9608468398520762E-12},{"$f":"10^(LOG10($I138/176.78)/LOG10(2)*70/20)*$L138","v":42574057447.654289},{"$f":"IF($I138<176.78,AE138,0)","v":0},{"$f":"AND($I138>176.78,$I138<353.55)","v":false},{"$f":"IF($AG138=TRUE,$L138,0)","v":0},{"$f":"10^(LOG10(353.55/$I138)/LOG10(2)*70/20)*$L138","v":6.1987033617047681E-9},{"$f":"IF($I138>353.55,AI138,0)","v":6.1987033617047681E-9},{"$f":"10^(LOG10($I138/353.55)/LOG10(2)*70/20)*$L138","v":13467527.180225421},{"$f":"IF($I138<353.55,AK138,0)","v":0},{"$f":"AND($I138>353.55,$I138<707.1)","v":false},{"$f":"IF($AM138=TRUE,$L138,0)","v":0},{"$f":"10^(LOG10(707.1/$I138)/LOG10(2)*70/20)*$L138","v":1.9602021162729595E-5},{"$f":"IF($I138>707.1,AO138,0)","v":1.9602021162729595E-5},{"$f":"10^(LOG10($I138/707.1)/LOG10(2)*70/20)*$L138","v":4258.8060339737358},{"$f":"IF($I138<707.1,AQ138,0)","v":0},{"$f":"AND($I138>707.1,$I138<1414.2)","v":false},{"$f":"IF($AS138=TRUE,$L138,0)","v":0},{"$f":"10^(LOG10(1414.2/$I138)/LOG10(2)*70/20)*$L138","v":6.1987033617047653E-2},{"$f":"IF($I138>1414.2,AU138,0)","v":6.1987033617047653E-2}]
[null,7,10,1457.0315473177714,null,130,10,9,1618.5130106800757,{"$f":"IF(ABS(I139-I138)>0.0001,1,$L$2)","v":1},0.12054425352664966,0.12054425352664966,5.286023541666216E+20,0,false,0,8.4908358348588276E-20,8.4908358348588276E-20,1.6681005534879875E+17,0,false,0,2.7543182707004328E-16,2.7543182707004328E-16,52791290951549.234,0,false,0,7.9414450649976872E-13,7.9414450649976872E-13,18297572972.383736,0,false,0,2.5104797182888857E-9,2.5104797182888857E-9,5788103.7446505632,0,false,0,7.9388339294507789E-6,7.9388339294507789E-6,1830.3591166445347,0,false,0,2.5104797182888917E-2,2.5104797182888917E-2]
[null,7,11,1688.2231177667056,null,131,13,6,1624.576628878234,1,0.37359403068313468,0.37359403068313468,1.7110567817183468E+21,0,false,0,2.5195440065188523E-19,2.5195440065188523E-19,5.3995498546987328E+17,0,false,0,8.173077687473772E-16,8.173077687473772E-16,170882508725722.84,0,false,0,2.3565195118328112E-12,2.3565195118328112E-12,59228238536.211739,0,false,0,7.4495188114859522E-9,7.4495188114859522E-9,18735773.852516726,0,false,0,2.3557446916566172E-5,2.3557446916566172E-5,5924.7719099780688,0,false,0,7.4495188114859778E-2,7.4495188114859778E-2]
[null,7,12,1941.4329330203,null,132,15,1,1646.2508386078218,1,0.25073164643396101,0.25073164643396101,1.3396611934204084E+21,0,false,0,1.4494720358190568E-19,1.4494720358190568E-19,4.22754374931632E+17,0,false,0,4.7019014249875846E-16,4.7019014249875846E-16,133791390221589.73,0,false,0,1.3556854436461812E-12,1.3556854436461812E-12,46372378502.790985,0,false,0,4.2856442156276787E-9,4.2856442156276787E-9,14669056.82329894,0,false,0,1.3552396962509201E-5,1.3552396962509201E-5,4638.7630688058998,0,false,0,4.285644215627666E-2,4.285644215627666E-2]
[null,7,13,2216.6609930785553,null,133,3,12,1650.7232945837684,1,0.83311299619886303,0.83311299619886303,4.5939809696688809E+21,0,false,0,4.6666490348793087E-19,4.6666490348793087E-19,1.4497139745621348E+18,0,false,0,1.5138011085958773E-15,1.5138011085958773E-15,458798913936024.69,0,false,0,4.3646983252191459E-12,4.3646983252191459E-12,159020672843.54596,0,false,0,1.3797849802182426E-8,1.3797849802182426E-8,50303291.77272705,0,false,0,4.3632632187800337E-5,4.3632632187800337E-5,15907.297580582599,0,false,0,0.13797849802182482,0.13797849802182482]
[null,7,14,2513.9072979414705,null,134,15,2,1679.2782058148123,1,0.4688761732093365,0.4688761732093365,3.1560493737509771E+21,0,false,0,2.151587696466647E-19,2.151587696466647E-19,9.9594859267879718E+17,0,false,0,6.9794745990293214E-16,6.9794745990293214E-16,315193300661359.88,0,false,0,2.0123714350790122E-12,2.0123714350790122E-12,109246663896.71742,0,false,0,6.3615848653247965E-9,6.3615848653247965E-9,34558191.151664741,0,false,0,2.0117097702881874E-5,2.0117097702881874E-5,10928.259585473796,0,false,0,6.3615848653248055E-2,6.3615848653248055E-2]
[null,7,15,2833.1718476090459,null,135,7,11,1688.2231177667056,1,0.33983500924282123,0.33983500924282123,2.4332059835093557E+21,0,false,0,1.4660334236451843E-19,1.4660334236451843E-19,7.6784225719943245E+17,0,false,0,4.7556244435041075E-16,4.7556244435041075E-16,243003240541766.56,0,false,0,1.3711752439649532E-12,1.3711752439649532E-12,84225436548.225937,0,false,0,4.3346111595809515E-9,4.3346111595809515E-9,26643181.880755637,0,false,0,1.3707244035459449E-5,1.3707244035459449E-5,8425.3138857316026,0,false,0,4.3346111595809769E-2,4.3346111595809769E-2]
[null,7,16,3174.4546420812821,null,136,9,10,1689.599258066997,1,7.2713551801972517E-2,7.2713551801972517E-2,5.2558194981795987E+20,0,false,0,3.1072542404461227E-20,3.1072542404461227E-20,1.6585691200275798E+17,0,false,0,1.0079534326922512E-16,1.0079534326922512E-16,52489644461509.063,0,false,0,2.9062025616109098E-13,2.9062025616109098E-13,18193021661.667686,0,false,0,9.1871977057685458E-10,9.1871977057685458E-10,5755030.8429068914,0,false,0,2.9052470064502067E-6,2.9052470064502067E-6,1819.9005468104424,0,false,0,9.1871977057685576E-3,9.1871977057685576E-3]
[null,7,17,3537.7556813581791,null,137,14,5,1699.7052883972608,1,0.78553402299040243,0.78553402299040243,6.0855856421288301E+21,0,false,0,3.1319450551912842E-19,3.1319450551912842E-19,1.9204168687326669E+18,0,false,0,1.0159628163964894E-15,1.0159628163964894E-15,607764834401269.88,0,false,0,2.9292957826697427E-12,2.9292957826697427E-12,210652575586.98825,0,false,0,9.2602008715950208E-9,9.2602008715950208E-9,66636103.237056471,0,false,0,2.9283326344916803E-5,2.9283326344916803E-5,21072.18606272167,0,false,0,9.2602008715950382E-2,9.2602008715950382E-2]
[null,7,18,3923.0749654397359,null,138,4,12,1701.5974813101614,1,0.54958087527824451,0.54958087527824451,4.3130762151014852E+21,0,false,0,2.1630303022077092E-19,2.1630303022077092E-19,1.3610693870233649E+18,0,false,0,7.0165929448199634E-16,7.0165929448199634E-16,430745076280646.75,0,false,0,2.0230736588247528E-12,2.0230736588247528E-12,149297153444.75516,0,false,0,6.3954171407285636E-9,6.3954171407285636E-9,47227433.617753536,0,false,0,2.0224084751583875E-5,2.0224084751583875E-5,14934.625827650703,0,false,0,6.3954171407285626E-2,6.3954171407285626E-2]
[null,7,19,4330.412494325953,null,139,15,3,1734.3238178264633,1,0.62608174720893373,0.62608174720893373,6.1316699832211042E+21,0,false,0,1.9745576858851908E-19,1.9745576858851908E-19,1.9349596179801856E+18,0,false,0,6.4052119444564051E-16,6.4052119444564051E-16,612367257829257.38,0,false,0,1.8467959686311781E-12,1.8467959686311781E-12,212247785270.35699,0,false,0,5.8381614241734758E-9,5.8381614241734758E-9,67140718.748400241,0,false,0,1.8461887448120661E-5,1.8461887448120661E-5,21231.759498571431,0,false,0,5.838161424173495E-2,5.838161424173495E-2]
[null,7,20,4759.7682680168309,null,140,12,8,1751.1385321206471,1,0.22759939345924413,0.22759939345924413,2.493667696898885E+21,0,false,0,6.4163808578575013E-20,6.4163808578575013E-20,7.8692204690806067E+17,0,false,0,2.0813916759543044E-16,2.0813916759543044E-16,249041525989823.81,0,false,0,6.001215556374708E-13,6.001215556374708E-13,86318319041.198944,0,false,0,1.8971270110224872E-9,1.8971270110224872E-9,27305227.115551006,0,false,0,5.9992423654584459E-6,5.9992423654584459E-6,8634.6709713331093,0,false,0,1.897127011022496E-2,1.897127011022496E-2]
[null,8,1,476.14454390078106,null,141,5,12,1767.007149958381,1,0.66116980472381082,0.66116980472381082,8.0451064264636886E+21,0,false,0,1.6783430802400543E-19,1.6783430802400543E-19,2.5387791743780014E+18,0,false,0,5.4443297459958269E-16,5.4443297459958269E-16,803461336764607.25,0,false,0,1.569747623340693E-12,1.569747623340693E-12,278481396740.83484,0,false,0,4.9623456927232725E-9,4.9623456927232725E-9,88092514.658853248,0,false,0,1.5692314926131591E-5,1.5692314926131591E-5,27857.299113374698,0,false,0,4.9623456927232829E-2,4.9623456927232829E-2]
[null,8,2,509.17191110777173,null,142,13,7,1767.6952201085267,1,0.25787202870095233,0.25787202870095233,3.1520193764848928E+21,0,false,0,6.5163755948217613E-20,6.5163755948217613E-20,9.9467685398578483E+17,0,false,0,2.113828686438474E-16,2.113828686438474E-16,314790826558604.06,0,false,0,6.0947402370817545E-13,6.0947402370817545E-13,109107165522.42294,0,false,0,1.9266923876199344E-9,1.9266923876199344E-9,34514063.383252643,0,false,0,6.092736295386985E-6,6.092736295386985E-6,10914.305159849528,0,false,0,1.9266923876199354E-2,1.9266923876199354E-2]
[null,8,3,564.21752311942271,null,143,11,9,1771.1355708592548,1,1.8852946221543272E-2,1.8852946221543272E-2,2.3571200571168417E+20,0,false,0,4.6576115737471108E-21,4.6576115737471108E-21,7.4383196384231072E+16,0,false,0,1.5108694720878367E-17,1.5108694720878367E-17,23540457162581.031,0,false,0,4.356245623682537E-14,4.356245623682537E-14,8159172184.87644,0,false,0,1.3771128801660873E-10,1.3771128801660873E-10,2581005.4233864658,0,false,0,4.3548132964793694E-7,4.3548132964793694E-7,816.18557911484186,0,false,0,1.377112880166093E-3,1.377112880166093E-3]
[null,8,4,641.28137993573409,null,144,8,11,1797.239232180405,1,0.71187578748166791,0.71187578748166791,1.05507672591735E+22,0,false,0,1.4835798085093954E-19,1.4835798085093954E-19,3.3294858727024998E+18,0,false,0,4.8125426661104142E-16,4.8125426661104142E-16,1053700612096666.1,0,false,0,1.3875863081049958E-12,1.3875863081049958E-12,365214858234.46075,0,false,0,4.3864904376492823E-9,4.3864904376492823E-9,115529064.5234419,0,false,0,1.3871300717520475E-5,1.3871300717520475E-5,36533.497984263333,0,false,0,4.3864904376492715E-2,4.3864904376492715E-2]
[null,8,5,740.36348155670589,null,145,15,4,1811.3876746427748,1,0.70191665618668486,0.70191665618668486,1.139621070222438E+22,0,false,0,1.3353562374471554E-19,1.3353562374471554E-19,3.596280877336747E+18,0,false,0,4.3317244076191573E-16,4.3317244076191573E-16,1138134687036691.8,0,false,0,1.2489533902365245E-12,1.2489533902365245E-12,394479886986.80951,0,false,0,3.948238802402221E-9,3.948238802402221E-9,124786523.02706006,0,false,0,1.2485427361846437E-5,1.2485427361846437E-5,39460.963405856106,0,false,0,3.9482388024022076E-2,3.9482388024022076E-2]
[null,8,6,861.46382798233799,null,146,14,6,1820.8056348228931,1,0.66582798395920306,0.66582798395920306,1.1482131092625072E+22,0,false,0,1.1925815890828048E-19,1.1925815890828048E-19,3.6233946140906301E+18,0,false,0,3.868581755669297E-16,3.868581755669297E-16,1146715519665546.3,0,false,0,1.1154168281462684E-12,1.1154168281462684E-12,397454021704.11163,0,false,0,3.5260979602333142E-9,3.5260979602333142E-9,125727336.34259067,0,false,0,1.1150500807211083E-5,1.1150500807211083E-5,39758.47469886511,0,false,0,3.5260979602333098E-2,3.5260979602333098E-2]
[null,8,7,1004.5824192126305,null,147,10,10,1827.6863363243494,1,0.4647306774537211,0.4647306774537211,8.3735053140688382E+21,0,false,0,7.9667629774060096E-20,7.9667629774060096E-20,2.6424113965693583E+18,0,false,0,2.5843157556907696E-16,2.5843157556907696E-16,836258393166387.25,0,false,0,7.4512818009253465E-13,7.4512818009253465E-13,289848925777.80847,0,false,0,2.3555274491448587E-9,2.3555274491448587E-9,91688425.301518396,0,false,0,7.4488318303442242E-6,7.4488318303442242E-6,28994.425902700772,0,false,0,2.3555274491448678E-2,2.3555274491448678E-2]
[null,8,8,1169.7192552475835,null,148,6,12,1846.9523005284273,1,0.75643604700086486,0.75643604700086486,1.5396661228267442E+22,0,false,0,1.147900888308115E-19,1.147900888308115E-19,4.8586955609063905E+18,0,false,0,3.7236432915593319E-16,3.7236432915593319E-16,1537657969505944.8,0,false,0,1.0736271460031947E-12,1.0736271460031947E-12,532955500736.37207,0,false,0,3.3939908328840078E-9,3.3939908328840078E-9,168590759.78000787,0,false,0,1.0732741389645373E-5,1.0732741389645373E-5,53313.079336313152,0,false,0,3.3939908328840071E-2,3.3939908328840071E-2]
[null,8,9,1356.874336087197,null,149,1,13,1867.8094269547169,1,0.9876888576840599,0.9876888576840599,2.2907452216365734E+22,0,false,0,1.3153763610903912E-19,1.3153763610903912E-19,7.2288618126500577E+18,0,false,0,4.2669122506465259E-16,4.2669122506465259E-16,2287757452044365,0,false,0,1.2302662911595079E-12,1.2302662911595079E-12,792941566068.44373,0,false,0,3.8891644364114777E-9,3.8891644364114777E-9,250832613.41692239,0,false,0,1.2298617813985367E-5,1.2298617813985367E-5,79320.236984998468,0,false,0,3.8891644364114804E-2,3.8891644364114804E-2]
[null,8,10,1566.047661731471,null,150,16,1,1871.5508083961338,1,0.20844716295034202,0.20844716295034202,4.9483105862001959E+21,0,false,0,2.7121989258159794E-20,2.7121989258159794E-20,1.5615291083378883E+18,0,false,0,8.7980255424092146E-17,8.7980255424092146E-17,494185661141394.38,0,false,0,2.5367088934032699E-13,2.5367088934032699E-13,171285794184.10504,0,false,0,8.019140315105617E-10,8.019140315105617E-10,54183139.382409185,0,false,0,2.5358748272214208E-6,2.5358748272214208E-6,17134.213122678171,0,false,0,8.0191403151056457E-3,8.0191403151056457E-3]
[null,8,11,1797.239232180405,null,151,2,13,1889.6126498374567,1,0.30901070618326232,0.30901070618326232,8.202223231185539E+21,0,false,0,3.5958534321222134E-20,3.5958534321222134E-20,2.588360230317846E+18,0,false,0,1.1664487453866558E-16,1.1664487453866558E-16,819152524830766.5,0,false,0,3.3631874468406721E-13,3.3631874468406721E-13,283919995674.27649,0,false,0,1.0631835648289251E-9,1.0631835648289251E-9,89812916.315390185,0,false,0,3.362081635716697E-6,3.362081635716697E-6,28401.337885872992,0,false,0,1.0631835648289263E-2,1.0631835648289263E-2]
[null,8,12,2050.4490474339996,null,152,16,2,1904.5781756031242,1,0.38980284088806294,0.38980284088806294,1.134061174804403E+22,0,false,0,4.1384720908404427E-20,4.1384720908404427E-20,3.5787356194486554E+18,0,false,0,1.3424672805224968E-16,1.3424672805224968E-16,1132582043270358.3,0,false,0,3.8706965252476246E-13,3.8706965252476246E-13,392555328926.70752,0,false,0,1.2236192585547091E-9,1.2236192585547091E-9,124177724.15896547,0,false,0,3.8694238458793605E-6,3.8694238458793605E-6,39268.44429984469,0,false,0,1.2236192585547107E-2,1.2236192585547107E-2]
[null,8,13,2325.6771074922544,null,153,15,5,1910.4697762637466,1,0.68652477991084704,0.68652477991084704,2.0703484646953291E+22,0,false,0,7.0316217336006491E-20,7.0316217336006491E-20,6.5333598926475551E+18,0,false,0,2.2809679270913381E-16,2.2809679270913381E-16,2067648153840285,0,false,0,6.5766479062025339E-13,6.5766479062025339E-13,716651218300.9397,0,false,0,2.079034866792646E-9,2.079034866792646E-9,226699552.25846821,0,false,0,6.5744855139695171E-6,6.5744855139695171E-6,71688.692967712908,0,false,0,2.0790348667926475E-2,2.0790348667926475E-2]
[null,8,14,2622.9234123551696,null,154,9,11,1920.7908285159308,1,0.11711584207485305,0.11711584207485305,3.7601773262864473E+21,0,false,0,1.1267030700480451E-20,1.1267030700480451E-20,1.1865921197192264E+18,0,false,0,3.6548802872235022E-17,3.6548802872235022E-17,375527300808873.75,0,false,0,1.0538009106967527E-13,1.0538009106967527E-13,130158555811.3922,0,false,0,3.3313153862625442E-10,3.3313153862625442E-10,41173287.048904292,0,false,0,1.0534544224953298E-6,1.0534544224953298E-6,13020.136583044959,0,false,0,3.3313153862625606E-3,3.3313153862625606E-3]
[null,8,15,2942.1879620227455,null,155,3,13,1925.9513546420233,1,0.89101102661104492,0.89101102661104492,2.9513703803126922E+22,0,false,0,8.3086211365504256E-20,8.3086211365504256E-20,9.3135842588318188E+18,0,false,0,2.6952101590255006E-16,2.6952101590255006E-16,2947520971572534.5,0,false,0,7.7710203806916322E-13,7.7710203806916322E-13,1021616995774.511,0,false,0,2.456604421042053E-9,2.456604421042053E-9,323169918.09601486,0,false,0,7.7684652805321905E-6,7.7684652805321905E-6,102195.30124334685,0,false,0,2.4566044210420641E-2,2.4566044210420641E-2]
[null,8,16,3283.4707564949817,null,156,13,8,1932.8320561434796,1,0.10863488503084853,0.10863488503084853,3.7507448784744937E+21,0,false,0,9.7186872466845254E-21,9.7186872466845254E-21,1.1836155398209723E+18,0,false,0,3.1526175245163131E-17,3.1526175245163131E-17,374585286281502.56,0,false,0,9.0898496184060739E-14,9.0898496184060739E-14,129832051586.0757,0,false,0,2.87351771907157E-10,2.87351771907157E-10,41070003.387620449,0,false,0,9.0868608891180271E-7,9.0868608891180271E-7,12987.475421571176,0,false,0,2.8735177190715739E-3,2.8735177190715739E-3]
[null,8,17,3646.7717957718787,null,157,12,9,1938.2936129602606,1,0.11464587553014728,0.11464587553014728,4.0902946140785056E+21,0,false,0,9.9254177202364505E-21,9.9254177202364505E-21,1.290766614240738E+18,0,false,0,3.2196782393256579E-17,3.2196782393256579E-17,408495973102137.25,0,false,0,9.2832038100196587E-14,9.2832038100196587E-14,141585567278.91327,0,false,0,2.9346415790894005E-10,2.9346415790894005E-10,44788013.874431551,0,false,0,9.2801515061556526E-7,9.2801515061556526E-7,14163.2135718427,0,false,0,2.934641579089401E-3,2.934641579089401E-3]
[null,8,18,4032.0910798534355,null,158,7,12,1941.4329330203,1,0.42450940783090202,0.42450940783090202,1.5433167701966645E+22,0,false,0,3.6066672524961125E-20,3.6066672524961125E-20,4.8702158404706693E+18,0,false,0,1.1699566100552633E-16,1.1699566100552633E-16,1541303855415216.5,0,false,0,3.3733015701275592E-13,3.3733015701275592E-13,534219172494.94135,0,false,0,1.0663808798228748E-9,1.0663808798228748E-9,168990499.31097376,0,false,0,3.3721924334945911E-6,3.3721924334945911E-6,53439.488075179019,0,false,0,1.066380879822878E-2,1.066380879822878E-2]
[null,8,19,4439.4286087396531,null,159,16,3,1959.6237876147754,1,0.52049657806187022,0.52049657806187022,2.1090048222156714E+22,0,false,0,3.967753631329165E-20,3.967753631329165E-20,6.6553470364187433E+18,0,false,0,1.2870884013022307E-16,1.2870884013022307E-16,2106254092707145.5,0,false,0,3.7110242274717506E-13,3.7110242274717506E-13,730032118272.33716,0,false,0,1.1731430464978212E-9,1.1731430464978212E-9,230932356.10344616,0,false,0,3.7098040481219362E-6,3.7098040481219362E-6,73027.223071597633,0,false,0,1.1731430464978225E-2,1.1731430464978225E-2]
[null,8,20,4868.784382430531,null,160,14,7,1963.9242260531855,1,0.4595855364055631,0.4595855364055631,1.9102710717808825E+22,0,false,0,3.4152635211992006E-20,3.4152635211992006E-20,6.0282066605125202E+18,0,false,0,1.1078676939055653E-16,1.1078676939055653E-16,1907779546417317.5,0,false,0,3.1942824197289927E-13,3.1942824197289927E-13,661240421224.58691,0,false,0,1.0097886673750713E-9,1.0097886673750713E-9,209171356.44059965,0,false,0,3.193232144331388E-6,3.193232144331388E-6,66145.790761922515,0,false,0,1.0097886673750748E-2,1.0097886673750748E-2]
[null,9,1,599.69614023630709,null,161,4,13,1976.8255413684165,1,0.58777455413812629,0.58777455413812629,2.6363401138929639E+22,0,false,0,4.0476843430904215E-20,4.0476843430904215E-20,8.3194491445288509E+18,0,false,0,1.3130168992824139E-16,1.3130168992824139E-16,2632901592335589,0,false,0,3.7857831050197156E-13,3.7857831050197156E-13,912569254255.98035,0,false,0,1.1967761062634071E-9,1.1967761062634071E-9,288674652.41341823,0,false,0,3.7845383450600856E-6,3.7845383450600856E-6,91286.940438382095,0,false,0,1.1967761062634105E-2,1.1967761062634105E-2]
[null,9,2,632.72350744329776,null,162,11,10,1980.3088965035286,1,7.2683203165710378E-2,7.2683203165710378E-2,3.3274724430918776E+21,0,false,0,4.9038837095215444E-21,4.9038837095215444E-21,1.0500442497628426E+18,0,false,0,1.5907569950974288E-17,1.5907569950974288E-17,332313249254192.88,0,false,0,4.5865829750729689E-14,4.5865829750729689E-14,115180474247.14659,0,false,0,1.4499279968479057E-10,1.4499279968479057E-10,36435243.91495759,0,false,0,4.5850749132848229E-7,4.5850749132848229E-7,11521.835787505623,0,false,0,1.4499279968479056E-3,1.4499279968479056E-3]
[null,9,3,687.76911945494874,null,163,15,6,2031.5701226893786,1,0.58190657153962611,0.58190657153962611,3.585729632800878E+22,0,false,0,2.9168594065000194E-20,2.9168594065000194E-20,1.1315419876560044E+19,0,false,0,9.4619178990653849E-17,9.4619178990653849E-17,3581052842967783,0,false,0,2.7281270289013066E-13,2.7281270289013066E-13,1241200480819.8828,0,false,0,8.6242585812995097E-10,8.6242585812995097E-10,392631151.7783587,0,false,0,2.7272300247158745E-6,2.7272300247158745E-6,124160.87199548901,0,false,0,8.6242585812994679E-3,8.6242585812994679E-3]
[null,9,4,764.83297627126012,null,164,16,4,2036.6876444310869,1,0.58354235570435509,0.58354235570435509,3.7025436038263168E+22,0,false,0,2.8407374714411344E-20,2.8407374714411344E-20,1.1684047538141315E+19,0,false,0,9.2149881025038872E-17,9.2149881025038872E-17,3697714456049955,0,false,0,2.656930485089923E-13,2.656930485089923E-13,1281635642377.2344,0,false,0,8.399189368092222E-10,8.399189368092222E-10,405422078.2241199,0,false,0,2.6560568902241855E-6,2.6560568902241855E-6,128205.71809071689,0,false,0,8.3991893680922507E-3,8.3991893680922507E-3]
[null,9,5,863.91507789223192,null,165,5,13,2042.2352100166361,1,0.70711846911408283,0.70711846911408283,4.6307892255322236E+22,0,false,0,3.3351537562485064E-20,3.3351537562485064E-20,1.4613294869590422E+19,0,false,0,1.0818811133666636E-16,1.0818811133666636E-16,4624749387009211,0,false,0,3.1193560744434209E-13,3.1193560744434209E-13,1602947907931.4817,0,false,0,9.8610266707343876E-10,9.8610266707343876E-10,507063357.6584841,0,false,0,3.1183304347187815E-6,3.1183304347187815E-6,160347.51282133957,0,false,0,9.8610266707343831E-3,9.8610266707343831E-3]
[null,9,6,985.01542431786402,null,166,8,12,2050.4490474339996,1,0.88924907903491301,0.88924907903491301,6.1017479445289506E+22,0,false,0,4.00294015998074E-20,4.00294015998074E-20,1.9255171762448499E+19,0,false,0,1.2985024600159414E-16,1.2985024600159414E-16,6093789566270213,0,false,0,3.743934048100615E-13,3.743934048100615E-13,2112120337604.8088,0,false,0,1.1835466237491967E-9,1.1835466237491967E-9,668130776.34363687,0,false,0,3.7427030480498159E-6,3.7427030480498159E-6,211281.50281024305,0,false,0,1.1835466237492036E-2,1.1835466237492036E-2]
[null,9,7,1128.1340155481566,null,167,10,11,2058.8779067732835,1,0.74851693087742976,0.74851693087742976,5.3869980340580119E+22,0,false,0,3.212498640824862E-20,3.212498640824862E-20,1.6999648850255333E+19,0,false,0,1.0420933666740154E-16,1.0420933666740154E-16,5379971888693827,0,false,0,3.0046372316789702E-13,3.0046372316789702E-13,1864709622522.6885,0,false,0,9.4983731162382452E-10,9.4983731162382452E-10,589866905.5781002,0,false,0,3.0036493113424124E-6,3.0036493113424124E-6,186532.29379822762,0,false,0,9.4983731162382509E-3,9.4983731162382509E-3]
[null,9,8,1293.2708515831096,null,168,17,1,2111.3862601062729,1,0.31594692604764163,0.31594692604764163,3.0473490747269356E+22,0,false,0,1.0117951103191891E-20,1.0117951103191891E-20,9.6164624280520499E+18,0,false,0,3.2821335999883647E-17,3.2821335999883647E-17,3043374483045431.5,0,false,0,9.4632795191320484E-14,9.4632795191320484E-14,1054840025354.2277,0,false,0,2.9915677948829982E-10,2.9915677948829982E-10,333679418.02855927,0,false,0,9.4601680066377047E-7,9.4601680066377047E-7,105518.69692896969,0,false,0,2.991567794883008E-3,2.991567794883008E-3]
[null,9,9,1480.425932422723,null,169,13,9,2119.987136983093,1,5.472132995692159E-2,5.472132995692159E-2,5.5334009996901414E+21,0,false,0,1.6715049115432558E-21,1.6715049115432558E-21,1.7461649948204014E+18,0,false,0,5.4221476035706188E-18,5.4221476035706188E-18,552618390409509.06,0,false,0,1.5633519112921743E-14,1.5633519112921743E-14,191538701595.29663,0,false,0,4.9421273253475877E-11,4.9421273253475877E-11,60589777.541671932,0,false,0,1.5628378834654354E-7,1.5628378834654354E-7,19160.169995460121,0,false,0,4.9421273253475817E-4,4.9421273253475817E-4]
[null,9,10,1689.599258066997,null,170,6,13,2122.1803605866821,1,0.80900533526542173,0.80900533526542173,8.2795751904983313E+22,0,false,0,2.4416377458489539E-20,2.4416377458489539E-20,2.6127700433135673E+19,0,false,0,7.9203597674264123E-17,7.9203597674264123E-17,8268776319127977,0,false,0,2.2836540953576278E-13,2.2836540953576278E-13,2865975341092.1885,0,false,0,7.2191738947505617E-10,7.2191738947505617E-10,906599068.02332473,0,false,0,2.2829032332240495E-6,2.2829032332240495E-6,286691.7979539627,0,false,0,7.219173894750565E-3,7.219173894750565E-3]
[null,9,11,1920.7908285159308,null,171,14,8,2129.0610620881384,1,0.19361162263611886,0.19361162263611886,2.0574689083581566E+22,0,false,0,5.6275074898717763E-21,5.6275074898717763E-21,6.492716117822593E+18,0,false,0,1.8254912707443141E-17,1.8254912707443141E-17,2054785396030693.3,0,false,0,5.2633854255202119E-14,5.2633854255202119E-14,712192959269.85974,0,false,0,1.6638813530985058E-10,1.6638813530985058E-10,225289263.2637831,0,false,0,5.2616548320741421E-7,5.2616548320741421E-7,71242.720429485387,0,false,0,1.6638813530985071E-3,1.6638813530985071E-3]
[null,9,12,2174.0006437695256,null,172,16,5,2135.769746052059,1,0.57074623288614479,0.57074623288614479,6.2911593704378992E+22,0,false,0,1.599344177322855E-20,1.599344177322855E-20,1.9852893853364777E+19,0,false,0,5.1880674346026353E-17,5.1880674346026353E-17,6282953946941174,0,false,0,1.495860262907176E-13,1.495860262907176E-13,2177685111580.1018,0,false,0,4.7287701680070143E-10,4.7287701680070143E-10,688870997.70174801,0,false,0,1.4953684262359232E-6,1.4953684262359232E-6,217840.13667701441,0,false,0,4.7287701680070121E-3,4.7287701680070121E-3]
[null,9,13,2449.2287038277805,null,173,17,2,2144.4136273132631,1,0.59083082542390319,0.59083082542390319,6.8256746798666115E+22,0,false,0,1.5796730873305312E-20,1.5796730873305312E-20,2.15396538090815E+19,0,false,0,5.1242569410019404E-17,5.1242569410019404E-17,6816772099578634,0,false,0,1.4774619704915722E-13,1.4774619704915722E-13,2362707611045.6274,0,false,0,4.6706087885823632E-10,4.6706087885823632E-10,747399493.45456707,0,false,0,1.4769761831520082E-6,1.4769761831520082E-6,236348.4721372544,0,false,0,4.6706087885823571E-3,4.6706087885823571E-3]
[null,9,14,2746.4750086906956,null,174,12,10,2147.4669386045343,1,0.44199083609258427,0.44199083609258427,5.1913486566194242E+22,0,false,0,1.1623390962695895E-20,1.1623390962695895E-20,1.6382241772473088E+19,0,false,0,3.7704789868405886E-17,3.7704789868405886E-17,5184577692519053,0,false,0,1.0871311446192397E-13,1.0871311446192397E-13,1796985581332.4507,0,false,0,3.4366801852171423E-10,3.4366801852171423E-10,568443639.38822079,0,false,0,1.0867736974855444E-6,1.0867736974855444E-6,179757.66219021831,0,false,0,3.4366801852171325E-3,3.4366801852171325E-3]
[null,9,15,3065.7395583582716,null,175,1,14,2165.055731817632,1,0.92350096825794137,0.92350096825794137,1.1925954139157453E+23,0,false,0,2.2088594805307066E-20,2.2088594805307066E-20,3.763451022038075E+19,0,false,0,7.1652569228325338E-17,7.1652569228325338E-17,1.1910399374359218E+16,0,false,0,2.0659375074616429E-13,2.0659375074616429E-13,4128169585445.167,0,false,0,6.5309199639174747E-10,6.5309199639174747E-10,1305871214.293339,0,false,0,2.0652582302243983E-6,2.0652582302243983E-6,412952.73680167797,0,false,0,6.5309199639174897E-3,6.5309199639174897E-3]
[null,9,16,3407.0223528305078,null,176,9,12,2174.0006437695256,1,0.14629680702287309,0.14629680702287309,1.9820259894559957E+22,0,false,0,3.3353918525400136E-21,3.3353918525400136E-21,6.2546423109515469E+18,0,false,0,1.0819583487506204E-17,1.0819583487506204E-17,1979440875700715.5,0,false,0,3.1195787649600882E-14,3.1195787649600882E-14,686078389348.23608,0,false,0,9.8617306484374349E-11,9.8617306484374349E-11,217028394.99554756,0,false,0,3.118553052015165E-7,3.118553052015165E-7,68630.40451166188,0,false,0,9.8617306484374682E-4,9.8617306484374682E-4]
[null,9,17,3770.3233921074047,null,177,15,7,2174.688713919671,1,0.40165906249345579,0.40165906249345579,5.4617266124942662E+22,0,false,0,9.1237146938535488E-21,9.1237146938535488E-21,1.7235468426290854E+19,0,false,0,2.9596160574404548E-17,2.9596160574404548E-17,5454603000256802,0,false,0,8.5333741505738439E-14,8.5333741505738439E-14,1890576923458.4993,0,false,0,2.6976025846994477E-10,2.6976025846994477E-10,598049554.80903924,0,false,0,8.5305683896075142E-7,8.5305683896075142E-7,189119.87468462755,0,false,0,2.6976025846994424E-3,2.6976025846994424E-3]
[null,9,18,4155.6426761889616,null,178,2,14,2186.8589547003721,1,0.28892872906499584,0.28892872906499584,4.1922053496221758E+22,0,false,0,6.1507123921361491E-21,6.1507123921361491E-21,1.3229263942770526E+19,0,false,0,1.9952122322202532E-17,1.9952122322202532E-17,4186737546590368.5,0,false,0,5.7527368945488975E-14,5.7527368945488975E-14,1451132078684.4341,0,false,0,1.8185769945159784E-10,1.8185769945159784E-10,459039186.85242277,0,false,0,5.7508454030540232E-7,5.7508454030540232E-7,145160.93657252772,0,false,0,1.8185769945159812E-3,1.8185769945159812E-3]
[null,9,19,4562.9802050751787,null,179,17,3,2199.4592393249141,1,0.78892555566295097,0.78892555566295097,1.223765663671459E+23,0,false,0,1.5709425333371414E-20,1.5709425333371414E-20,3.8618143956780835E+19,0,false,0,5.0959361433266296E-17,5.0959361433266296E-17,1.2221695325070888E+16,0,false,0,1.4692963179840886E-13,1.4692963179840886E-13,4236065419615.6245,0,false,0,4.6447952183330398E-10,4.6447952183330398E-10,1340002095.0793753,0,false,0,1.4688132154991565E-6,1.4688132154991565E-6,423745.86898483237,0,false,0,4.6447952183330636E-3,4.6447952183330636E-3]
[null,9,20,4992.3359787660565,null,180,11,11,2211.5004669524628,1,0.11706696114408317,0.11706696114408317,1.9349287149976697E+22,0,false,0,2.1877124254129656E-21,2.1877124254129656E-21,6.1060183236149914E+18,0,false,0,7.0966585876214196E-18,7.0966585876214196E-18,1932405029201831.3,0,false,0,2.0461587507208169E-14,2.0461587507208169E-14,669775665582.27332,0,false,0,6.468394608337459E-11,6.468394608337459E-11,211871325.44210574,0,false,0,2.0454859767099148E-7,2.0454859767099148E-7,66999.595927583519,0,false,0,6.4683946083374689E-4,6.4683946083374689E-4]
[null,10,1,737.78321849365966,null,181,7,13,2216.6609930785553,1,0.4540111185436036,0.4540111185436036,7.7102101428255748E+22,0,false,0,8.2575892365996167E-21,8.2575892365996167E-21,2.4330965810837541E+19,0,false,0,2.6786560650402914E-17,2.6786560650402914E-17,7700153882008488,0,false,0,7.72329044716047E-14,7.72329044716047E-14,2668889603096.5405,0,false,0,2.4415158535200801E-10,2.4415158535200801E-10,844254586.60868287,0,false,0,7.7207510405334845E-7,7.7207510405334845E-7,266976.74187273276,0,false,0,2.4415158535200793E-3,2.4415158535200793E-3]
[null,10,2,770.81058570065034,null,182,3,14,2223.1976595049387,1,0.83310603273709705,0.83310603273709705,1.4640916474907677E+23,0,false,0,1.4642620573017509E-20,1.4642620573017509E-20,4.6202066038598836E+19,0,false,0,4.7498783582202289E-17,4.7498783582202289E-17,1.46218206432836E+16,0,false,0,1.3695184920526608E-13,1.3695184920526608E-13,5067953925490.0166,0,false,0,4.32937377263186E-10,4.32937377263186E-10,1603154863.1131866,0,false,0,1.3690681963712657E-6,1.3690681963712657E-6,506962.08094131068,0,false,0,4.3293737726318665E-3,4.3293737726318665E-3]
[null,10,3,825.85619771230131,null,183,16,6,2256.8700924776908,1,0.48377129757947435,0.48377129757947435,1.012542198546092E+23,0,false,0,7.1392662234574834E-21,7.1392662234574834E-21,3.1952604609329684E+19,0,false,0,2.3158864193245401E-17,2.3158864193245401E-17,1.0112215615921932E+16,0,false,0,6.6773273704360069E-14,6.6773273704360069E-14,3504915295870.04,0,false,0,2.1108620406807272E-10,2.1108620406807272E-10,1108716078.3196187,0,false,0,6.6751318749420904E-7,6.6751318749420904E-7,350606.80859396304,0,false,0,2.1108620406807251E-3,2.1108620406807251E-3]
[null,10,4,902.9200545286127,null,184,4,14,2274.0718462313316,1,0.54957628168118167,0.54957628168118167,1.2564395960644311E+23,0,false,0,7.4250752867497984E-21,7.4250752867497984E-21,3.9649229124671832E+19,0,false,0,2.4085992146568856E-17,2.4085992146568856E-17,1.2548008489946518E+16,0,false,0,6.944643453252739E-14,6.944643453252739E-14,4349166251941.2217,0,false,0,2.1953670141195851E-10,2.1953670141195851E-10,1375779482.1730034,0,false,0,6.9423600646209365E-7,6.9423600646209365E-7,435059.67217937007,0,false,0,2.1953670141195902E-3,2.1953670141195902E-3]
[null,10,5,1002.0021561495845,null,185,17,4,2276.5230961412258,1,0.88448511792560225,0.88448511792560225,2.0475950787521125E+23,0,false,0,1.1801127327266197E-20,1.1801127327266197E-20,6.4615574585751691E+19,0,false,0,3.8281343844746239E-17,3.8281343844746239E-17,2.044924444647702E+16,0,false,0,1.1037547562723235E-13,1.1037547562723235E-13,7087751326879.4502,0,false,0,3.489231376540873E-10,3.489231376540873E-10,2242080961.1296997,0,false,0,1.1033918433193768E-6,1.1033918433193768E-6,709008.25356693089,0,false,0,3.4892313765408751E-3,3.4892313765408751E-3]
[null,10,6,1123.1025025752167,null,186,10,12,2312.0877220268781,1,0.93501984915020719,0.93501984915020719,2.5920806845856299E+23,0,false,0,1.0417887379487537E-20,1.0417887379487537E-20,8.1797804920102814E+19,0,false,0,3.3794290820721852E-17,3.3794290820721852E-17,2.5886998896474744E+16,0,false,0,9.7438087282144606E-14,9.7438087282144606E-14,8972488507223.4316,0,false,0,3.0802497518851438E-10,3.0802497518851438E-10,2838283219.6311975,0,false,0,9.7406049781256557E-7,9.7406049781256557E-7,897543.96186704817,0,false,0,3.0802497518851589E-3,3.0802497518851589E-3]
[null,10,7,1266.2210938055091,null,187,14,9,2316.2161429277521,1,9.7525628924424485E-2,9.7525628924424485E-2,2.7602891496178451E+22,0,false,0,1.0643132144082588E-21,1.0643132144082588E-21,8.7105927962120008E+18,0,false,0,3.4524955954956072E-18,3.4524955954956072E-18,2756688964006178,0,false,0,9.9544792627767755E-15,9.9544792627767755E-15,955474218794.18372,0,false,0,3.1468477198785177E-11,3.1468477198785177E-11,302246856.02110159,0,false,0,9.9512062445236223E-8,9.9512062445236223E-8,95578.848065166298,0,false,0,3.1468477198785144E-4,3.1468477198785144E-4]
[null,10,8,1431.3579298404622,null,188,8,13,2325.6771074922544,1,0.95104834330863774,0.95104834330863774,2.8224199822967842E+23,0,false,0,9.8985153709853893E-21,9.8985153709853893E-21,8.9066579017936912E+19,0,false,0,3.2109514621852537E-17,3.2109514621852537E-17,2.8187387607798976E+16,0,false,0,9.2580421495129369E-14,9.2580421495129369E-14,9769808094443.5547,0,false,0,2.9266873795874413E-10,2.9266873795874413E-10,3090500740.251956,0,false,0,9.254998118766102E-7,9.254998118766102E-7,977302.14496325958,0,false,0,2.9266873795874455E-3,2.9266873795874455E-3]
[null,10,9,1618.5130106800757,null,189,13,10,2329.1604626273665,1,0.21096551679609193,0.21096551679609193,6.3707095452319847E+22,0,false,0,2.1578520064635565E-21,2.1578520064635565E-21,2.010392885076521E+19,0,false,0,6.9997952174152544E-18,6.9997952174152544E-18,6362400366157701,0,false,0,2.0182304193625541E-14,2.0182304193625541E-14,2205221408321.6152,0,false,0,6.3801065085436322E-11,6.3801065085436322E-11,697581603.33911884,0,false,0,2.0175668281462484E-7,2.0175668281462484E-7,220594.67203837266,0,false,0,6.3801065085436536E-4,6.3801065085436536E-4]
[null,10,10,1827.6863363243494,null,190,5,14,2339.4815148795515,1,0.66116427842584524,0.66116427842584524,2.1018973142511779E+23,0,false,0,6.4238261751805557E-21,6.4238261751805557E-21,6.6329180065893474E+19,0,false,0,2.0838068414259843E-17,2.0838068414259843E-17,2.0991558549120152E+16,0,false,0,6.0081791321241964E-14,6.0081791321241964E-14,7275718540565.8506,0,false,0,1.8993283629858748E-10,1.8993283629858748E-10,2301540963.5601697,0,false,0,6.0062036515944346E-7,6.0062036515944346E-7,727811.15730287274,0,false,0,1.8993283629858812E-3,1.8993283629858812E-3]
[null,10,11,2058.8779067732835,null,191,15,8,2339.825549954624,1,0.16920868190080604,0.16920868190080604,5.3884921153094729E+22,0,false,0,1.6412114809660062E-21,1.6412114809660062E-21,1.7004363694491269E+19,0,false,0,5.3238795991669393E-18,5.3238795991669393E-18,5381464021247370,0,false,0,1.535018585876584E-14,1.535018585876584E-14,1865226798818.0671,0,false,0,4.8525589429872328E-11,4.8525589429872328E-11,590030504.87383831,0,false,0,1.5345138740058898E-7,1.5345138740058898E-7,186584.0284380402,0,false,0,4.8525589429872571E-4,4.8525589429872571E-4]
[null,10,12,2312.0877220268781,null,192,18,1,2365.7571937382381,1,0.10959924948563135,0.10959924948563135,3.9673985823187063E+22,0,false,0,9.3518135556856392E-22,9.3518135556856392E-22,1.2519845435624401E+19,0,false,0,3.0336084034108002E-18,3.0336084034108002E-18,3962223989905492.5,0,false,0,8.7467141109570529E-15,8.7467141109570529E-15,1373315205622.8953,0,false,0,2.7650444217025219E-11,2.7650444217025219E-11,434423237.23745143,0,false,0,8.7438382041231143E-8,8.7438382041231143E-8,137376.68981740155,0,false,0,2.7650444217025338E-4,2.7650444217025338E-4]
[null,10,13,{"$f":"3.1416/2*SQRT($H$2/$I$2)*(B202^2/$C$2^2+C202^2/$D$2^2)","v":2587.3157820851334},null,193,17,5,2375.6051977621973,1,{"$f":"ABS(SIN(G202*3.1416*$J$2/$C$2)*SIN(H202*3.1416*$K$2/$D$2))*(1/F202^$M$2)+(1-1/F202^$M$2)","v":0.86508981595785717},{"$f":"$J202*$K202","v":0.86508981595785717},{"$f":"10^(LOG10($I202/22.27)/LOG10(2)*70/20)*$L202","v":3.2865121360191985E+23},{"$f":"IF($I202<22.27,M202,0)","v":0},{"$f":"AND($I202>22.27,$I202<44.45)","v":false},{"$f":"IF($O202=TRUE,$L202,0)","v":0},{"$f":"10^(LOG10(44.45/$I202)/LOG10(2)*70/20)*$L202","v":7.0335353055460877E-21},{"$f":"IF($I202>44.45,Q202,0)","v":7.0335353055460877E-21},{"$f":"10^(LOG10($I202/44.548)/LOG10(2)*70/20)*$L202","v":1.0371184823385385E+20},{"$f":"IF($I202<44.528,S202,0)","v":0},{"$f":"AND($I202>44.548,$I202<89.095)","v":false},{"$f":"IF($U202=TRUE,$L202,0)","v":0},{"$f":"10^(LOG10(89.095/$I202)/LOG10(2)*70/20)*$L202","v":2.2815886652935912E-17},{"$f":"IF($I202>89.095,W202,0)","v":2.2815886652935912E-17},{"$f":"10^(LOG10($I202/89.09)/LOG10(2)*70/20)*$L202","v":3.2822256091144708E+16},{"$f":"IF($I202<89.09,Y202,0)","v":0},{"$f":"AND($I202>89.09,$I202<176.78)","v":false},{"$f":"IF($AA202=TRUE,$L202,0)","v":0},{"$f":"10^(LOG10(176.78/$I202)/LOG10(2)*70/20)*$L202","v":6.5784376624502082E-14},{"$f":"IF($I202>176.78,AC202,0)","v":6.5784376624502082E-14},{"$f":"10^(LOG10($I202/176.78)/LOG10(2)*70/20)*$L202","v":11376263302543.131},{"$f":"IF($I202<176.78,AE202,0)","v":0},{"$f":"AND($I202>176.78,$I202<353.55)","v":false},{"$f":"IF($AG202=TRUE,$L202,0)","v":0},{"$f":"10^(LOG10(353.55/$I202)/LOG10(2)*70/20)*$L202","v":2.0796006513222338E-10},{"$f":"IF($I202>353.55,AI202,0)","v":2.0796006513222338E-10},{"$f":"10^(LOG10($I202/353.55)/LOG10(2)*70/20)*$L202","v":3598673568.3996363},{"$f":"IF($I202<353.55,AK202,0)","v":0},{"$f":"AND($I202>353.55,$I202<707.1)","v":false},{"$f":"IF($AM202=TRUE,$L202,0)","v":0},{"$f":"10^(LOG10(707.1/$I202)/LOG10(2)*70/20)*$L202","v":6.5762746817479496E-7},{"$f":"IF($I202>707.1,AO202,0)","v":6.5762746817479496E-7},{"$f":"10^(LOG10($I202/707.1)/LOG10(2)*70/20)*$L202","v":1138000.5031588529},{"$f":"IF($I202<707.1,AQ202,0)","v":0},{"$f":"AND($I202>707.1,$I202<1414.2)","v":false},{"$f":"IF($AS202=TRUE,$L202,0)","v":0},{"$f":"10^(LOG10(1414.2/$I202)/LOG10(2)*70/20)*$L202","v":2.0796006513222431E-3},{"$f":"IF($I202>1414.2,AU202,0)","v":2.0796006513222431E-3}]
[null,10,14,2884.5620869480485,null,194,12,11,2378.6585090534686,{"$f":"IF(ABS(I203-I202)>0.0001,1,$L$2)","v":1},0.71189108048696836,0.71189108048696836,2.7451959291184135E+23,0,false,0,5.7021714348808612E-21,5.7021714348808612E-21,8.6629634028303204E+19,0,false,0,1.849711297123413E-17,1.849711297123413E-17,2.741615429268736E+16,0,false,0,5.3332183170231945E-14,5.3332183170231945E-14,9502496998093.5273,0,false,0,1.6859571914821736E-10,1.6859571914821736E-10,3005941746.5479689,0,false,0,5.3314647626243194E-7,5.3314647626243194E-7,950562.24328761268,0,false,0,1.6859571914821774E-3,1.6859571914821774E-3]
[null,10,15,3203.826636615624,null,195,18,2,2398.7845609452283,1,0.20495409102246345,0.20495409102246345,8.7168661231354058E+22,0,false,0,1.4884673762966878E-21,1.4884673762966878E-21,2.7507651243073536E+19,0,false,0,4.828397309301828E-18,4.828397309301828E-18,8705496902632063,0,false,0,1.392157630862749E-14,1.392157630862749E-14,3017343617964.6035,0,false,0,4.4009414764402563E-11,4.4009414764402563E-11,954481663.79211509,0,false,0,1.3916998914655545E-7,1.3916998914655545E-7,301833.60424501344,0,false,0,4.4009414764402827E-4,4.4009414764402827E-4]
[null,10,16,3545.1094310878602,null,196,16,7,2399.9886837079835,1,0.33392151824802391,0.33392151824802391,1.4285065260944418E+23,0,false,0,2.4109771653917778E-21,2.4109771653917778E-21,4.5079113024310501E+19,0,false,0,7.820900775890115E-18,7.820900775890115E-18,1.426643355838492E+16,0,false,0,2.2549773761161631E-14,2.2549773761161631E-14,4944776011061.9111,0,false,0,7.1285199628104768E-11,7.1285199628104768E-11,1564189774.7467873,0,false,0,2.2542359428459942E-7,2.2542359428459942E-7,494640.23809455824,0,false,0,7.1285199628104998E-4,7.1285199628104998E-4]
[null,10,17,3908.4104703647572,null,197,6,14,2419.4266654495973,1,0.75642972443295908,0.75642972443295908,3.5541686748747559E+23,0,false,0,4.9726243378043525E-21,4.9726243378043525E-21,1.1215823552460851E+20,0,false,0,1.6130555734825577E-17,1.6130555734825577E-17,3.5495330493184396E+16,0,false,0,4.6508758119454037E-14,4.6508758119454037E-14,12302756537512.834,0,false,0,1.4702524921605978E-10,1.4702524921605978E-10,3891752818.3534732,0,false,0,4.6493466107663365E-7,4.6493466107663365E-7,1230680.2996376534,0,false,0,1.470252492160599E-3,1.470252492160599E-3]
[null,10,18,4293.7297544463145,null,198,9,13,2449.2287038277805,1,0.15646385161449722,0.15646385161449722,8.4762052348260536E+22,0,false,0,8.9209906320555981E-22,8.9209906320555981E-22,2.6748202183061959E+19,0,false,0,2.8938549712317208E-18,2.8938549712317208E-18,8465149903129367,0,false,0,8.3437671399765022E-15,8.3437671399765022E-15,2934038840172.1802,0,false,0,2.637663297749245E-11,2.637663297749245E-11,928129715.53015614,0,false,0,8.3410237215184819E-8,8.3410237215184819E-8,293500.38651594549,0,false,0,2.6376632977492419E-4,2.6376632977492419E-4]
[null,10,19,4701.0672833325316,null,199,18,3,2453.8301729568798,1,0.2736714355234966,0.2736714355234966,1.5152859577749733E+23,0,false,0,1.5266899796823994E-21,1.5266899796823994E-21,4.7817595304546853E+19,0,false,0,4.9523865335744158E-18,4.9523865335744158E-18,1.5133096029776878E+16,0,false,0,1.4279070801434294E-14,1.4279070801434294E-14,5245163054585.334,0,false,0,4.5139539906924828E-11,4.5139539906924828E-11,1659211741.5446141,0,false,0,1.4274375863794826E-7,1.4274375863794826E-7,524688.8223775574,0,false,0,4.51395399069251E-4,4.51395399069251E-4]
[null,10,20,5130.4230570234095,null,200,11,12,2464.7102822060574,1,0.1462357467600662,0.1462357467600662,8.5242860196579554E+22,0,false,0,7.7488203858591988E-22,7.7488203858591988E-22,2.6899929815672443E+19,0,false,0,2.5136179735717887E-18,2.5136179735717887E-18,8513167977230424,0,false,0,7.2474409598404268E-15,7.2474409598404268E-15,2950682006100.1313,0,false,0,2.2910885097435044E-11,2.2910885097435044E-11,933394477.75713956,0,false,0,7.2450580118303626E-8,7.2450580118303626E-8,295165.25051359273,0,false,0,2.2910885097435075E-4,2.2910885097435075E-4]
[null,11,1,890.40577867283889,null,201,1,15,2484.3202814852079,1,0.73928739804737731,0.73928739804737731,4.7253463071372689E+23,0,false,0,3.5725595571175841E-21,3.5725595571175841E-21,1.4911686881881509E+20,0,false,0,1.1588925110219484E-17,1.1588925110219484E-17,4.7191831398518608E+16,0,false,0,3.341400777978177E-14,3.341400777978177E-14,16356788461705.174,0,false,0,1.0562962804794467E-10,1.0562962804794467E-10,5174171934.6355095,0,false,0,3.3403021302791139E-7,3.3403021302791139E-7,1636216.8318767985,0,false,0,1.0562962804794513E-3,1.0562962804794513E-3]
[null,11,2,923.43314587982957,null,202,17,6,2496.7055441878297,1,0.73326042061184604,0.73326042061184604,4.9658013845578026E+23,0,false,0,3.34436488820964E-21,3.34436488820964E-21,1.567048646832417E+20,0,false,0,1.0848690864646977E-17,1.0848690864646977E-17,4.9593245969004104E+16,0,false,0,3.1279712096171915E-14,3.1279712096171915E-14,17189123825141.049,0,false,0,9.8882611626273654E-11,9.8882611626273654E-11,5437466057.9150925,0,false,0,3.1269427372487197E-7,3.1269427372487197E-7,1719477.744286862,0,false,0,9.8882611626273809E-4,9.8882611626273809E-4]
[null,11,3,978.47875789148065,null,203,2,15,2506.1235043679476,1,0.23129522942951133,0.23129522942951133,1.636474283088555E+23,0,false,0,1.0097426000328862E-21,1.0097426000328862E-21,5.1641912599739376E+19,0,false,0,3.2754755198036848E-18,3.2754755198036848E-18,1.6343398649720018E+16,0,false,0,9.4440824718672627E-15,9.4440824718672627E-15,5664656499581.8896,0,false,0,2.9854991515296897E-11,2.9854991515296897E-11,1791910847.7870309,0,false,0,9.4409772713340261E-8,9.4409772713340261E-8,566651.96429703175,0,false,0,2.9854991515296974E-4,2.9854991515296974E-4]
[null,11,4,1055.5426147077919,null,204,7,14,2513.9072979414705,1,0.42450585962670379,0.42450585962670379,3.1137588608806738E+23,0,false,0,1.7875941122030013E-21,1.7875941122030013E-21,9.8260305470111875E+19,0,false,0,5.7987260849204468E-18,5.7987260849204468E-18,3.1096976523472504E+16,0,false,0,1.6719296800312746E-14,1.6719296800312746E-14,10778277759506.959,0,false,0,5.2853674838396217E-11,5.2853674838396217E-11,3409511739.8817916,0,false,0,1.6713799519926369E-7,1.6713799519926369E-7,1078182.2807110026,0,false,0,5.2853674838396246E-4,5.2853674838396246E-4]
[null,11,5,1154.6247163287637,null,205,14,10,2525.3894685720256,1,0.37598765825139946,0.37598765825139946,2.9079400398844247E+23,0,false,0,1.5015792038420148E-21,1.5015792038420148E-21,9.1765319465681289E+19,0,false,0,4.8709303965888331E-18,4.8709303965888331E-18,2.9041472764006832E+16,0,false,0,1.4044210711386158E-14,1.4044210711386158E-14,10065835813952.859,0,false,0,4.439709128721491E-11,4.439709128721491E-11,3184143714.3446536,0,false,0,1.4039592995401545E-7,1.4039592995401545E-7,1006914.6534637696,0,false,0,4.4397091287214861E-4,4.4397091287214861E-4]
[null,11,6,1275.7250627543958,null,206,15,9,2526.9806307942376,1,8.5233432255582248E-2,8.5233432255582248E-2,6.6405233716834217E+22,0,false,0,3.37912422952649E-22,3.37912422952649E-22,2.0955375291922014E+19,0,false,0,1.0961445710846449E-18,1.0961445710846449E-18,6631862280253884,0,false,0,3.1604814836269317E-15,3.1604814836269317E-15,2298617477021.2544,0,false,0,9.9910338732227789E-12,9.9910338732227789E-12,727125747.57025719,0,false,0,3.1594423219278133E-8,3.1594423219278133E-8,229937.35076746601,0,false,0,9.9910338732228123E-5,9.9910338732228123E-5]
[null,11,7,1418.8436539846884,null,207,18,4,2530.8940297731911,1,0.30682021920111585,0.30682021920111585,2.4338289015436006E+23,0,false,0,1.1947152876288362E-21,1.1947152876288362E-21,7.6803883027737166E+19,0,false,0,3.8755032001581582E-18,3.8755032001581582E-18,2.4306545109933172E+16,0,false,0,1.1174124679299288E-14,1.1174124679299288E-14,8424699885890.665,0,false,0,3.5324066523679123E-11,3.5324066523679123E-11,2665000272.4775915,0,false,0,1.1170450643413203E-7,1.1170450643413203E-7,842747.08259984851,0,false,0,3.5324066523679116E-4,3.5324066523679116E-4]
[null,11,8,1583.9804900196414,null,208,3,15,2542.4622091725141,1,0.66692381752625762,0.66692381752625762,5.5783992518685027E+23,0,false,0,2.4628013001316544E-21,2.4628013001316544E-21,1.760365009022606E+20,0,false,0,7.9890116238129742E-18,7.9890116238129742E-18,5.5711234660236096E+16,0,false,0,2.3034482837019631E-14,2.3034482837019631E-14,19309631630581.324,0,false,0,7.2817480333005705E-11,7.2817480333005705E-11,6108250056.850565,0,false,0,2.302690913268135E-7,2.302690913268135E-7,1931598.2697500838,0,false,0,7.2817480333005726E-4,7.2817480333005726E-4]
[null,11,9,1771.1355708592548,null,209,13,11,2560.3520330763008,1,0.3397909129183897,0.3397909129183897,3.0835473473687959E+23,0,false,0,1.1565366835801365E-21,1.1565366835801365E-21,9.730692639388051E+19,0,false,0,3.7516567040930028E-18,3.7516567040930028E-18,3.0795255430609076E+16,0,false,0,1.0817041710545766E-14,1.0817041710545766E-14,10673700591294.785,0,false,0,3.4195242306593947E-11,3.4195242306593947E-11,3376430658.5904408,0,false,0,1.081348508301863E-7,1.081348508301863E-7,1067721.1242768194,0,false,0,3.4195242306593935E-4,3.4195242306593935E-4]
[null,11,10,1980.3088965035286,null,210,16,8,2565.1255197429364,1,0.14067258836462745,0.14067258836462745,1.3045287972898676E+23,0,false,0,4.6854553081847712E-22,4.6854553081847712E-22,4.116677104533572E+19,0,false,0,1.5199016225118658E-18,1.5199016225118658E-18,1.3028273285119832E+16,0,false,0,4.3822877580191127E-15,4.3822877580191127E-15,4515627044571.0918,0,false,0,1.3853454183927995E-11,1.3853454183927995E-11,1428436320.247246,0,false,0,4.3808468682001668E-8,4.3808468682001668E-8,451711.22644909896,0,false,0,1.3853454183927988E-4,1.3853454183927988E-4]
[null,11,11,2211.5004669524628,null,211,10,13,2587.3157820851334,1,0.99999999939284034,0.99999999939284034,1.0250327014339297E+24,0,false,0,3.0133445468578718E-21,3.0133445468578718E-21,3.2346765070711253E+20,0,false,0,9.7749033225352909E-18,9.7749033225352909E-18,1.023695773386489E+17,0,false,0,2.8183691978282354E-14,2.8183691978282354E-14,35481511774832.609,0,false,0,8.9095355466014734E-11,8.9095355466014734E-11,11223929615.131611,0,false,0,2.8174425221493768E-7,2.8174425221493768E-7,3549318.1881233142,0,false,0,8.9095355466014474E-4,8.9095355466014474E-4]
[null,11,12,2464.7102822060574,null,212,4,15,2593.3363958989075,1,0.43995061540547492,0.43995061540547492,4.633166356550489E+23,0,false,0,1.2903765981607282E-21,1.2903765981607282E-21,1.4620796337444543E+20,0,false,0,4.1858162253086728E-18,4.1858162253086728E-18,4.6271234175867536E+16,0,false,0,1.2068841120896012E-14,1.2068841120896012E-14,16037707519451.223,0,false,0,3.8152478055666393E-11,3.8152478055666393E-11,5073236493.662281,0,false,0,1.2064872903549797E-7,1.2064872903549797E-7,1604298.2428659217,0,false,0,3.8152478055666379E-4,3.8152478055666379E-4]
[null,11,13,2739.9383422643123,null,213,8,14,2622.9234123551696,1,0.88924164636732705,0.88924164636732705,1.0685033631962196E+24,0,false,0,2.2858630521228789E-21,2.2858630521228789E-21,3.3718560606137195E+20,0,false,0,7.4150466352597416E-18,7.4150466352597416E-18,1.067109737302081E+17,0,false,0,2.137958642424283E-14,2.137958642424283E-14,36986248935920.617,0,false,0,6.7585959059305861E-11,6.7585959059305861E-11,11699925792.873636,0,false,0,2.137255684742977E-7,2.137255684742977E-7,3699841.3960432103,0,false,0,6.7585959059305906E-4,6.7585959059305906E-4]
[null,11,14,3037.1846471272274,null,214,18,5,2629.9761313941631,1,0.3000921570996618,0.3000921570996618,3.7202303201780473E+23,0,false,0,7.4769758149846571E-22,7.4769758149846571E-22,1.1739861177832974E+20,0,false,0,2.4254350805194306E-18,2.4254350805194306E-18,3.7153781039989128E+16,0,false,0,6.9931858113713585E-15,6.9931858113713585E-15,12877579000731.33,0,false,0,2.2107124083818757E-11,2.2107124083818757E-11,4073587428.7078261,0,false,0,6.9908864620830301E-8,6.9908864620830301E-8,1288181.4522545529,0,false,0,2.2107124083818732E-4,2.2107124083818732E-4]
[null,11,15,3356.4491967948034,null,215,12,12,2631.8683243070632,1,0.88926818249526129,0.88926818249526129,1.1116793874973319E+24,0,false,0,2.1972145571457381E-21,2.1972145571457381E-21,3.5081058322358252E+20,0,false,0,7.1274822845473312E-18,7.1274822845473312E-18,1.110229448045828E+17,0,false,0,2.0550460568263243E-14,2.0550460568263243E-14,38480787219906.922,0,false,0,6.4964894972972251E-11,6.4964894972972251E-11,12172695741.714443,0,false,0,2.054370360682156E-7,2.054370360682156E-7,3849344.3808050272,0,false,0,6.4964894972972223E-4,6.4964894972972223E-4]
[null,11,16,3697.7319912670396,null,216,19,1,2634.6636092920298,1,0.35023641024828633,0.35023641024828633,4.4326986333267575E+23,0,false,0,8.5475351080368997E-22,8.5475351080368997E-22,1.3988184096068321E+20,0,false,0,2.7727107878904553E-18,2.7727107878904553E-18,4.4269171600912984E+16,0,false,0,7.9944756702205636E-15,7.9944756702205636E-15,15343788401350.109,0,false,0,2.5272439542397614E-11,2.5272439542397614E-11,4853727827.0196056,0,false,0,7.9918470982879693E-8,7.9918470982879693E-8,1534883.5075921761,0,false,0,2.5272439542397591E-4,2.5272439542397591E-4]
[null,11,17,4061.0330305439365,null,217,17,7,2639.8241354181218,1,0.50613055000781204,0.50613055000781204,6.553150398352073E+23,0,false,0,1.2074286651133212E-21,1.2074286651133212E-21,2.0679654035622098E+20,0,false,0,3.9167437665392323E-18,3.9167437665392323E-18,6.5446032656074824E+16,0,false,0,1.1293032394449215E-14,1.1293032394449215E-14,22683733181985.988,0,false,0,3.5699962100351549E-11,3.5699962100351549E-11,7175585591.1311398,0,false,0,1.1289319261879934E-7,1.1289319261879934E-7,2269119.4013460148,0,false,0,3.5699962100351569E-4,3.5699962100351569E-4]
[null,11,18,4446.3523146254929,null,218,5,15,2658.7460645471269,1,0.5292798122359863,0.5292798122359863,7.4462483139588772E+23,0,false,0,1.162036199787273E-21,1.162036199787273E-21,2.3497986408907525E+20,0,false,0,3.769496429490966E-18,3.769496429490966E-18,7.4365363328627408E+16,0,false,0,1.0868478467412156E-14,1.0868478467412156E-14,25775192036357.145,0,false,0,3.4357846132258724E-11,3.4357846132258724E-11,8153512259.2431374,0,false,0,1.0864904927554474E-7,1.0864904927554474E-7,2578366.9669313482,0,false,0,3.435784613225884E-4,3.435784613225884E-4]
[null,11,19,4853.6898435117109,null,219,19,2,2667.6909764990201,1,0.65495325417186301,0.65495325417186301,9.5812452952724647E+23,0,false,0,1.3828821246495778E-21,1.3828821246495778E-21,3.02353564152129E+20,0,false,0,4.4858922916754312E-18,4.4858922916754312E-18,9.5687486836552848E+16,0,false,0,1.2934041639558676E-14,1.2934041639558676E-14,33165485090007.004,0,false,0,4.0887582733188196E-11,4.0887582733188196E-11,10491296781.947699,0,false,0,1.2929788945544675E-7,1.2929788945544675E-7,3317639.3439749428,0,false,0,4.0887582733187966E-4,4.0887582733187966E-4]
[null,11,20,5283.0456172025888,null,220,19,3,2722.7365885106715,1,0.87454705771329988,0.87454705771329988,1.6222782580143608E+24,0,false,0,1.4562218108895844E-21,1.4562218108895844E-21,5.1193931293999556E+20,0,false,0,4.7237968298234051E-18,4.7237968298234051E-18,1.6201623554671712E+17,0,false,0,1.361998481486774E-14,1.361998481486774E-14,56155169521194.289,0,false,0,4.305601230163268E-11,4.305601230163268E-11,17763664474.937626,0,false,0,1.3615506583738825E-7,1.3615506583738825E-7,5617363.9331821799,0,false,0,4.3056012301632751E-4,4.3056012301632751E-4]
[null,12,1,1057.5638207738448,null,221,15,10,2736.1539564385112,1,0.32859791781850106,0.32859791781850106,6.4539998426654203E+23,0,false,0,5.1675796239505396E-22,5.1675796239505396E-22,2.0366766483162697E+20,0,false,0,1.6762965684853675E-18,1.6762965684853675E-18,6.445582029852364E+16,0,false,0,4.833216717502071E-15,4.833216717502071E-15,22340523486904.477,0,false,0,1.5278947904410528E-11,1.5278947904410528E-11,7067017458.9367828,0,false,0,4.8316275628993729E-8,4.8316275628993729E-8,2234787.1434415686,0,false,0,1.527894790441051E-4,1.527894790441051E-4]
[null,12,2,1090.5911879808355,null,222,6,15,2738.6912151171732,1,0.60554236758043378,0.60554236758043378,1.202233678258122E+24,0,false,0,9.4207763254512072E-22,9.4207763254512072E-22,3.7938663123927977E+20,0,false,0,3.0559790416445064E-18,3.0559790416445064E-18,1.2006656307979677E+17,0,false,0,8.8112147158768479E-15,8.8112147158768479E-15,41615324419934.625,0,false,0,2.7854345974379258E-11,2.7854345974379258E-11,13164249459.391186,0,false,0,8.8083176013381054E-8,8.8083176013381054E-8,4162901.1978316247,0,false,0,2.7854345974379427E-4,2.7854345974379427E-4]
[null,12,3,1145.6367999924864,null,223,11,13,2739.9383422643123,1,0.15639854790696062,0.15639854790696062,3.12159046624365E+23,0,false,0,2.4203380066951034E-22,2.4203380066951034E-22,9.850744597445709E+19,0,false,0,7.8512661447799805E-19,7.8512661447799805E-19,3.1175190431162424E+16,0,false,0,2.263732533843674E-15,2.263732533843674E-15,10805386865149.42,0,false,0,7.156197099308257E-12,7.156197099308257E-12,3418087211.4003654,0,false,0,2.2629882218904264E-8,2.2629882218904264E-8,1080894.0829118567,0,false,0,7.1561970993082612E-5,7.1561970993082612E-5]
[null,12,4,1222.7006568087977,null,224,9,14,2746.4750086906956,1,0.14629558422089203,0.14629558422089203,3.0019710739740624E+23,0,false,0,2.2021274232200757E-22,2.2021274232200757E-22,9.4732639205625774E+19,0,false,0,7.1434189921380526E-19,7.1434189921380526E-19,2.9980556678403552E+16,0,false,0,2.0596410409716048E-15,2.0596410409716048E-15,10391324282621.527,0,false,0,6.5110153353633654E-12,6.5110153353633654E-12,3287106059.5248461,0,false,0,2.0589638340033378E-8,2.0589638340033378E-8,1039474.2058639491,0,false,0,6.5110153353633969E-5,6.5110153353633969E-5]
[null,12,5,1321.7827584297695,null,225,18,6,2751.0764778197949,1,0.25436168277344939,0.25436168277344939,5.3220599379849707E+23,0,false,0,3.7550016385409296E-22,3.7550016385409296E-22,1.6794724916133482E+20,0,false,0,1.2180743828638157E-18,1.2180743828638157E-18,5.3151184899790912E+16,0,false,0,3.5120381328095164E-15,3.5120381328095164E-15,18422312975167.816,0,false,0,1.1102388079389247E-11,1.1102388079389247E-11,5827562971.2000055,0,false,0,3.5108833797972279E-8,3.5108833797972279E-8,1842837.2197050208,0,false,0,1.1102388079389234E-4,1.1102388079389234E-4]
[null,12,6,1442.8831048554016,null,226,16,9,2752.2806005825496,1,7.0859292773302815E-2,7.0859292773302815E-2,1.4901654691433031E+23,0,false,0,1.0407481430168088E-22,1.0407481430168088E-22,4.7024872747409187E+19,0,false,0,3.3760535255437129E-19,3.3760535255437129E-19,1.4882218784576116E+16,0,false,0,9.7340760851065705E-16,9.7340760851065705E-16,5158208471387.4238,0,false,0,3.0771730318514813E-12,3.0771730318514813E-12,1631705243.8587027,0,false,0,9.7308755350964921E-9,9.7308755350964921E-9,515990.50406339986,0,false,0,3.077173031851475E-5,3.077173031851475E-5]
[null,12,7,1586.0016960856942,null,227,14,11,2756.5810390209599,1,0.60558328007118745,0.60558328007118745,1.2968661032259157E+24,0,false,0,8.7345216592741886E-22,8.7345216592741886E-22,4.0924960843233244E+20,0,false,0,2.8333668274682948E-18,2.8333668274682948E-18,1.2951746287346605E+17,0,false,0,8.1693634496365426E-15,8.1693634496365426E-15,44891026254694.813,0,false,0,2.5825301420313851E-11,2.5825301420313851E-11,14200458036.602518,0,false,0,8.1666773748573093E-8,8.1666773748573093E-8,4490579.121330658,0,false,0,2.5825301420313889E-4,2.5825301420313889E-4]
[null,12,8,1751.1385321206471,null,228,19,4,2799.8004453269828,1,0.98047762798484572,0.98047762798484572,2.5160131752560579E+24,0,false,0,1.1801819808536883E-21,1.1801819808536883E-21,7.9397356768199285E+20,0,false,0,3.8283590165194611E-18,3.8283590165194611E-18,2.5127315935298739E+17,0,false,0,1.1038195237707885E-14,1.1038195237707885E-14,87091807879492.984,0,false,0,3.4894361220122441E-11,3.4894361220122441E-11,27549906213.05365,0,false,0,1.1034565895223925E-7,1.1034565895223925E-7,8712045.2957273722,0,false,0,3.4894361220122526E-4,3.4894361220122526E-4]
[null,12,9,1938.2936129602606,null,229,17,8,2804.9609714530752,1,0.21321984547017964,0.21321984547017964,5.5898644288863748E+23,0,false,0,2.5121206108041738E-22,2.5121206108041738E-22,1.7639830534710401E+20,0,false,0,8.1489971436436977E-19,8.1489971436436977E-19,5.5825736892582672E+16,0,false,0,2.3495764392766438E-15,2.3495764392766438E-15,19349318346213.813,0,false,0,7.4275701073241997E-12,7.4275701073241997E-12,6120804226.0681314,0,false,0,2.3488039019725817E-8,2.3488039019725817E-8,1935568.2466359416,0,false,0,7.4275701073242309E-5,7.4275701073242309E-5]
[null,12,10,2147.4669386045343,null,230,13,12,2813.5618483298954,1,0.4244543243225441,0.4244543243225441,1.1530922258095407E+24,0,false,0,4.8259675143627093E-22,4.8259675143627093E-22,3.638791550839965E+20,0,false,0,1.5654819804718498E-18,1.5654819804718498E-18,1.1515882724860704E+17,0,false,0,4.5137082669097179E-15,4.5137082669097179E-15,39914292812604.359,0,false,0,1.4268905678506991E-11,1.4268905678506991E-11,12626159110.959827,0,false,0,4.512224166219249E-8,4.512224166219249E-8,3992742.0890319617,0,false,0,1.4268905678506999E-4,1.4268905678506999E-4]
[null,12,11,2378.6585090534686,null,231,1,16,2825.6030759574442,1,0.45899003767752311,0.45899003767752311,1.3103892911935605E+24,0,false,0,4.9658397052184846E-22,4.9658397052184846E-22,4.1351709554356263E+20,0,false,0,1.6108547256679611E-18,1.6108547256679611E-18,1.3086801786998509E+17,0,false,0,4.644530172009032E-15,4.644530172009032E-15,45359131469714.656,0,false,0,1.4682464844089249E-11,1.4682464844089249E-11,14348534590.363735,0,false,0,4.6430030572671302E-8,4.6430030572671302E-8,4537405.0391260237,0,false,0,1.4682464844089363E-4,1.4682464844089363E-4]
[null,12,12,2631.8683243070632,null,232,7,15,2833.1718476090459,1,0.33982837398783888,0.33982837398783888,1.0008390446823583E+24,0,false,0,3.5640316208650124E-22,3.5640316208650124E-22,3.1583290373708487E+20,0,false,0,1.1561261578514552E-18,1.1561261578514552E-18,9.995336718996632E+16,0,false,0,3.333424633039728E-15,3.333424633039728E-15,34644048232735.953,0,false,0,1.053774831305619E-11,1.053774831305619E-11,10959013285.991611,0,false,0,3.332328607885457E-8,3.332328607885457E-8,3465544.2891779668,0,false,0,1.0537748313056178E-4,1.0537748313056178E-4]
[null,12,13,2907.096384365318,null,233,2,16,2847.4062988401843,1,0.14360072463142318,0.14360072463142318,4.4829833641807187E+23,0,false,0,1.420799019927992E-22,1.420799019927992E-22,1.4146866679882731E+20,0,false,0,4.608889838047475E-19,4.608889838047475E-19,4.4771363056552064E+16,0,false,0,1.3288676856568269E-15,1.3288676856568269E-15,15517849020820.523,0,false,0,4.2008669024671238E-12,4.2008669024671238E-12,4908788731.8113403,0,false,0,1.3284307559012457E-8,1.3284307559012457E-8,1552295.2945093296,0,false,0,4.2008669024671188E-5,4.2008669024671188E-5]
[null,12,14,3204.3426892282332,null,234,3,16,2883.7450036447503,1,0.41406277036903771,0.41406277036903771,1.49799371722431E+24,0,false,0,3.5351584847849638E-22,3.5351584847849638E-22,4.7271907306636116E+20,0,false,0,1.1467600827341848E-18,1.1467600827341848E-18,1.4960399163234534E+17,0,false,0,3.3064197034316734E-15,3.3064197034316734E-15,51853059557968.297,0,false,0,1.0452379305879296E-11,1.0452379305879296E-11,16402770392.119783,0,false,0,3.305332557458832E-8,3.305332557458832E-8,5187011.4375871792,0,false,0,1.0452379305879321E-4,1.0452379305879321E-4]
[null,12,15,3523.6072388958091,null,235,10,14,2884.5620869480485,1,0.93501203391385901,0.93501203391385901,3.3938412005162109E+24,0,false,0,7.9566342790967297E-22,7.9566342790967297E-22,1.0709881142994399E+21,0,false,0,2.5810301358349511E-18,2.5810301358349511E-18,3.389414686627232E+17,0,false,0,7.4418084695869513E-15,7.4418084695869513E-15,117477829097132.81,0,false,0,2.3525327037307913E-11,2.3525327037307913E-11,37161970253.476006,0,false,0,7.4393616138233866E-8,7.4393616138233866E-8,11751646.834040919,0,false,0,2.3525327037307882E-4,2.3525327037307882E-4]
[null,12,16,3864.8900333680449,null,236,18,7,2894.1950690500876,1,0.17557229980532063,0.17557229980532063,6.6246780805954463E+23,0,false,0,1.4372546755732989E-22,1.4372546755732989E-22,2.0905372603463126E+20,0,false,0,4.6622698749269401E-19,4.6622698749269401E-19,6.6160376558373216E+16,0,false,0,1.3442585950864143E-15,1.3442585950864143E-15,22931326287668.477,0,false,0,4.2495212287927771E-12,4.2495212287927771E-12,7253907157.8391609,0,false,0,1.3438166048222705E-8,1.3438166048222705E-8,2293886.8554170234,0,false,0,4.2495212287927951E-5,4.2495212287927951E-5]
[null,12,17,4228.1910726449423,null,237,19,5,2898.8825469479548,1,0.95897736836263237,0.95897736836263237,3.6871317281820355E+24,0,false,0,7.703969870828304E-22,7.703969870828304E-22,1.1635412570684205E+21,0,false,0,2.4990690415934941E-18,2.4990690415934941E-18,3.6823226817826643E+17,0,false,0,7.2054924510972099E-15,7.2054924510972099E-15,127630082089903.92,0,false,0,2.2778275881416729E-11,2.2778275881416729E-11,40373450467.424995,0,false,0,7.2031232956956224E-8,7.2031232956956224E-8,12767206.047705285,0,false,0,2.2778275881416745E-4,2.2778275881416745E-4]
[null,12,18,4613.5103567264987,null,238,12,13,2907.096384365318,1,0.95106877438328719,0.95106877438328719,3.7790209540802071E+24,0,false,0,7.393176245171922E-22,7.393176245171922E-22,1.192538568066406E+21,0,false,0,2.3982515745959302E-18,2.3982515745959302E-18,3.774092058545079E+17,0,false,0,6.9148084062392527E-15,6.9148084062392527E-15,130810828075983.44,0,false,0,2.185935445959325E-11,2.185935445959325E-11,41379621492.434464,0,false,0,6.9125348273273671E-8,6.9125348273273671E-8,13085385.263174858,0,false,0,2.1859354459593261E-4,2.1859354459593261E-4]
[null,12,19,5020.8478856127167,null,239,20,1,2918.1055067676484,1,2.3445709040187207E-5,2.3445709040187207E-5,9.7345693501642277E+19,0,false,0,1.7442009233234996E-26,1.7442009233234996E-26,3.0719198264973636E+16,0,false,0,5.657964144306675E-23,5.657964144306675E-23,9721872761288.8535,0,false,0,1.6313442026549635E-19,1.6313442026549635E-19,3369621637.8033152,0,false,0,5.1570671342478721E-16,5.1570671342478721E-16,1065918.3952572043,0,false,0,1.6308078190620645E-12,1.6308078190620645E-12,337.07299288843785,0,false,0,5.1570671342478666E-9,5.1570671342478666E-9]
[null,12,20,5450.2036593035946,null,240,4,16,2934.6191903711438,1,0.2731453966002374,0.2731453966002374,1.2109930844930161E+24,0,false,0,1.9029729781259909E-22,1.9029729781259909E-22,3.8215082066701877E+20,0,false,0,6.1730003314672362E-19,6.1730003314672362E-19,1.2094136123282251E+17,0,false,0,1.779843075509672E-15,1.779843075509672E-15,41918531307899.867,0,false,0,5.6265074003949514E-12,5.6265074003949514E-12,13260163432.587658,0,false,0,1.7792578657040989E-8,1.7792578657040989E-8,4193231.8593053669,0,false,0,5.6265074003949444E-5,5.6265074003949444E-5]
[null,13,1,1239.2573447966772,null,241,8,15,2942.1879620227455,1,0.71186188815629758,0.71186188815629758,3.2519953051378252E+24,0,false,0,4.8131354948301409E-22,4.8131354948301409E-22,1.0262260706335843E+21,0,false,0,1.5613194378746706E-18,1.5613194378746706E-18,3.2477537977912307E+17,0,false,0,4.5017065299579531E-15,4.5017065299579531E-15,112567832762341.86,0,false,0,1.4230965332694661E-11,1.4230965332694661E-11,35608782395.473343,0,false,0,4.500226375421093E-8,4.500226375421093E-8,11260485.70750026,0,false,0,1.4230965332694644E-4,1.4230965332694644E-4]
[null,13,2,1272.2847120036677,null,242,20,2,2951.1328739746386,1,4.3844223452813933E-5,4.3844223452813933E-5,2.074888054672965E+20,0,false,0,2.8616506087433004E-26,2.8616506087433004E-26,6.5476853917580144E+16,0,false,0,9.2828276383156622E-23,9.2828276383156622E-23,20721818229286.543,0,false,0,2.6764904594260366E-19,2.6764904594260366E-19,7182225975.8494596,0,false,0,8.4610231004408782E-16,8.4610231004408782E-16,2271966.2945727133,0,false,0,2.6756104332692846E-12,2.6756104332692846E-12,718.45882579828071,0,false,0,8.4610231004408835E-9,8.4610231004408835E-9]
[null,13,3,1327.3303240153189,null,243,16,10,2961.4539262268236,1,0.27318172514252936,0.27318172514252936,1.3463643325894183E+24,0,false,0,1.7120924095213621E-22,1.7120924095213621E-22,4.2486967201075934E+20,0,false,0,5.5538082426612904E-19,5.5538082426612904E-19,1.344608298625015E+17,0,false,0,1.6013132371013069E-15,1.6013132371013069E-15,46604407696610.523,0,false,0,5.0621321075291074E-12,5.0621321075291074E-12,14742455030.134621,0,false,0,1.6007867276460348E-8,1.6007867276460348E-8,4661973.6197831733,0,false,0,5.0621321075291105E-5,5.0621321075291105E-5]
[null,13,4,1404.3941808316301,null,244,15,11,2967.3455268874454,1,0.52925515114657273,0.52925515114657273,2.6693870794952218E+24,0,false,0,3.2411948968725614E-22,3.2411948968725614E-22,8.423734835233287E+20,0,false,0,1.0514020641768518E-18,1.0514020641768518E-18,2.6659054554933139E+17,0,false,0,3.0314767260946241E-15,3.0314767260946241E-15,92400846295145.938,0,false,0,9.5832191434135836E-12,9.5832191434135836E-12,29229323760.972122,0,false,0,3.0304799809714791E-8,3.0304799809714791E-8,9243123.7551150732,0,false,0,9.5832191434136067E-5,9.5832191434136067E-5]
[null,13,5,1503.4762824526019,null,245,17,9,2992.1160522926884,1,0.10740264063449158,0.10740264063449158,5.9667471518834525E+23,0,false,0,5.9714362079904062E-23,5.9714362079904062E-23,1.8829152288342337E+20,0,false,0,1.9370573368604071E-19,1.9370573368604071E-19,5.958964852247288E+16,0,false,0,5.5850605908792188E-16,5.5850605908792188E-16,20653898068894.348,0,false,0,1.7655705257744299E-12,1.7655705257744299E-12,6533484245.9504786,0,false,0,5.5832242311082319E-9,5.5832242311082319E-9,2066069.1274031203,0,false,0,1.7655705257744311E-5,1.7655705257744311E-5]
[null,13,6,1624.576628878234,null,246,5,16,3000.0288590193632,1,0.32860584611856092,0.32860584611856092,1.8824949616169073E+24,0,false,0,1.7717533470082216E-22,1.7717533470082216E-22,5.9405541096431275E+20,0,false,0,5.7473406738179661E-19,5.7473406738179661E-19,1.8800396640348458E+17,0,false,0,1.6571138752002337E-15,1.6571138752002337E-15,65162571938665.102,0,false,0,5.2385311999717941E-12,5.2385311999717941E-12,20612992073.785103,0,false,0,1.656569018576595E-8,1.656569018576595E-8,6518400.434415861,0,false,0,5.2385311999718257E-5,5.2385311999718257E-5]
[null,13,7,1767.6952201085267,null,247,20,3,3006.1784859862901,1,5.8544386754541215E-5,5.8544386754541215E-5,3.4346604834171126E+20,0,false,0,3.0822880472871459E-26,3.0822880472871459E-26,1.0838693789898341E+17,0,false,0,9.9985471976163058E-23,9.9985471976163058E-23,34301807298176.984,0,false,0,2.882851780214338E-19,2.882851780214338E-19,11889078876.647875,0,false,0,9.1133803304388399E-16,9.1133803304388399E-16,3760893.4294309849,0,false,0,2.8819039027564727E-12,2.8819039027564727E-12,1189.2989274163663,0,false,0,9.1133803304388775E-9,9.1133803304388775E-9]
[null,13,8,1932.8320561434796,null,248,14,12,3009.7908542745545,1,0.75647238401982164,0.75647238401982164,4.5004467590631022E+24,0,false,0,3.9275076651901411E-22,3.9275076651901411E-22,1.4201975588194369E+21,0,false,0,1.2740331259424582E-18,1.2740331259424582E-18,4.4945769234082458E+17,0,false,0,3.6733823350364834E-15,3.6733823350364834E-15,155782985704086.53,0,false,0,1.1612435487687251E-11,1.1612435487687251E-11,49279108451.572609,0,false,0,3.6721745322860092E-8,3.6721745322860092E-8,15583422.376942253,0,false,0,1.1612435487687298E-4,1.1612435487687298E-4]
[null,13,9,2119.987136983093,null,249,19,6,3019.9828933735866,1,0.81284062707898119,0.81284062707898119,5.0296519617398883E+24,0,false,0,4.0575079889167176E-22,4.0575079889167176E-22,1.587197853944032E+21,0,false,0,1.3162035640243012E-18,1.3162035640243012E-18,5.0230918951515917E+17,0,false,0,3.7949711219811461E-15,3.7949711219811461E-15,174101426280480.09,0,false,0,1.1996806570150918E-11,1.1996806570150918E-11,55073813282.449387,0,false,0,3.7937233410149429E-8,3.7937233410149429E-8,17415868.94033739,0,false,0,1.1996806570150885E-4,1.1996806570150885E-4]
[null,13,10,2329.1604626273665,null,250,11,14,3037.1846471272274,1,0.14623452446844909,0.14623452446844909,9.6663451864558554E+23,0,false,0,6.8331986724868867E-23,6.8331986724868867E-23,3.0503904548730896E+20,0,false,0,2.2166020303547526E-19,2.2166020303547526E-19,9.6537375808857312E+16,0,false,0,6.3910636044788535E-16,6.3910636044788535E-16,33460058403310.469,0,false,0,2.020367253820823E-12,2.020367253820823E-12,10584479681.143124,0,false,0,6.3889622320933411E-9,6.3889622320933411E-9,3347106.3640184961,0,false,0,2.020367253820828E-5,2.020367253820828E-5]
[null,13,11,2560.3520330763008,null,251,18,8,3059.3319050850405,1,7.3964115844729603E-2,7.3964115844729603E-2,5.3201085631090285E+23,0,false,0,3.1762023214645478E-23,3.1762023214645478E-23,1.6788566998967884E+20,0,false,0,1.0303193060847314E-19,1.0303193060847314E-19,5.3131696602393552E+16,0,false,0,2.9706894282038413E-16,2.9706894282038413E-16,18415558290118.223,0,false,0,9.3910560330030333E-13,9.3910560330030333E-13,5825426249.6857729,0,false,0,2.9697126698555037E-9,2.9697126698555037E-9,1842161.5290339743,0,false,0,9.3910560330030551E-6,9.3910560330030551E-6]
[null,13,12,2813.5618483298954,null,252,9,15,3065.7395583582716,1,0.11711355539616043,0.11711355539616043,8.6312038390848569E+23,0,false,0,4.9082816015890265E-23,4.9082816015890265E-23,2.723732837691254E+20,0,false,0,1.5921836148919492E-19,1.5921836148919492E-19,8.6199463460511504E+16,0,false,0,4.5906963060729505E-16,4.5906963060729505E-16,29876916143168.598,0,false,0,1.4512283186363999E-12,1.4512283186363999E-12,9451017928.3277416,0,false,0,4.5891868918276158E-9,4.5891868918276158E-9,2988674.2860601586,0,false,0,1.4512283186364035E-5,1.4512283186364035E-5]
[null,13,13,3088.7899083881507,null,253,6,16,3079.9740095894094,1,0.37595381017609097,0.37595381017609097,2.924080469638498E+24,0,false,0,1.4930218873429719E-22,1.4930218873429719E-22,9.2274659985906296E+20,0,false,0,4.8431715591316934E-19,4.8431715591316934E-19,2.9202666545403411E+17,0,false,0,1.3964174469721945E-15,1.3964174469721945E-15,101217059191279.66,0,false,0,4.4144077686060723E-12,4.4144077686060723E-12,32018172039.089008,0,false,0,1.3959583069536756E-8,1.3959583069536756E-8,10125035.015863843,0,false,0,4.4144077686060909E-5,4.4144077686060909E-5]
[null,13,14,3386.0362132510659,null,254,20,4,3083.2423428026013,1,6.5635646419083535E-5,6.5635646419083535E-5,5.1683270938568819E+20,0,false,0,2.574637291061245E-26,2.574637291061245E-26,1.6309593057832195E+17,0,false,0,8.3517932381679466E-23,8.3517932381679466E-23,51615861562843.938,0,false,0,2.408048042257038E-19,2.408048042257038E-19,17890166663.008415,0,false,0,7.6124127552008563E-16,7.6124127552008563E-16,5659228.1834792402,0,false,0,2.4072562795752542E-12,2.4072562795752542E-12,1789.6050858411641,0,false,0,7.6124127552008739E-9,7.6124127552008739E-9]
[null,13,15,3705.3007629186413,null,255,13,13,3088.7899083881507,1,0.45395220695111221,0.45395220695111221,3.6500385653511306E+24,0,false,0,1.7438507954183234E-22,1.7438507954183234E-22,1.1518358371131361E+21,0,false,0,5.6568283742776735E-19,5.6568283742776735E-19,3.645277898764144E+17,0,false,0,1.6310167294145708E-15,1.6310167294145708E-15,126346102084282.2,0,false,0,5.1560319134265058E-12,5.1560319134265058E-12,39967286792.613602,0,false,0,1.6304804534943899E-8,1.6304804534943899E-8,12638765.81618249,0,false,0,5.15603191342649E-5,5.15603191342649E-5]
[null,13,16,4046.5835573908776,null,256,19,7,3163.1014846038793,1,0.56106052104775661,0.56106052104775661,5.9475811316857779E+24,0,false,0,1.6348035030450637E-22,1.6348035030450637E-22,1.8768670437197163E+21,0,false,0,5.3030929404573914E-19,5.3030929404573914E-19,5.9398238298764787E+17,0,false,0,1.5290252295537794E-15,1.5290252295537794E-15,205875548809777.34,0,false,0,4.8336125177840801E-12,4.8336125177840801E-12,65124977875.282967,0,false,0,1.5285224882898919E-8,1.5285224882898919E-8,20594326.265396684,0,false,0,4.8336125177840925E-5,4.8336125177840925E-5]
[null,13,17,{"$f":"3.1416/2*SQRT($H$2/$I$2)*(B266^2/$C$2^2+C266^2/$D$2^2)","v":4409.8845966677745},null,257,7,16,3174.4546420812821,1,{"$f":"ABS(SIN(G266*3.1416*$J$2/$C$2)*SIN(H266*3.1416*$K$2/$D$2))*(1/F266^$M$2)+(1-1/F266^$M$2)","v":0.21098403488621856},{"$f":"$J266*$K266","v":0.21098403488621856},{"$f":"10^(LOG10($I266/22.27)/LOG10(2)*70/20)*$L266","v":2.3316935922555236E+24},{"$f":"IF($I266<22.27,M266,0)","v":0},{"$f":"AND($I266>22.27,$I266<44.45)","v":false},{"$f":"IF($O266=TRUE,$L266,0)","v":0},{"$f":"10^(LOG10(44.45/$I266)/LOG10(2)*70/20)*$L266","v":5.8967704409546679E-23},{"$f":"IF($I266>44.45,Q266,0)","v":5.8967704409546679E-23},{"$f":"10^(LOG10($I266/44.548)/LOG10(2)*70/20)*$L266","v":7.3580818192494703E+20},{"$f":"IF($I266<44.528,S266,0)","v":0},{"$f":"AND($I266>44.548,$I266<89.095)","v":false},{"$f":"IF($U266=TRUE,$L266,0)","v":0},{"$f":"10^(LOG10(89.095/$I266)/LOG10(2)*70/20)*$L266","v":1.9128367194391983E-19},{"$f":"IF($I266>89.095,W266,0)","v":1.9128367194391983E-19},{"$f":"10^(LOG10($I266/89.09)/LOG10(2)*70/20)*$L266","v":2.3286524145865936E+17},{"$f":"IF($I266<89.09,Y266,0)","v":0},{"$f":"AND($I266>89.09,$I266<176.78)","v":false},{"$f":"IF($AA266=TRUE,$L266,0)","v":0},{"$f":"10^(LOG10(176.78/$I266)/LOG10(2)*70/20)*$L266","v":5.5152259952418579E-16},{"$f":"IF($I266>176.78,AC266,0)","v":5.5152259952418579E-16},{"$f":"10^(LOG10($I266/176.78)/LOG10(2)*70/20)*$L266","v":80711584648159.125},{"$f":"IF($I266<176.78,AE266,0)","v":0},{"$f":"AND($I266>176.78,$I266<353.55)","v":false},{"$f":"IF($AG266=TRUE,$L266,0)","v":0},{"$f":"10^(LOG10(353.55/$I266)/LOG10(2)*70/20)*$L266","v":1.7434941486733498E-12},{"$f":"IF($I266>353.55,AI266,0)","v":1.7434941486733498E-12},{"$f":"10^(LOG10($I266/353.55)/LOG10(2)*70/20)*$L266","v":25531638870.563831},{"$f":"IF($I266<353.55,AK266,0)","v":0},{"$f":"AND($I266>353.55,$I266<707.1)","v":false},{"$f":"IF($AM266=TRUE,$L266,0)","v":0},{"$f":"10^(LOG10(707.1/$I266)/LOG10(2)*70/20)*$L266","v":5.513412596984032E-9},{"$f":"IF($I266>707.1,AO266,0)","v":5.513412596984032E-9},{"$f":"10^(LOG10($I266/707.1)/LOG10(2)*70/20)*$L266","v":8073813.1227870472},{"$f":"IF($I266<707.1,AQ266,0)","v":0},{"$f":"AND($I266>707.1,$I266<1414.2)","v":false},{"$f":"IF($AS266=TRUE,$L266,0)","v":0},{"$f":"10^(LOG10(1414.2/$I266)/LOG10(2)*70/20)*$L266","v":1.7434941486733477E-5},{"$f":"IF($I266>1414.2,AU266,0)","v":1.7434941486733477E-5}]
[null,13,18,4795.2038807493318,null,258,20,5,3182.3244444235734,{"$f":"IF(ABS(I267-I266)>0.0001,1,$L$2)","v":1},6.419636478918804E-5,6.419636478918804E-5,7.3018834726122042E+20,0,false,0,1.7433014353229846E-26,1.7433014353229846E-26,2.3042416981612477E+17,0,false,0,5.6550463205703005E-23,5.6550463205703005E-23,72923597834653.813,0,false,0,1.6305029150972305E-19,1.6305029150972305E-19,25275473070.22599,0,false,0,5.1544076241289133E-16,5.1544076241289133E-16,7995435.2714643395,0,false,0,1.6299668081184412E-12,1.6299668081184412E-12,2528.3786342274016,0,false,0,5.1544076241289166E-9,5.1544076241289166E-9]
[null,13,19,5202.5414096355489,null,259,1,17,3188.9041152343411,1,0.11903860693950849,0.11903860693950849,1.3868885506135744E+24,0,false,0,3.155881024380712E-23,3.155881024380712E-23,4.3765782363039262E+20,0,false,0,1.0237273378814818E-19,1.0237273378814818E-19,1.3850796617855243E+17,0,false,0,2.9516829996755196E-16,2.9516829996755196E-16,48007153693863.93,0,false,0,9.3309721906457859E-13,9.3309721906457859E-13,15186188161.941242,0,false,0,2.9507124906131635E-9,2.9507124906131635E-9,4802294.356762019,0,false,0,9.3309721906458417E-6,9.3309721906458417E-6]
[null,13,20,5631.8971833264268,null,260,16,11,3192.6454966757574,1,0.43999924342384383,0.43999924342384383,5.1966854532933084E+24,0,false,0,1.1507048463691866E-22,1.1507048463691866E-22,1.6399083001830711E+21,0,false,0,3.7327389719706802E-19,3.7327389719706802E-19,5.1899075285240877E+17,0,false,0,1.0762496768517016E-15,1.0762496768517016E-15,179883291375177.22,0,false,0,3.4022812768168924E-12,3.4022812768168924E-12,56902800933.226402,0,false,0,1.075895807528727E-8,1.075895807528727E-8,17994245.619214986,0,false,0,3.4022812768169127E-5,3.4022812768169127E-5]
[null,14,1,1435.4863507413361,null,261,17,10,3201.289377936962,1,0.41406620790389737,0.41406620790389737,5.0465761261640919E+24,0,false,0,1.0493714938802499E-22,1.0493714938802499E-22,1.5925385808289708E+21,0,false,0,3.404026570011663E-19,3.404026570011663E-19,5.039993985753145E+17,0,false,0,9.8147299435606922E-16,9.8147299435606922E-16,174687256311519.88,0,false,0,3.1026696353277388E-12,3.1026696353277388E-12,55259129936.275986,0,false,0,9.8115028746797012E-9,9.8115028746797012E-9,17474471.21178269,0,false,0,3.1026696353277521E-5,3.1026696353277521E-5]
[null,14,2,1468.5137179483268,null,262,10,15,3203.826636615624,1,0.74850231613627627,0.74850231613627627,9.2070531918409073E+24,0,false,0,1.8795425335822087E-22,1.8795425335822087E-22,2.9054525399374721E+21,0,false,0,6.0969949737465451E-19,6.0969949737465451E-19,9.1950446309146419E+17,0,false,0,1.7579286736990611E-15,1.7579286736990611E-15,318702189482165.5,0,false,0,5.5572307626625759E-12,5.5572307626625759E-12,100815629436.43945,0,false,0,1.7573506693168321E-8,1.7573506693168321E-8,31880701.276266553,0,false,0,5.5572307626625686E-5,5.5572307626625686E-5]
[null,14,3,1523.5593299599777,null,263,12,14,3204.3426892282332,1,0.88926074966800162,0.88926074966800162,1.0958973919266476E+25,0,false,0,2.2288193392954494E-22,2.2288193392954494E-22,3.4583028842558684E+21,0,false,0,7.2300041453034144E-19,7.2300041453034144E-19,1.0944680365915854E+18,0,false,0,2.0846058841642568E-15,2.0846058841642568E-15,379344933690970.19,0,false,0,6.5899351440285514E-12,6.5899351440285514E-12,119998856379.74194,0,false,0,2.0839204687920023E-8,2.0839204687920023E-8,37946970.277541101,0,false,0,6.5899351440285673E-5,6.5899351440285673E-5]
[null,14,4,1600.6231867762892,null,264,2,17,3210.7073381170808,1,3.7242704225398653E-2,3.7242704225398653E-2,4.6967938894288574E+23,0,false,0,9.1215244549083151E-24,9.1215244549083151E-24,1.4821584551827007E+20,0,false,0,2.9589055720111216E-20,2.9589055720111216E-20,4.6906679624461616E+16,0,false,0,8.5313256287792827E-17,8.5313256287792827E-17,16257954254396.34,0,false,0,2.696954998224208E-13,2.696954998224208E-13,5142907534.3630133,0,false,0,8.5285205413638824E-10,8.5285205413638824E-10,1626330.1604227764,0,false,0,2.6969549982242191E-6,2.6969549982242191E-6]
[null,14,5,1699.7052883972608,null,265,15,12,3220.55534214104,1,0.66112608970240239,0.66112608970240239,8.6398996583436937E+24,0,false,0,1.5625949133742708E-22,1.5625949133742708E-22,2.7264769610959757E+21,0,false,0,5.0688575345444694E-19,5.0688575345444694E-19,8.6286308235404557E+17,0,false,0,1.4614888221558853E-15,1.4614888221558853E-15,299070167256173.75,0,false,0,4.6201138665552554E-12,4.6201138665552554E-12,94605396990.156952,0,false,0,1.461008286764192E-8,1.461008286764192E-8,29916853.343333248,0,false,0,4.6201138665552755E-5,4.6201138665552755E-5]
[null,14,6,1820.8056348228931,null,266,18,9,3246.4869859246537,1,3.7257044889052862E-2,3.7257044889052862E-2,5.3447525994583412E+23,0,false,0,8.0218717832958062E-24,8.0218717832958062E-24,1.6866335723133482E+20,0,false,0,2.6021923456862928E-20,2.6021923456862928E-20,5.3377815539034736E+16,0,false,0,7.5028248484042747E-17,7.5028248484042747E-17,18500863633516.957,0,false,0,2.3718214327027178E-13,2.3718214327027178E-13,5852411040.4178219,0,false,0,7.5003579305443781E-10,7.5003579305443781E-10,1850694.8691236021,0,false,0,2.3718214327027232E-6,2.3718214327027232E-6]
[null,14,7,1963.9242260531855,null,267,3,17,3247.0460429216473,1,0.10738676512380775,0.10738676512380775,1.5436165213409698E+24,0,false,0,2.3075366906728238E-23,2.3075366906728238E-23,4.8711617595453453E+20,0,false,0,7.4853531396035193E-20,7.4853531396035193E-20,1.5416032156006013E+17,0,false,0,2.1582299105597616E-16,2.1582299105597616E-16,53432293136762.797,0,false,0,6.8226782072013938E-13,6.8226782072013938E-13,16902332153.93881,0,false,0,2.1575202877150658E-9,2.1575202877150658E-9,5344986.7375146654,0,false,0,6.8226782072014348E-6,6.8226782072014348E-6]
[null,14,8,2129.0610620881384,null,268,8,16,3283.4707564949817,1,0.44196278163139041,0.44196278163139041,7.232734627856871E+24,0,false,0,8.3417155965446039E-23,8.3417155965446039E-23,2.282420526670008E+21,0,false,0,2.7059455774923781E-19,2.7059455774923781E-19,7.2233011280571046E+17,0,false,0,7.8019734978064748E-16,7.8019734978064748E-16,250361143116255.66,0,false,0,2.4663894377611476E-12,2.4663894377611476E-12,79197184903.883987,0,false,0,7.7994082203073439E-9,7.7994082203073439E-9,25044348.856977623,0,false,0,2.4663894377611492E-5,2.4663894377611492E-5]
[null,14,9,2316.2161429277521,null,269,14,13,3285.0189143328093,1,0.80904419756226786,0.80904419756226786,1.3312797580279845E+25,0,false,0,1.5186639352264134E-22,1.5186639352264134E-22,4.2010946105508139E+21,0,false,0,4.9263510745024242E-19,4.9263510745024242E-19,1.3295433985488991E+18,0,false,0,1.4204003526108102E-15,1.4204003526108102E-15,460822550773135,0,false,0,4.4902234390522365E-12,4.4902234390522365E-12,145772815650.20117,0,false,0,1.4199333270479351E-8,1.4199333270479351E-8,46097411.839047365,0,false,0,4.4902234390522309E-5,4.4902234390522309E-5]
[null,14,10,2525.3894685720256,null,270,4,17,3297.9202296480403,1,7.0839985259279356E-2,7.0839985259279356E-2,1.2200213592081803E+24,0,false,0,1.2705039028944924E-23,1.2705039028944924E-23,3.8499985641775687E+20,0,false,0,4.1213517500504E-20,4.1213517500504E-20,1.2184301116593837E+17,0,false,0,1.1882972590612774E-16,1.1882972590612774E-16,42231045079572.43,0,false,0,3.7564903411851269E-13,3.7564903411851269E-13,13359021468.831203,0,false,0,1.1879065486568002E-9,1.1879065486568002E-9,4224493.5152594745,0,false,0,3.7564903411851097E-6,3.7564903411851097E-6]
[null,14,11,2756.5810390209599,null,271,20,6,3303.4247908492052,1,5.4413602586398581E-5,5.4413602586398581E-5,9.5547084232292827E+20,0,false,0,9.5715888610411135E-27,9.5715888610411135E-27,3.0151614504882253E+17,0,false,0,3.1049006943892918E-23,3.1049006943892918E-23,95422464230821.031,0,false,0,8.9522690819950823E-20,8.9522690819950823E-20,33073627694.965088,0,false,0,2.830025238362577E-16,2.830025238362577E-16,10462239.369086452,0,false,0,8.9493255889866884E-13,8.9493255889866884E-13,3308.4505832196137,0,false,0,2.8300252383625789E-9,2.8300252383625789E-9]
[null,14,12,3009.7908542745545,null,272,19,8,3328.2383206388322,1,0.23636043624589484,0.23636043624589484,4.5276369093100467E+24,0,false,0,3.811224111699745E-23,3.811224111699745E-23,1.4287779036322789E+21,0,false,0,1.2363122322413138E-19,1.2363122322413138E-19,4.5217316101285837E+17,0,false,0,3.5646227888660715E-16,3.5646227888660715E-16,156724172882598.66,0,false,0,1.1268620687488458E-12,1.1268620687488458E-12,49576835862.775993,0,false,0,3.5634507460956066E-9,3.5634507460956066E-9,15677572.051069073,0,false,0,1.1268620687488524E-5,1.1268620687488524E-5]
[null,14,13,3285.0189143328093,null,273,11,15,3356.4491967948034,1,0.11706467541978735,0.11706467541978735,2.4736736158438312E+24,0,false,0,1.7111805962955758E-23,1.7111805962955758E-23,7.8061255217888913E+20,0,false,0,5.5508504374745443E-20,5.5508504374745443E-20,2.4704472566919453E+17,0,false,0,1.6004604218092837E-16,1.6004604218092837E-16,85626223831564.359,0,false,0,5.0594361554995742E-13,5.0594361554995742E-13,27086295409.111656,0,false,0,1.5999341927584469E-9,1.5999341927584469E-9,8565438.6868955251,0,false,0,5.0594361554995777E-6,5.0594361554995777E-6]
[null,14,14,3582.265219195725,null,274,5,17,3363.3298982962601,1,8.5223597340068236E-2,8.5223597340068236E-2,1.8442385928834116E+24,0,false,0,1.2164356276423076E-23,1.2164356276423076E-23,5.8198292029986249E+20,0,false,0,3.9459611980614077E-20,3.9459611980614077E-20,1.8418331922580694E+17,0,false,0,1.137727415758972E-16,1.137727415758972E-16,63838327555260.109,0,false,0,3.5966270355418587E-13,3.5966270355418587E-13,20194091496.862286,0,false,0,1.1373533326451627E-9,1.1373533326451627E-9,6385932.4407923697,0,false,0,3.5966270355418609E-6,3.5966270355418609E-6]
[null,14,15,3901.5297688633004,null,275,13,14,3386.0362132510659,1,0.42445077657875391,0.42445077657875391,9.9325201084827299E+24,0,false,0,5.6024981952450405E-23,5.6024981952450405E-23,3.1343867767316373E+21,0,false,0,1.8173785762502034E-19,1.8173785762502034E-19,9.9195653367020608E+17,0,false,0,5.2399943314917941E-16,5.2399943314917941E-16,343814230209324.06,0,false,0,1.6564868717835489E-12,1.6564868717835489E-12,108759365864.65646,0,false,0,5.2382714290033122E-9,5.2382714290033122E-9,34392731.300788298,0,false,0,1.65648687178355E-5,1.65648687178355E-5]
[null,14,16,4242.8125633355367,null,276,9,16,3407.0223528305078,1,7.271049844188951E-2,7.271049844188951E-2,1.8282192483460399E+24,0,false,0,8.932077441939089E-24,8.932077441939089E-24,5.7692772573278745E+20,0,false,0,2.8974513901968022E-20,2.8974513901968022E-20,1.8258347414063306E+17,0,false,0,8.3541365892684194E-17,8.3541365892684194E-17,63283817868855.18,0,false,0,2.6409413273678087E-13,2.6409413273678087E-13,20018682463.261375,0,false,0,8.351389761350606E-10,8.351389761350606E-10,6330463.2339576036,0,false,0,2.6409413273678055E-6,2.6409413273678055E-6]
[null,14,17,4606.1136026124332,null,277,17,11,3432.4809483858962,1,0.66691437031536416,0.66691437031536416,1.8284887022393054E+25,0,false,0,7.5133631916965466E-23,7.5133631916965466E-23,5.7701275679346571E+21,0,false,0,2.437238678945978E-19,2.437238678945978E-19,1.8261038438567071E+18,0,false,0,7.0272187804260502E-16,7.0272187804260502E-16,632931450166366.75,0,false,0,2.2214710395712461E-12,2.2214710395712461E-12,200216329364.78983,0,false,0,7.0249082411472175E-9,7.0249082411472175E-9,63313962.555118561,0,false,0,2.2214710395712631E-5,2.2214710395712631E-5]
[null,14,18,4991.4328866939904,null,278,6,17,3443.2750488663064,1,9.7503244435132641E-2,9.7503244435132641E-2,2.772651438007787E+24,0,false,0,1.0590814749388402E-23,1.0590814749388402E-23,8.7496042382592442E+20,0,false,0,3.4355245034989796E-20,3.4355245034989796E-20,2.7690351285299686E+17,0,false,0,9.9055470111130364E-17,9.9055470111130364E-17,95975342550102.984,0,false,0,3.1313790709907179E-13,3.1313790709907179E-13,30360050507.616653,0,false,0,9.9022900817128165E-10,9.9022900817128165E-10,9600690.9481819607,0,false,0,3.1313790709907256E-6,3.1313790709907256E-6]
[null,14,19,5398.7704155802076,null,279,16,12,3445.855311929352,1,0.54963088908370472,0.54963088908370472,1.5766299851572071E+25,0,false,0,5.9183275184487102E-23,5.9183275184487102E-23,4.9753417292908069E+21,0,false,0,1.9198295589616613E-19,1.9198295589616613E-19,1.5745736206679252E+18,0,false,0,5.5353882442843303E-16,5.5353882442843303E-16,545750543418298.94,0,false,0,1.7498679152714734E-12,1.7498679152714734E-12,172638238348.45102,0,false,0,5.5335682167083864E-9,5.5335682167083864E-9,54593004.442012943,0,false,0,1.7498679152714777E-5,1.7498679152714777E-5]
[null,14,20,5828.1261892710854,null,280,20,7,3446.5433820794979,1,3.7558806981536257E-5,3.7558806981536257E-5,1.0798877421461276E+21,0,false,0,4.0348879570547569E-27,4.0348879570547569E-27,3.4077815321477958E+17,0,false,0,1.3088659157346844E-23,1.3088659157346844E-23,107847926785203.09,0,false,0,3.7738146959361657E-20,3.7738146959361657E-20,37380319266.745422,0,false,0,1.1929926074142073E-16,1.1929926074142073E-16,11824582.760272829,0,false,0,3.7725738711719678E-13,3.7725738711719678E-13,3739.2613903622969,0,false,0,1.1929926074142083E-9,1.1929926074142083E-9]
[null,15,1,1646.2508386078218,null,281,18,10,3455.6603115689277,1,0.14363597769830966,0.14363597769830966,4.2586247760428423E+24,0,false,0,1.4963858975087624E-23,1.4963858975087624E-23,1.3438862483339637E+21,0,false,0,4.8540839767578567E-20,4.8540839767578567E-20,4.2530703435855322E+17,0,false,0,1.3995637923319813E-16,1.3995637923319813E-16,147412316625975.53,0,false,0,4.4243541148287875E-13,4.4243541148287875E-13,46631199840.448952,0,false,0,1.3991036177997149E-9,1.3991036177997149E-9,14746080.152229818,0,false,0,4.4243541148287986E-6,4.4243541148287986E-6]
[null,15,2,1679.2782058148123,null,282,15,13,3495.7834021992953,1,0.70707171607304142,0.70707171607304142,2.3975074814737984E+25,0,false,0,6.4410025709596382E-23,6.4410025709596382E-23,7.5657694774046386E+21,0,false,0,2.0893786439716334E-19,2.0893786439716334E-19,2.3943804641684337E+18,0,false,0,6.0242441469411073E-16,6.0242441469411073E-16,829897327325839.5,0,false,0,1.90440689636887E-12,1.90440689636887E-12,262522894988.31921,0,false,0,6.0222633842578659E-9,6.0222633842578659E-9,83017028.610429242,0,false,0,1.9044068963688675E-5,1.9044068963688675E-5]
[null,15,3,1734.3238178264633,null,283,19,9,3515.3934014784459,1,0.11905896910463658,0.11905896910463658,4.3082891763232989E+24,0,false,0,1.0162625060280817E-23,1.0162625060280817E-23,1.3595587501575583E+21,0,false,0,3.2966252588341937E-20,3.2966252588341937E-20,4.3026699676596954E+17,0,false,0,9.5050628939326565E-17,9.5050628939326565E-17,149131450074960.84,0,false,0,3.0047765137169205E-13,3.0047765137169205E-13,47175016376.58979,0,false,0,9.5019376431256279E-10,9.5019376431256279E-10,14918050.040576754,0,false,0,3.0047765137169222E-6,3.0047765137169222E-6]
[null,15,4,1811.3876746427748,null,284,12,15,3523.6072388958091,1,0.71187718086300311,0.71187718086300311,2.6468675568430943E+25,0,false,0,5.9137702245914075E-23,5.9137702245914075E-23,8.3526703991705242E+21,0,false,0,1.9183512312704599E-19,1.9183512312704599E-19,2.6434153045689247E+18,0,false,0,5.5311258254227413E-16,5.5311258254227413E-16,916213329127664,0,false,0,1.7485204632630363E-12,1.7485204632630363E-12,289827389087.42279,0,false,0,5.5293071993239583E-9,5.5293071993239583E-9,91651467.781608716,0,false,0,1.7485204632630379E-5,1.7485204632630379E-5]
[null,15,5,1910.4697762637466,null,285,7,17,3537.7556813581791,1,5.4718498306443777E-2,5.4718498306443777E-2,2.131551575693153E+24,0,false,0,4.3386938681038468E-24,4.3386938681038468E-24,6.7264974042873555E+20,0,false,0,1.4074166577139221E-20,1.4074166577139221E-20,2.1287714389403062E+17,0,false,0,4.0579631590489355E-17,4.0579631590489355E-17,73783667804761.969,0,false,0,1.2828186967202565E-13,1.2828186967202565E-13,23340118635.371086,0,false,0,4.0566289066848056E-10,4.0566289066848056E-10,7380793.5746313762,0,false,0,1.2828186967202595E-6,1.2828186967202595E-6]
[null,15,6,2031.5701226893786,null,286,10,16,3545.1094310878602,1,0.46471116265813317,0.46471116265813317,1.8545129944621758E+25,0,false,0,3.5968542654678102E-23,3.5968542654678102E-23,5.85225193972161E+21,0,false,0,1.1667734028907532E-19,1.1667734028907532E-19,1.8520941931564242E+18,0,false,0,3.3641235222975967E-16,3.3641235222975967E-16,641939760141690.75,0,false,0,1.0634794805508287E-12,1.0634794805508287E-12,203065944053.02429,0,false,0,3.3630174033933416E-9,3.3630174033933416E-9,64215089.841988385,0,false,0,1.0634794805508293E-5,1.0634794805508293E-5]
[null,15,7,2174.688713919671,null,287,1,18,3574.223399315898,1,0.23638404724995346,0.23638404724995346,1.0374417210029831E+25,0,false,0,1.6636391512172724E-23,1.6636391512172724E-23,3.2738354178254889E+21,0,false,0,5.3966320856639672E-20,5.3966320856639672E-20,1.0360886081389289E+18,0,false,0,1.5559950968703932E-16,1.5559950968703932E-16,359110500455018.75,0,false,0,4.9188706847161319E-13,4.9188706847161319E-13,113598062189.13217,0,false,0,1.5554834879534943E-9,1.5554834879534943E-9,35922861.429911144,0,false,0,4.9188706847161176E-6,4.9188706847161176E-6]
[null,15,8,2339.825549954624,null,288,14,14,3582.265219195725,1,0.7564660611481977,0.7564660611481977,3.4078713928910401E+25,0,false,0,5.1865935152138584E-23,5.1865935152138584E-23,1.0754155958423045E+22,0,false,0,1.6824644310046925E-19,1.6824644310046925E-19,3.4034265797246868E+18,0,false,0,4.8510003345541501E-16,4.8510003345541501E-16,1179634842720873,0,false,0,1.5335166148774889E-12,1.5335166148774889E-12,373155984172.22534,0,false,0,4.8494053327241115E-9,4.8494053327241115E-9,118002283.25059752,0,false,0,1.5335166148774926E-5,1.5335166148774926E-5]
[null,15,9,2526.9806307942376,null,289,2,18,3596.0266221986376,1,7.3955680276117208E-2,7.3955680276117208E-2,3.4835793079870689E+24,0,false,0,4.8495772703144159E-24,4.8495772703144159E-24,1.0993066008822447E+21,0,false,0,1.5731406825654277E-20,1.5731406825654277E-20,3.4790357506197363E+17,0,false,0,4.535790377968647E-17,4.535790377968647E-17,120584114108746.83,0,false,0,1.4338712485072744E-13,1.4338712485072744E-13,38144586906.231735,0,false,0,4.5342990167122896E-10,4.5342990167122896E-10,12062377.502992807,0,false,0,1.4338712485072749E-6,1.4338712485072749E-6]
[null,15,10,2736.1539564385112,null,290,20,8,3611.6802181144508,1,1.582256400156809E-5,1.582256400156809E-5,7.8390536098042098E+20,0,false,0,9.8645346090634711E-28,9.8645346090634711E-28,2.4737554727602842E+17,0,false,0,3.199928538737645E-24,3.199928538737645E-24,78288293012316.797,0,false,0,9.2262600777217681E-21,9.2262600777217681E-21,27134887752.431313,0,false,0,2.9166403105737134E-17,2.9166403105737134E-17,8583627.2191709243,0,false,0,9.2232264968738027E-14,9.2232264968738027E-14,2714.3812598397676,0,false,0,2.9166403105737253E-10,2.9166403105737253E-10]
[null,15,11,2967.3455268874454,null,291,3,18,3632.3653270032041,1,0.21324609564647715,0.21324609564647715,1.1290284433418609E+25,0,false,0,1.2440671049414316E-23,1.2440671049414316E-23,3.562853922986132E+21,0,false,0,4.035594167361053E-20,4.035594167361053E-20,1.1275558758909231E+18,0,false,0,1.1635710268360795E-16,1.1635710268360795E-16,390813248694552.69,0,false,0,3.6783248385555383E-13,3.6783248385555383E-13,123626648826.16478,0,false,0,1.1631884463806664E-9,1.1631884463806664E-9,39094178.978446148,0,false,0,3.6783248385555605E-6,3.6783248385555605E-6]
[null,15,12,3220.55534214104,null,292,8,17,3646.7717957718787,1,0.11462260512389169,0.11462260512389169,6.3544975371952589E+24,0,false,0,6.3862489921652131E-24,6.3862489921652131E-24,2.005276892049603E+21,0,false,0,2.0716172850909409E-20,2.0716172850909409E-20,6.3462095030933978E+17,0,false,0,5.9730333419549199E-17,5.9730333419549199E-17,219960962097819.78,0,false,0,1.8882179425672989E-13,1.8882179425672989E-13,69580641668.53627,0,false,0,5.9710694173096604E-10,5.9710694173096604E-10,22003330.872859363,0,false,0,1.8882179425672936E-6,1.8882179425672936E-6]
[null,15,13,3495.7834021992953,null,293,4,18,3683.2395137295971,1,0.14067236548916423,0.14067236548916423,8.7551432589652363E+24,0,false,0,6.981372924473248E-24,6.981372924473248E-24,2.7628441684054702E+21,0,false,0,2.2646678577280277E-20,2.2646678577280277E-20,8.7437241144188966E+17,0,false,0,6.5296503944111598E-17,6.5296503944111598E-17,303059325032998.81,0,false,0,2.0641778352075106E-13,2.0641778352075106E-13,95867294352.221619,0,false,0,6.5275034548914729E-10,6.5275034548914729E-10,30315900.327081501,0,false,0,2.0641778352075229E-6,2.0641778352075229E-6]
[null,15,14,3793.02970706221,null,294,17,12,3685.6907636394908,1,0.83308492861664951,0.83308492861664951,5.2252021607769275E+25,0,false,0,4.1026264050441501E-23,4.1026264050441501E-23,1.6489072641797788E+22,0,false,0,1.3308393996831022E-19,1.3308393996831022E-19,5.2183870422811781E+18,0,false,0,3.8371701975568045E-16,3.8371701975568045E-16,1808703973386702.3,0,false,0,1.213020788753852E-12,1.213020788753852E-12,572150539152.08838,0,false,0,3.8359085415961545E-9,3.8359085415961545E-9,180929886.82139328,0,false,0,1.2130207887538571E-5,1.2130207887538571E-5]
[null,15,15,4112.294256729786,null,295,18,11,3686.8518820178615,1,0.23134681312495059,0.23134681312495059,1.4563569561185854E+25,0,false,0,1.1351303130080194E-23,1.1351303130080194E-23,4.5957983830917943E+21,0,false,0,3.6822171827986073E-20,3.6822171827986073E-20,1.4544574611473242E+18,0,false,0,1.0616828775982092E-16,1.0616828775982092E-16,504118028767209.81,0,false,0,3.3562321588201545E-13,3.3562321588201545E-13,159468551072.71677,0,false,0,1.0613337978175653E-9,1.0613337978175653E-9,50428383.655667312,0,false,0,3.3562321588201571E-6,3.3562321588201571E-6]
[null,15,16,4453.5770512020217,null,296,11,16,3697.7319912670396,1,7.2680151080015867E-2,7.2680151080015867E-2,4.734775079112005E+24,0,false,0,3.4460280084897898E-24,3.4460280084897898E-24,1.494144108109376E+21,0,false,0,1.1178472991036063E-20,1.1178472991036063E-20,4.728599614082745E+17,0,false,0,3.223056322619449E-17,3.223056322619449E-17,163894261603247.59,0,false,0,1.0188847826325906E-13,1.0188847826325906E-13,51844962757.862328,0,false,0,3.221996586404563E-10,3.221996586404563E-10,16394816.752144931,0,false,0,1.0188847826325949E-6,1.0188847826325949E-6]
[null,15,17,4816.8780904789191,null,297,13,15,3705.3007629186413,1,0.33978427852438503,0.33978427852438503,2.2667925379888673E+25,0,false,0,1.573190445697048E-23,1.573190445697048E-23,7.1532747772625431E+21,0,false,0,5.1032280827825845E-20,5.1032280827825845E-20,2.2638360093653967E+18,0,false,0,1.4713987814946801E-16,1.4713987814946801E-16,784650343498699.5,0,false,0,4.6514416056826756E-13,4.6514416056826756E-13,248209836260.84277,0,false,0,1.4709149877228093E-9,1.4709149877228093E-9,78490842.024171278,0,false,0,4.6514416056826629E-6,4.6514416056826629E-6]
[null,15,18,5202.1973745604764,null,298,16,13,3721.0833719876073,1,0.58782804370358888,0.58782804370358888,4.1202257689134901E+25,0,false,0,2.5903956481565481E-23,2.5903956481565481E-23,1.3002119327402156E+22,0,false,0,8.4029113279626229E-20,8.4029113279626229E-20,4.1148518472966359E+18,0,false,0,2.4227867711196362E-16,2.4227867711196362E-16,1426216343441168.8,0,false,0,7.6590053835954285E-13,7.6590053835954285E-13,451157548086.45654,0,false,0,2.4219901623653132E-9,2.4219901623653132E-9,142668543.55301449,0,false,0,7.6590053835954476E-6,7.6590053835954476E-6]
[null,15,19,5609.5349034466935,null,299,19,10,3724.5667271227194,1,0.45900450457148578,0.45900450457148578,3.2524624378764791E+25,0,false,0,2.0008204557954807E-23,2.0008204557954807E-23,1.0263734828374455E+22,0,false,0,6.4904050024898903E-20,6.4904050024898903E-20,3.248220321258751E+18,0,false,0,1.871359433118534E-16,1.871359433118534E-16,1125840025642853.5,0,false,0,5.915812379259971E-13,5.915812379259971E-13,356138974176.30817,0,false,0,1.8707441328681331E-9,1.8707441328681331E-9,112621032.19530243,0,false,0,5.915812379259975E-6,5.915812379259975E-6]
[null,15,20,6038.8906771375714,null,300,5,18,3748.6491823778169,1,0.16923500180645579,0.16923500180645579,1.2924961597829838E+25,0,false,0,6.8444354593191853E-24,6.8444354593191853E-24,4.0787059356067362E+21,0,false,0,2.2202470999189424E-20,2.2202470999189424E-20,1.2908103849147041E+18,0,false,0,6.4015733266158753E-17,6.4015733266158753E-17,447397606418914.38,0,false,0,2.0236896270229305E-13,2.0236896270229305E-13,141526079167.40866,0,false,0,6.3994684986491063E-10,6.3994684986491063E-10,44754475.848231688,0,false,0,2.0236896270229351E-6,2.0236896270229351E-6]
[null,16,1,1871.5508083961338,null,301,9,17,3770.3233921074047,1,1.8857395006209053E-2,1.8857395006209053E-2,1.5400395179052492E+24,0,false,0,7.1321101978723984E-25,7.1321101978723984E-25,4.8598738767655548E+20,0,false,0,2.3135650963832176E-21,2.3135650963832176E-21,1.5380308775732906E+17,0,false,0,6.6706343681011893E-18,6.6706343681011893E-18,53308475146033.352,0,false,0,2.1087462234108784E-14,2.1087462234108784E-14,16863164589.099588,0,false,0,6.6684410732566733E-11,6.6684410732566733E-11,5332600.8659852007,0,false,0,2.1087462234108759E-7,2.1087462234108759E-7]
[null,16,2,1904.5781756031242,null,302,15,14,3793.02970706221,1,0.66112056376982287,0.66112056376982287,5.7896088664394884E+25,0,false,0,2.3318393148239115E-23,2.3318393148239115E-23,1.8270160317035978E+22,0,false,0,7.5641877361347474E-20,7.5641877361347474E-20,5.7820576044490476E+18,0,false,0,2.1809600584963247E-16,2.1809600584963247E-16,2004073381062631.8,0,false,0,6.8945336125104308E-13,6.8945336125104308E-13,633952090749.44104,0,false,0,2.1802429620121775E-9,2.1802429620121775E-9,200473253.41939902,0,false,0,6.8945336125104239E-6,6.8945336125104239E-6]
[null,16,3,1959.6237876147754,null,303,20,9,3798.8352989540645,1,7.9701078088171307E-6,7.9701078088171307E-6,7.1048593018984071E+20,0,false,0,2.7615914105437808E-28,2.7615914105437808E-28,2.2420671494427974E+17,0,false,0,8.9582484294924409E-25,8.9582484294924409E-25,70955925871286.328,0,false,0,2.5829054883815139E-21,2.5829054883815139E-21,24593473810.755653,0,false,0,8.1651787423662095E-18,8.1651787423662095E-18,7779697.2348653581,0,false,0,2.5820562328266458E-14,2.5820562328266458E-14,2460.1562768688386,0,false,0,8.1651787423662149E-11,8.1651787423662149E-11]
[null,16,4,2036.6876444310869,null,304,6,18,3828.5943329478632,1,0.19361963426949796,0.19361963426949796,1.8899156510590659E+25,0,false,0,6.1269294921273241E-24,6.1269294921273241E-24,5.9639714403988464E+21,0,false,0,1.9874973644147329E-20,1.9874973644147329E-20,1.8874506748318333E+18,0,false,0,5.7304928425404558E-17,5.7304928425404558E-17,654194391385621.75,0,false,0,1.8115451204725578E-13,1.8115451204725578E-13,206942473311.81525,0,false,0,5.7286086648573979E-10,5.7286086648573979E-10,65440956.029394537,0,false,0,1.8115451204725496E-6,1.8115451204725496E-6]
[null,16,5,2135.769746052059,null,305,12,16,3864.8900333680449,1,0.44197227617985085,0.44197227617985085,4.8142874811223746E+25,0,false,0,1.2532697260631605E-23,1.2532697260631605E-23,1.5192356879627308E+22,0,false,0,4.0654462902696432E-20,4.0654462902696432E-20,4.8080083097817375E+18,0,false,0,1.1721782018555387E-16,1.1721782018555387E-16,1666465837723131,0,false,0,3.7055341665069146E-13,3.7055341665069146E-13,527156097161.93359,0,false,0,1.1717927913735495E-9,1.1717927913735495E-9,166701394.94767308,0,false,0,3.7055341665069229E-6,3.7055341665069229E-6]
[null,16,6,2256.8700924776908,null,306,14,15,3901.5297688633004,1,0.60557145609965113,0.60557145609965113,7.3611604595002692E+25,0,false,0,1.5387604708444707E-23,1.5387604708444707E-23,2.3229476259456543E+22,0,false,0,4.9915416591599347E-20,4.9915416591599347E-20,7.3515594566577684E+18,0,false,0,1.4391965626320045E-16,1.4391965626320045E-16,2548066038818211,0,false,0,4.5496427306958639E-13,4.5496427306958639E-13,806034254005.177,0,false,0,1.4387233569027021E-9,1.4387233569027021E-9,254890411.47710511,0,false,0,4.5496427306958658E-6,4.5496427306958658E-6]
[null,16,7,2399.9886837079835,null,307,10,17,3908.4104703647572,1,0.12052237497784034,0.12052237497784034,1.495360341496144E+25,0,false,0,3.0003783086536857E-24,3.0003783086536857E-24,4.7188806361756268E+21,0,false,0,9.7328425084028278E-21,9.7328425084028278E-21,1.4934099752504607E+18,0,false,0,2.8062419266854987E-17,2.8062419266854987E-17,517619052447685.63,0,false,0,8.8711983573457435E-14,8.8711983573457435E-14,163739353863.85855,0,false,0,2.8053192384356827E-10,2.8053192384356827E-10,51778930.081408568,0,false,0,8.8711983573457344E-7,8.8711983573457344E-7]
[null,16,8,2565.1255197429364,null,308,7,18,3923.0749654397359,1,0.10865869839765376,0.10865869839765376,1.4081628184029703E+25,0,false,0,2.5897785958522125E-24,2.5897785958522125E-24,4.4437130449078814E+21,0,false,0,8.4009096894092293E-21,8.4009096894092293E-21,1.4063261820062459E+18,0,false,0,2.4222096445478682E-17,2.4222096445478682E-17,487435625733219.06,0,false,0,7.6571809491990779E-14,7.6571809491990779E-14,154191376902.32117,0,false,0,2.4214132255519115E-10,2.4214132255519115E-10,48759594.656881876,0,false,0,7.6571809491990417E-7,7.6571809491990417E-7]
[null,16,9,2752.2806005825496,null,309,18,12,3940.0616972714561,1,0.28898993915328552,0.28898993915328552,3.9381087753515807E+25,0,false,0,6.5503461799488553E-24,6.5503461799488553E-24,1.242741614009014E+22,0,false,0,2.1248483086643342E-20,2.1248483086643342E-20,3.9329723850020091E+18,0,false,0,6.1265127905569425E-17,6.1265127905569425E-17,1363176537565468.3,0,false,0,1.9367364476675606E-13,1.9367364476675606E-13,431216054370.21747,0,false,0,6.1244984020930058E-10,6.1244984020930058E-10,136362489.54408893,0,false,0,1.9367364476675621E-6,1.9367364476675621E-6]
[null,16,10,2961.4539262268236,null,310,19,11,3955.7582975716537,1,0.73929408943522446,0.73929408943522446,1.055111649562273E+26,0,false,0,1.6000095073804912E-23,1.6000095073804912E-23,3.3295960805949821E+22,0,false,0,5.1902256799972859E-20,5.1902256799972859E-20,1.0537354901914397E+19,0,false,0,1.496482543470066E-16,1.496482543470066E-16,3652269470557913,0,false,0,4.7307373449117642E-13,4.7307373449117642E-13,1155328886017.5598,0,false,0,1.4959905021938615E-9,1.4959905021938615E-9,365347072.64005804,0,false,0,4.7307373449117499E-6,4.7307373449117499E-6]
[null,16,11,3192.6454966757574,null,311,17,13,3960.9188236977461,1,0.89098100844381345,0.89098100844381345,1.2910189842215818E+26,0,false,0,1.8992878006234052E-23,1.8992878006234052E-23,4.0740444403407088E+22,0,false,0,6.1610460881823612E-20,6.1610460881823612E-20,1.2893351360015405E+19,0,false,0,1.7763963436141619E-16,1.7763963436141619E-16,4468862820289536,0,false,0,5.6156114608685141E-13,5.6156114608685141E-13,1413643310153.0459,0,false,0,1.7758122670889993E-9,1.7758122670889993E-9,447033265.91434628,0,false,0,5.6156114608685278E-6,5.6156114608685278E-6]
[null,16,12,3445.855311929352,null,312,1,19,3981.5609282021151,1,0.5610843122130359,0.5610843122130359,8.6365205063987713E+25,0,false,0,1.1259107271674074E-23,1.1259107271674074E-23,2.7254106084425849E+22,0,false,0,3.6523100285172389E-20,3.6523100285172389E-20,8.6252560789505423E+18,0,false,0,1.0530598355445003E-16,1.0530598355445003E-16,2989531978957258.5,0,false,0,3.3289726713986256E-13,3.3289726713986256E-13,945683958646.94727,0,false,0,1.0527135910074947E-9,1.0527135910074947E-9,299051525.60088325,0,false,0,3.3289726713986394E-6,3.3289726713986394E-6]
[null,16,13,3721.0833719876073,null,313,2,19,4003.3641510848552,1,0.17554218435939983,0.17554218435939983,2.8791725141771383E+25,0,false,0,3.3058399368719219E-24,3.3058399368719219E-24,9.0857508042282327E+21,0,false,0,1.0723720862386863E-20,1.0723720862386863E-20,2.8754172715568205E+18,0,false,0,3.0919389754967438E-17,3.0919389754967438E-17,996625701020475.63,0,false,0,9.7743546982197347E-14,9.7743546982197347E-14,315264377455.85455,0,false,0,3.0909223504742179E-10,3.0909223504742179E-10,99695349.787553832,0,false,0,9.7743546982197768E-7,9.7743546982197768E-7]
[null,16,14,4018.329676850522,null,314,20,10,4008.008624598338,1,3.0726919724563365E-5,3.0726919724563365E-5,5.1081057783909387E+21,0,false,0,5.7090609929495245E-28,5.7090609929495245E-28,1.6119553779973079E+18,0,false,0,1.8519461814192295E-24,1.8519461814192295E-24,510144338618145.56,0,false,0,5.3396620933473053E-21,5.3396620933473053E-21,176817105512.36404,0,false,0,1.6879942224807467E-17,1.6879942224807467E-17,55932868.915404312,0,false,0,5.3379064202441884E-14,5.3379064202441884E-14,17687.526184030907,0,false,0,1.687994222480757E-10,1.687994222480757E-10]
[null,16,15,4337.5942265180984,null,315,16,14,4018.329676850522,1,0.54962629506860838,0.54962629506860838,9.4144396512771776E+25,0,false,0,9.9112182879108533E-24,9.9112182879108533E-24,2.9708970967096552E+22,0,false,0,3.2150721255521228E-20,3.2150721255521228E-20,9.4021606006643302E+18,0,false,0,9.2699231373084868E-17,9.2699231373084868E-17,3258808727496701,0,false,0,2.9304432424876769E-13,2.9304432424876769E-13,1030864750597.9305,0,false,0,9.2668752001102202E-10,9.2668752001102202E-10,325988057.14708656,0,false,0,2.9304432424876888E-6,2.9304432424876888E-6]
[null,16,16,4678.8770209903341,null,316,8,18,4032.0910798534355,1,0.22761485539970691,0.22761485539970691,4.0568655179627634E+25,0,false,0,3.9445467540182164E-24,3.9445467540182164E-24,1.2802174569595175E+22,0,false,0,1.2795603878737778E-20,1.2795603878737778E-20,4.0515742357547894E+18,0,false,0,3.6893189272068608E-17,3.6893189272068608E-17,1404284189598460.5,0,false,0,1.166281484697873E-13,1.166281484697873E-13,444219710922.10699,0,false,0,3.6881058845281009E-10,3.6881058845281009E-10,140474606.80554312,0,false,0,1.1662814846978737E-6,1.1662814846978737E-6]
[null,16,17,5042.1780602672316,null,317,3,19,4039.7028558894217,1,0.5061637631637701,0.5061637631637701,9.2215597471565517E+25,0,false,0,8.5815202064122211E-24,8.5815202064122211E-24,2.910030346441789E+22,0,false,0,2.7837351180279237E-20,2.7837351180279237E-20,9.2095322656430254E+18,0,false,0,8.0262617978791836E-17,8.0262617978791836E-17,3192043339625510,0,false,0,2.5372923054097044E-13,2.5372923054097044E-13,1009744736914.4939,0,false,0,8.0236227747142502E-10,8.0236227747142502E-10,319309322.40172946,0,false,0,2.5372923054097104E-6,2.5372923054097104E-6]
[null,16,18,5427.4973443487879,null,318,13,16,4046.5835573908776,1,0.21095665801156122,0.21095665801156122,3.9201239377265398E+25,0,false,0,3.506494716907105E-24,3.506494716907105E-24,1.2370661724677028E+22,0,false,0,1.1374619239770794E-20,1.1374619239770794E-20,3.9150110046127805E+18,0,false,0,3.2796105950723364E-17,3.2796105950723364E-17,1356951085176782.3,0,false,0,1.036762933625713E-13,1.036762933625713E-13,429246745963.17059,0,false,0,3.2785322638952312E-10,3.2785322638952312E-10,135739739.54593033,0,false,0,1.0367629336257118E-6,1.0367629336257118E-6]
[null,16,19,5834.8348732350059,null,319,11,17,4061.0330305439365,1,1.8849524448277106E-2,1.8849524448277106E-2,3.6509448611503396E+24,0,false,0,3.005951956744622E-25,3.005951956744622E-25,1.1521218351818618E+21,0,false,0,9.7509227081261319E-22,9.7509227081261319E-22,3.6461830125012614E+17,0,false,0,2.8114549376288871E-18,2.8114549376288871E-18,126377473517627,0,false,0,8.8876779251542236E-15,8.8876779251542236E-15,39977210573.821609,0,false,0,2.8105305353486812E-11,2.8105305353486812E-11,12641903.991344338,0,false,0,8.887677925154196E-8,8.887677925154196E-8]
[null,16,20,6264.1906469258838,null,320,4,19,4090.5770426158147,1,0.33390179394977787,0.33390179394977787,7.0359909038671814E+25,0,false,0,4.8943919878771206E-24,4.8943919878771206E-24,2.220334477999282E+22,0,false,0,1.58767800230402E-20,1.58767800230402E-20,7.0268140126637496E+18,0,false,0,4.5777054054818136E-17,4.5777054054818136E-17,2435508581862211.5,0,false,0,1.4471215858957523E-13,1.4471215858957523E-13,770428753806.94836,0,false,0,4.5762002626255842E-10,4.5762002626255842E-10,243630963.69150713,0,false,0,1.4471215858957584E-6,1.4471215858957584E-6]
[null,17,1,{"$f":"3.1416/2*SQRT($H$2/$I$2)*(B330^2/$C$2^2+C330^2/$D$2^2)","v":2111.3862601062729},null,321,15,15,4112.294256729786,1,{"$f":"ABS(SIN(G330*3.1416*$J$2/$C$2)*SIN(H330*3.1416*$K$2/$D$2))*(1/F330^$M$2)+(1-1/F330^$M$2)","v":0.52924481747645913},{"$f":"$J330*$K330","v":0.52924481747645913},{"$f":"10^(LOG10($I330/22.27)/LOG10(2)*70/20)*$L330","v":1.1860420247160215E+26},{"$f":"IF($I330<22.27,M330,0)","v":0},{"$f":"AND($I330>22.27,$I330<44.45)","v":false},{"$f":"IF($O330=TRUE,$L330,0)","v":0},{"$f":"10^(LOG10(44.45/$I330)/LOG10(2)*70/20)*$L330","v":7.2945694531017658E-24},{"$f":"IF($I330>44.45,Q330,0)","v":7.2945694531017658E-24},{"$f":"10^(LOG10($I330/44.548)/LOG10(2)*70/20)*$L330","v":3.7427706144214607E+22},{"$f":"IF($I330<44.528,S330,0)","v":0},{"$f":"AND($I330>44.548,$I330<89.095)","v":false},{"$f":"IF($U330=TRUE,$L330,0)","v":0},{"$f":"10^(LOG10(89.095/$I330)/LOG10(2)*70/20)*$L330","v":2.3662647956384533E-20},{"$f":"IF($I330>89.095,W330,0)","v":2.3662647956384533E-20},{"$f":"10^(LOG10($I330/89.09)/LOG10(2)*70/20)*$L330","v":1.1844950956804145E+19},{"$f":"IF($I330<89.09,Y330,0)","v":0},{"$f":"AND($I330>89.09,$I330<176.78)","v":false},{"$f":"IF($AA330=TRUE,$L330,0)","v":0},{"$f":"10^(LOG10(176.78/$I330)/LOG10(2)*70/20)*$L330","v":6.8225818648845059E-17},{"$f":"IF($I330>176.78,AC330,0)","v":6.8225818648845059E-17},{"$f":"10^(LOG10($I330/176.78)/LOG10(2)*70/20)*$L330","v":4105485025652120},{"$f":"IF($I330<176.78,AE330,0)","v":0},{"$f":"AND($I330>176.78,$I330<353.55)","v":false},{"$f":"IF($AG330=TRUE,$L330,0)","v":0},{"$f":"10^(LOG10(353.55/$I330)/LOG10(2)*70/20)*$L330","v":2.1567804420948972E-13},{"$f":"IF($I330>353.55,AI330,0)","v":2.1567804420948972E-13},{"$f":"10^(LOG10($I330/353.55)/LOG10(2)*70/20)*$L330","v":1298695367218.8682},{"$f":"IF($I330<353.55,AK330,0)","v":0},{"$f":"AND($I330>353.55,$I330<707.1)","v":false},{"$f":"IF($AM330=TRUE,$L330,0)","v":0},{"$f":"10^(LOG10(707.1/$I330)/LOG10(2)*70/20)*$L330","v":6.820338609924788E-10},{"$f":"IF($I330>707.1,AO330,0)","v":6.820338609924788E-10},{"$f":"10^(LOG10($I330/707.1)/LOG10(2)*70/20)*$L330","v":410683534.71203882},{"$f":"IF($I330<707.1,AQ330,0)","v":0},{"$f":"AND($I330>707.1,$I330<1414.2)","v":false},{"$f":"IF($AS330=TRUE,$L330,0)","v":0},{"$f":"10^(LOG10(1414.2/$I330)/LOG10(2)*70/20)*$L330","v":2.1567804420948946E-6},{"$f":"IF($I330>1414.2,AU330,0)","v":2.1567804420948946E-6}]
[null,17,2,2144.4136273132631,null,322,9,18,4155.6426761889616,{"$f":"IF(ABS(I331-I330)>0.0001,1,$L$2)","v":1},3.7446568527334641E-2,3.7446568527334641E-2,9.4799024717585474E+24,0,false,0,4.5688478661834728E-25,4.5688478661834728E-25,2.9915550764210386E+21,0,false,0,1.4820756635308712E-21,1.4820756635308712E-21,9.4675380394006003E+17,0,false,0,4.2732252802096326E-18,4.2732252802096326E-18,328146868588116.88,0,false,0,1.350868174474836E-14,1.350868174474836E-14,103803281546.5141,0,false,0,4.2718202499742238E-11,4.2718202499742238E-11,32825479.828670941,0,false,0,1.3508681744748345E-7,1.3508681744748345E-7]
[null,17,3,2199.4592393249141,null,323,5,19,4155.9867112640341,1,0.40169844664069576,0.40169844664069576,1.0179114684837678E+26,0,false,0,4.8963991115156757E-24,4.8963991115156757E-24,3.2122041655613454E+22,0,false,0,1.5883290874759333E-20,1.5883290874759333E-20,1.0165838285068861E+19,0,false,0,4.5795826602567563E-17,4.5795826602567563E-17,3523501026281314,0,false,0,1.4477150307914737E-13,1.4477150307914737E-13,1114595335418.5361,0,false,0,4.5780769001618807E-10,4.5780769001618807E-10,352465992.93218988,0,false,0,1.4477150307914822E-6,1.4477150307914822E-6]
[null,17,4,2276.5230961412258,null,324,19,12,4208.9681128252478,1,0.92349901447260219,0.92349901447260219,2.7115066667293108E+26,0,false,0,9.7151320795200292E-24,9.7151320795200292E-24,8.5566508281798255E+22,0,false,0,3.1514642738744425E-20,3.1514642738744425E-20,2.7079701070581101E+19,0,false,0,9.0865244846639046E-17,9.0865244846639046E-17,9385881600509582,0,false,0,2.8724665651881255E-13,2.8724665651881255E-13,2969052590786.2466,0,false,0,9.0835368486750577E-10,9.0835368486750577E-10,938896867.97083437,0,false,0,2.8724665651881372E-6,2.8724665651881372E-6]
[null,17,5,2375.6051977621973,null,325,18,13,4215.2897573297114,1,0.30907358730455936,0.30907358730455936,9.2345220075858577E+25,0,false,0,3.1951840410087945E-24,3.1951840410087945E-24,2.9141208226998409E+22,0,false,0,1.0364767325109249E-20,1.0364767325109249E-20,9.2224776196756511E+18,0,false,0,2.9884429551747412E-17,2.9884429551747412E-17,3196530226681988.5,0,false,0,9.4471791554622732E-14,9.4471791554622732E-14,1011164081863.278,0,false,0,2.9874603594926781E-10,2.9874603594926781E-10,319758158.68409079,0,false,0,9.4471791554622615E-7,9.4471791554622615E-7]
[null,17,6,2496.7055441878297,null,326,12,17,4228.1910726449423,1,0.11462506752553328,0.11462506752553328,3.5486471912043248E+25,0,false,0,1.1436230461904259E-24,1.1436230461904259E-24,1.1198399509805576E+22,0,false,0,3.7097665202577684E-21,3.7097665202577684E-21,3.5440187672001132E+18,0,false,0,1.0696260972448395E-17,1.0696260972448395E-17,1228364391919426.3,0,false,0,3.3813425658777715E-14,3.3813425658777715E-14,388570688986.73688,0,false,0,1.0692744057451688E-10,1.0692744057451688E-10,122876840.91789952,0,false,0,3.3813425658777856E-7,3.3813425658777856E-7]
[null,17,7,2639.8241354181218,null,327,6,19,4235.9318618340803,1,0.4595781339261345,0.4595781339261345,1.4533774163907264E+26,0,false,0,4.4887644945692708E-24,4.4887644945692708E-24,4.5863959053503132E+22,0,false,0,1.4560976446518687E-20,1.4560976446518687E-20,1.4514818075688884E+19,0,false,0,4.1983236205069425E-17,4.1983236205069425E-17,5030866609504591,0,false,0,1.3271899778732275E-13,1.3271899778732275E-13,1591422966601.1152,0,false,0,4.1969432178278814E-10,4.1969432178278814E-10,503252129.51615858,0,false,0,1.3271899778732352E-6,1.3271899778732352E-6]
[null,17,8,2804.9609714530752,null,328,20,11,4239.2001950472722,1,4.9490211779354038E-5,4.9490211779354038E-5,1.5791844869806242E+22,0,false,0,4.7906260164584202E-28,4.7906260164584202E-28,4.983402922874112E+18,0,false,0,1.5540176517196477E-24,1.5540176517196477E-24,1577124790709691.3,0,false,0,4.4806535041536896E-21,4.4806535041536896E-21,546634784344.46271,0,false,0,1.4164411709446254E-17,1.4164411709446254E-17,172917951.8505443,0,false,0,4.479180271820971E-14,4.479180271820971E-14,54681.457617904649,0,false,0,1.416441170944639E-10,1.416441170944639E-10]
[null,17,9,2992.1160522926884,null,329,14,16,4242.8125633355367,1,0.37597186991925285,0.37597186991925285,1.211629593394643E+26,0,false,0,3.6035233939254553E-24,3.6035233939254553E-24,3.8235168258954604E+22,0,false,0,1.1689367826472111E-20,1.1689367826472111E-20,1.2100492910450094E+19,0,false,0,3.3703611316811343E-17,3.3703611316811343E-17,4194056406651944.5,0,false,0,1.0654513372746131E-13,1.0654513372746131E-13,1326713309423.9695,0,false,0,3.3692529618600295E-10,3.3692529618600295E-10,419543585.98394978,0,false,0,1.065451337274614E-6,1.065451337274614E-6]
[null,17,10,3201.289377936962,null,330,17,14,4258.1651285606613,1,0.83307796538948253,0.83307796538948253,2.7998740787519152E+26,0,false,0,7.6563064615294417E-24,7.6563064615294417E-24,8.8355102160414365E+22,0,false,0,2.4836076427831719E-20,2.4836076427831719E-20,2.7962222633708163E+19,0,false,0,7.1609130535067592E-17,7.1609130535067592E-17,9691765438732886,0,false,0,2.2637349799842863E-13,2.2637349799842863E-13,3065813368410.7197,0,false,0,7.1585585557460369E-10,7.1585585557460369E-10,969495312.51707685,0,false,0,2.2637349799842921E-6,2.2637349799842921E-6]
[null,17,11,3432.4809483858962,null,331,10,18,4293.7297544463145,1,0.23933047869012683,0.23933047869012683,8.8603135337852882E+25,0,false,0,1.9967948225150667E-24,1.9967948225150667E-24,2.7960325551493797E+22,0,false,0,6.4773463643167905E-21,6.4773463643167905E-21,8.8487572179177677E+18,0,false,0,1.8675942742849248E-17,1.8675942742849248E-17,3066997945898961,0,false,0,5.9039098164259424E-14,5.9039098164259424E-14,970188905506.0188,0,false,0,1.8669802120132591E-10,1.8669802120132591E-10,306800670.20248878,0,false,0,5.9039098164259667E-7,5.9039098164259667E-7]
[null,17,12,3685.6907636394908,null,332,7,19,4330.412494325953,1,0.25791372880567032,0.25791372880567032,1.0540986717745278E+26,0,false,0,1.9491899695264156E-24,1.9491899695264156E-24,3.3263994455533671E+22,0,false,0,6.3229223253754785E-21,6.3229223253754785E-21,1.0527238336087855E+19,0,false,0,1.8230696441790381E-17,1.8230696441790381E-17,3648763047469851.5,0,false,0,5.7631568679005181E-14,5.7631568679005181E-14,1154219692976.6633,0,false,0,1.822470221540775E-10,1.822470221540775E-10,364996315.00265133,0,false,0,5.7631568679005329E-7,5.7631568679005329E-7]
[null,17,13,3960.9188236977461,null,333,16,15,4337.5942265180984,1,0.4399906524691371,0.4399906524691371,1.8332323141370151E+26,0,false,0,3.2617893433206486E-24,3.2617893433206486E-24,5.7850968951987718E+22,0,false,0,1.0580826385313875E-20,1.0580826385313875E-20,1.8308412687637025E+19,0,false,0,3.0507386301394834E-17,3.0507386301394834E-17,6345734516475629,0,false,0,9.6441106046583152E-14,9.6441106046583152E-14,2007357466086.1721,0,false,0,3.0497355517303905E-10,3.0497355517303905E-10,634782167.09765172,0,false,0,9.6441106046583035E-7,9.6441106046583035E-7]
[null,17,14,4258.1651285606613,null,334,13,17,4409.8845966677745,1,5.4711398141398686E-2,5.4711398141398686E-2,2.7625629384054052E+25,0,false,0,3.3468015278962385E-25,3.3468015278962385E-25,8.7177681489229397E+21,0,false,0,1.0856595011350998E-21,1.0856595011350998E-21,2.7589597871400376E+18,0,false,0,3.1302501890475531E-18,3.1302501890475531E-18,956261290889796.75,0,false,0,9.8954655587938883E-15,9.8954655587938883E-15,302495831934.50952,0,false,0,3.1292209673539593E-11,3.1292209673539593E-11,95657581.162053928,0,false,0,9.8954655587939671E-8,9.8954655587939671E-8]
[null,17,15,4577.4296782282372,null,335,1,20,4410.9167018929929,1,0.81286150631255794,0.81286150631255794,4.1155944669639885E+26,0,false,0,4.9589194504791363E-24,4.9589194504791363E-24,1.2987504414539225E+23,0,false,0,1.6086098837657973E-20,1.6086098837657973E-20,4.1102265858543624E+19,0,false,0,4.6380576852106864E-17,4.6380576852106864E-17,1.4246132180538112E+16,0,false,0,1.4662003773463907E-13,1.4662003773463907E-13,4506504285864.1924,0,false,0,4.6365326986129653E-10,4.6365326986129653E-10,1425081782.8641312,0,false,0,1.466200377346402E-6,1.466200377346402E-6]
[null,17,16,4918.712472700473,null,336,2,20,4432.7199247757326,1,0.25431380149798327,0.25431380149798327,1.363590221058999E+26,0,false,0,1.4650164283166255E-24,1.4650164283166255E-24,4.3030561338785819E+22,0,false,0,4.7523254410629497E-21,4.7523254410629497E-21,1.3618117197397543E+19,0,false,0,1.3702240522695547E-17,1.3702240522695547E-17,4720068190689771,0,false,0,4.3316042163358337E-14,4.3316042163358337E-14,1493107550972.5488,0,false,0,1.36977352460099E-10,1.36977352460099E-10,472162065.26692176,0,false,0,4.3316042163358217E-7,4.3316042163358217E-7]
[null,17,17,5282.0135119773704,null,337,8,19,4439.4286087396531,1,0.54026964203879591,0.54026964203879591,2.9482260676276988E+26,0,false,0,3.0580660513634153E-24,3.0580660513634153E-24,9.3036618101540956E+22,0,false,0,9.9199741487160725E-21,9.9199741487160725E-21,2.9443807599467893E+19,0,false,0,2.8601970435389025E-17,2.8601970435389025E-17,1.0205285917909122E+16,0,false,0,9.0417633180672407E-14,9.0417633180672407E-14,3228256213314.8501,0,false,0,2.8592566149253917E-10,2.8592566149253917E-10,1020864250.4665331,0,false,0,9.0417633180672643E-7,9.0417633180672643E-7]
[null,17,18,5667.3327960589268,null,338,11,18,4446.3523146254929,1,3.7430939359740178E-2,3.7430939359740178E-2,2.0799355260610599E+25,0,false,0,2.0806455062656335E-25,2.0806455062656335E-25,6.5636136027274336E+21,0,false,0,6.7493472306117067E-22,6.7493472306117067E-22,2.0772227110086231E+18,0,false,0,1.9460194860801765E-18,1.9460194860801765E-18,719969780043005.13,0,false,0,6.1518305688873578E-15,6.1518305688873578E-15,227749318786.25357,0,false,0,1.9453796377133467E-11,1.9453796377133467E-11,72020658.291633472,0,false,0,6.1518305688873622E-8,6.1518305688873622E-8]
[null,17,19,6074.6703249451439,null,339,15,16,4453.5770512020217,1,0.32858411945848753,0.32858411945848753,1.8606458594243347E+26,0,false,0,1.7923215746671523E-24,1.7923215746671523E-24,5.8716053068741169E+22,0,false,0,5.8140613669732151E-21,5.8140613669732151E-21,1.8582190591550693E+19,0,false,0,1.6763512569156095E-17,1.6763512569156095E-17,6440626516364099,0,false,0,5.2993451402990073E-14,5.2993451402990073E-14,2037374820886.2217,0,false,0,1.6758000750689454E-10,1.6758000750689454E-10,644274488.14780378,0,false,0,5.2993451402990211E-7,5.2993451402990211E-7]
[null,17,20,6504.0260986360217,null,340,3,20,4469.0586295802996,1,0.73329628009616599,0.73329628009616599,4.3233370345782814E+26,0,false,0,3.8417259737438709E-24,3.8417259737438709E-24,1.3643073746171713E+23,0,false,0,1.2462066451769272E-20,1.2462066451769272E-20,4.3176981993176662E+19,0,false,0,3.5931510594056251E-17,3.5931510594056251E-17,1.4965233175913964E+16,0,false,0,1.1358805337764645E-13,1.1358805337764645E-13,4733978780454.1768,0,false,0,3.5919696365814553E-10,3.5919696365814553E-10,1497015534.1141362,0,false,0,1.1358805337764652E-6,1.1358805337764652E-6]
[null,18,1,2365.7571937382381,null,341,19,13,4484.1961728835031,1,0.98767851265533346,0.98767851265533346,6.0566112004684014E+26,0,false,0,4.9749420826605418E-24,4.9749420826605418E-24,1.9112734584186953E+23,0,false,0,1.6138074201945054E-20,1.6138074201945054E-20,6.0487116930916893E+19,0,false,0,4.6530435895126654E-17,4.6530435895126654E-17,2.096496251528162E+16,0,false,0,1.4709377782227425E-13,1.4709377782227425E-13,6631883814553.3818,0,false,0,4.6515136755714984E-10,4.6515136755714984E-10,2097185803.1594369,0,false,0,1.4709377782227487E-6,1.4709377782227487E-6]
[null,18,2,2398.7845609452283,null,342,20,12,4492.4100103008668,1,6.1821354258613116E-5,6.1821354258613116E-5,3.8725170775670863E+22,0,false,0,3.0483876997415692E-28,3.0483876997415692E-28,1.2220429647283204E+19,0,false,0,9.8885788170658997E-25,9.8885788170658997E-25,3867466237054438,0,false,0,2.8511449196703573E-21,2.8511449196703573E-21,1340471968296.448,0,false,0,9.0131474009470265E-18,9.0131474009470265E-18,424033877.66268313,0,false,0,2.8502074673819733E-14,2.8502074673819733E-14,134091.28584872762,0,false,0,9.0131474009471426E-11,9.0131474009471426E-11]
[null,18,3,2453.8301729568798,null,343,18,14,4512.5360621926266,1,0.28898752367015029,0.28898752367015029,1.9067990168136879E+26,0,false,0,1.3528192705615199E-24,1.3528192705615199E-24,6.0172499616501558E+22,0,false,0,4.3883722478368746E-21,4.3883722478368746E-21,1.904312019976541E+19,0,false,0,1.2652864958156816E-17,1.2652864958156816E-17,6600385692346107,0,false,0,3.9998716349125916E-14,3.9998716349125916E-14,2087911724667.9011,0,false,0,1.2648704714625334E-10,1.2648704714625334E-10,660255660.3320899,0,false,0,3.9998716349126154E-7,3.9998716349126154E-7]
[null,18,4,2530.8940297731911,null,344,4,20,4519.9328163066921,1,0.48373463538832456,0.48373463538832456,3.2531421853236128E+26,0,false,0,2.22176354110935E-24,2.22176354110935E-24,1.026587989466835E+23,0,false,0,7.2071160407206321E-21,7.2071160407206321E-21,3.2488991821259252E+19,0,false,0,2.0780066241179635E-17,2.0780066241179635E-17,1.1260753202536072E+16,0,false,0,6.5690733130061917E-14,6.5690733130061917E-14,3562134053382.8013,0,false,0,2.0773233785727731E-10,2.0773233785727731E-10,1126445693.9537487,0,false,0,6.5690733130061848E-7,6.5690733130061848E-7]
[null,18,5,2629.9761313941631,null,345,9,19,4562.9802050751787,1,8.888367210618528E-2,8.888367210618528E-2,6.6739136368751031E+25,0,false,0,3.6563680723911254E-25,3.6563680723911254E-25,2.1060744326713939E+22,0,false,0,1.1860789187381788E-21,1.1860789187381788E-21,6.6652089952427919E+18,0,false,0,3.4197865497641779E-18,3.4197865497641779E-18,2310175518885718,0,false,0,1.0810758878003553E-14,1.0810758878003553E-14,730781923473.88916,0,false,0,3.4186621289377435E-11,3.4186621289377435E-11,231093535.10563695,0,false,0,1.0810758878003502E-7,1.0810758878003502E-7]
[null,18,6,2751.0764778197949,null,346,17,15,4577.4296782282372,1,0.66690134885854513,0.66690134885854513,5.1949914274323759E+26,0,false,0,2.6443861242283371E-24,2.6443861242283371E-24,1.6393737196134145E+23,0,false,0,8.5780495093862184E-21,8.5780495093862184E-21,5.1882157121445904E+19,0,false,0,2.4732838491572567E-17,2.4732838491572567E-17,1.79824652662044E+16,0,false,0,7.8186386609254708E-14,7.8186386609254708E-14,5688425164499.168,0,false,0,2.4724706370373566E-10,2.4724706370373566E-10,1798837981.9235322,0,false,0,7.8186386609254913E-7,7.8186386609254913E-7]
[null,18,7,2894.1950690500876,null,347,5,20,4585.3424849549119,1,0.58195390124504776,0.58195390124504776,4.6252267164619623E+26,0,false,0,2.2616773853206532E-24,2.2616773853206532E-24,1.4595741363848932E+23,0,false,0,7.3365914333713675E-21,7.3365914333713675E-21,4.6191941329996071E+19,0,false,0,2.1153378842320439E-17,2.1153378842320439E-17,1.6010224451555278E+16,0,false,0,6.687086307628088E-14,6.687086307628088E-14,5064542726000.1563,0,false,0,2.1146423642230052E-10,2.1146423642230052E-10,1601549032.1398642,0,false,0,6.687086307628057E-7,6.687086307628057E-7]
[null,18,8,3059.3319050850405,null,348,14,17,4606.1136026124332,1,9.7507928211448477E-2,9.7507928211448477E-2,8.167819214492341E+25,0,false,0,3.5955079596074062E-25,3.5955079596074062E-25,2.5775034191750892E+22,0,false,0,1.1663366785327062E-21,1.1663366785327062E-21,8.1571661040314522E+18,0,false,0,3.3628643277684554E-18,3.3628643277684554E-18,2827291004748388,0,false,0,1.0630814192029324E-14,1.0630814192029324E-14,894361983225.86243,0,false,0,3.3617586228855361E-11,3.3617586228855361E-11,282822091.96590251,0,false,0,1.0630814192029351E-7,1.0630814192029351E-7]
[null,18,9,3246.4869859246537,null,349,12,18,4613.5103567264987,1,0.22761974517858588,0.22761974517858588,1.9425771561046017E+26,0,false,0,8.238119768217248E-25,8.238119768217248E-25,6.1301543660356335E+22,0,false,0,2.6723404191451927E-21,2.6723404191451927E-21,1.9400434946119537E+19,0,false,0,7.7050807306366515E-18,7.7050807306366515E-18,6724231738306962,0,false,0,2.435759328903397E-14,2.435759328903397E-14,2127088164268.269,0,false,0,7.7025473113379225E-11,7.7025473113379225E-11,672644338.30741251,0,false,0,2.4357593289033812E-7,2.4357593289033812E-7]
[null,18,10,3455.6603115689277,null,350,6,20,4665.2876355249582,1,0.66580612945327122,0.66580612945327122,6.4694909976295634E+26,0,false,0,2.116469324614377E-24,2.116469324614377E-24,2.0415651630885122E+23,0,false,0,6.8655551038095724E-21,6.8655551038095724E-21,6.4610529800371585E+19,0,false,0,1.9795253612340444E-17,1.9795253612340444E-17,2.2394146127089392E+16,0,false,0,6.2577506115607847E-14,6.2577506115607847E-14,7083980003910.3896,0,false,0,1.9788744961843726E-10,1.9788744961843726E-10,2240151171.1445208,0,false,0,6.2577506115608346E-7,6.2577506115608346E-7]
[null,18,11,3686.8518820178615,null,351,16,16,4678.8770209903341,1,0.27317025379840865,0.27317025379840865,2.7456343557450353E+26,0,false,0,8.3948052431788067E-25,8.3948052431788067E-25,8.6643469375286297E+22,0,false,0,2.7231671781161112E-21,2.7231671781161112E-21,2.7420532840649642E+19,0,false,0,7.851628033645658E-18,7.851628033645658E-18,9504014612067480,0,false,0,2.4820864178604676E-14,2.4820864178604676E-14,3006421816070.7866,0,false,0,7.8490464298075285E-11,7.8490464298075285E-11,950714054.60034764,0,false,0,2.4820864178604733E-7,2.4820864178604733E-7]
[null,18,12,3940.0616972714561,null,352,10,19,4701.0672833325316,1,0.56807800098909977,0.56807800098909977,6.0326528406296527E+26,0,false,0,1.652319857591762E-24,1.652319857591762E-24,1.9037129636549588E+23,0,false,0,5.3599137485642594E-21,5.3599137485642594E-21,6.0247845816249238E+19,0,false,0,1.5454082064569903E-17,1.5454082064569903E-17,2.0882030641446124E+16,0,false,0,4.8854030054146322E-14,4.8854030054146322E-14,6605649827662.1191,0,false,0,1.5449000784942129E-10,1.5449000784942129E-10,2088889888.0911057,0,false,0,4.8854030054146256E-7,4.8854030054146256E-7]
[null,18,13,4215.2897573297114,null,353,7,20,4759.7682680168309,1,0.37364819784172698,0.37364819784172698,4.5837801714488363E+26,0,false,0,9.4078095170228186E-25,9.4078095170228186E-25,1.44649492776396E+23,0,false,0,3.0517727752578263E-21,3.0517727752578263E-21,4.5778016458212409E+19,0,false,0,8.7990869114056601E-18,8.7990869114056601E-18,1.5866757216524308E+16,0,false,0,2.7816007099145472E-14,2.7816007099145472E-14,5019159480824.959,0,false,0,8.7961937844712951E-11,8.7961937844712951E-11,1587197589.9035056,0,false,0,2.7816007099145634E-7,2.7816007099145634E-7]
[null,18,14,4512.5360621926266,null,354,20,13,4767.6380703591221,1,6.6117691808643443E-5,6.6117691808643443E-5,8.2683797116909311E+22,0,false,0,1.6330574685802408E-28,1.6330574685802408E-28,2.6092371070245237E+19,0,false,0,5.2974290285395294E-25,5.2974290285395294E-25,8257595442342153,0,false,0,1.5273921704470354E-21,1.5273921704470354E-21,2862100025577.1221,0,false,0,4.8284500294300699E-18,4.8284500294300699E-18,905373182.58603907,0,false,0,1.5268899661305988E-14,1.5268899661305988E-14,286304.13894073927,0,false,0,4.828450029430038E-11,4.828450029430038E-11]
[null,18,15,4831.8006118602025,null,355,19,14,4781.4424777464183,1,0.92349129553158515,0.92349129553158515,1.1943585870182075E+27,0,false,0,2.2055524469025822E-24,2.2055524469025822E-24,3.7690150343905156E+23,0,false,0,7.1545293297888887E-21,7.1545293297888887E-21,1.1928008108697382E+20,0,false,0,2.0628444520314688E-17,2.0628444520314688E-17,4.1342728099675224E+16,0,false,0,6.521142079840475E-14,6.521142079840475E-14,13078018581424.135,0,false,0,2.062166191786332E-10,2.062166191786332E-10,4135632599.9304852,0,false,0,6.5211420798404322E-7,6.5211420798404322E-7]
[null,18,16,5173.0834063324382,null,356,13,18,4795.2038807493318,1,0.10864459905801384,0.10864459905801384,1.4528537549630399E+26,0,false,0,2.5094635743769068E-25,2.5094635743769068E-25,4.5847433967860558E+22,0,false,0,8.1403780581733445E-22,8.1403780581733445E-22,1.4509588291415091E+19,0,false,0,2.3470913236492336E-18,2.3470913236492336E-18,5029053955226756,0,false,0,7.4197140655973177E-15,7.4197140655973177E-15,1590849566455.1096,0,false,0,2.3463196034475714E-11,2.3463196034475714E-11,503070804.4689588,0,false,0,7.4197140655974016E-8,7.4197140655974016E-8]
[null,18,17,5536.3844456093357,null,357,15,17,4816.8780904789191,1,8.5217962552521065E-2,8.5217962552521065E-2,1.2009275212288075E+26,0,false,0,1.8678070440379803E-25,1.8678070440379803E-25,3.7897444971069191E+22,0,false,0,6.058926550453582E-22,6.058926550453582E-22,1.1993611773610906E+19,0,false,0,1.746952516894377E-18,1.746952516894377E-18,4157011178822989.5,0,false,0,5.522532519688634E-15,5.522532519688634E-15,1314994726733.1487,0,false,0,1.7463781214564859E-11,1.7463781214564859E-11,415837844.75874346,0,false,0,5.5225325196886483E-8,5.5225325196886483E-8]
[null,18,18,5921.703729690892,null,358,18,15,4831.8006118602025,1,0.23134229609447199,0.23134229609447199,3.379554692487455E+26,0,false,0,4.8914443559225195E-25,4.8914443559225195E-25,1.0664797477054639E+23,0,false,0,1.5867218282940919E-21,1.5867218282940919E-21,3.3751468121827828E+19,0,false,0,4.5749484970107453E-18,4.5749484970107453E-18,1.1698330155461124E+16,0,false,0,1.4462500615390307E-14,1.4462500615390307E-14,3700553547794.4731,0,false,0,4.5734442606220145E-11,4.5734442606220145E-11,1170217781.4447317,0,false,0,1.4462500615390317E-7,1.4462500615390317E-7]
[null,18,19,6329.0412585771101,null,359,11,19,4853.6898435117109,1,8.8846574506528192E-2,8.8846574506528192E-2,1.3679449619458426E+26,0,false,0,1.7823757522531458E-25,1.7823757522531458E-25,4.31679830817349E+22,0,false,0,5.781798394369688E-22,5.781798394369688E-22,1.3661607808319891E+19,0,false,0,1.6670489686764601E-18,1.6670489686764601E-18,4735142128315052,0,false,0,5.2699383940872983E-15,5.2699383940872983E-15,1497875916424.48,0,false,0,1.6665008454085863E-11,1.6665008454085863E-11,473669954.82133788,0,false,0,5.269938394087283E-8,5.269938394087283E-8]
[null,18,20,6758.3970322679879,null,360,8,20,4868.784382430531,1,0.78270660127787972,0.78270660127787972,1.2494125004587625E+27,0,false,0,1.5145327181482136E-24,1.5145327181482136E-24,3.9427476384131653E+23,0,false,0,4.9129499360278923E-21,4.9129499360278923E-21,1.2477829186782498E+20,0,false,0,1.4165364416700873E-17,1.4165364416700873E-17,4.324841957201492E+16,0,false,0,4.4780086973137169E-14,4.4780086973137169E-14,13680849348315.828,0,false,0,1.4160706865554855E-10,1.4160706865554855E-10,4326264426.6308336,0,false,0,4.4780086973137039E-7,4.4780086973137039E-7]
[null,19,1,2634.6636092920298,null,361,17,16,4918.712472700473,1,0.41404882059163428,0.41404882059163428,7.4417537565460397E+26,0,false,0,7.1156457982917376E-25,7.1156457982917376E-25,2.3483803018219293E+23,0,false,0,2.3082242562747786E-21,2.3082242562747786E-21,7.4320476376042111E+19,0,false,0,6.6552352805036172E-18,6.6552352805036172E-18,2.575963412376164E+16,0,false,0,2.103878205464844E-14,2.103878205464844E-14,8148590797129.5869,0,false,0,6.6530470488566049E-11,6.6530470488566049E-11,2576810663.961658,0,false,0,2.1038782054648414E-7,2.1038782054648414E-7]
[null,19,2,2667.6909764990201,null,362,14,18,4991.4328866939904,1,0.19362893520161081,0.19362893520161081,4.1276281646999423E+26,0,false,0,2.805604571238379E-25,2.805604571238379E-25,1.3025478929210849E+23,0,false,0,9.1010214791783473E-22,9.1010214791783473E-22,4.1222445882978689E+19,0,false,0,2.6240708229364586E-18,2.6240708229364586E-18,1.4287786830903484E+16,0,false,0,8.2953121584522927E-15,8.2953121584522927E-15,4519680975369.6768,0,false,0,2.623208032279688E-11,2.623208032279688E-11,1429248617.9499531,0,false,0,8.2953121584522975E-8,8.2953121584522975E-8]
[null,19,3,2722.7365885106715,null,363,9,20,4992.3359787660565,1,0.12876873229596356,0.12876873229596356,2.7507697094039799E+26,0,false,0,1.8618861450358861E-25,1.8618861450358861E-25,8.6805524769349346E+22,0,false,0,6.0397199133007063E-22,6.0397199133007063E-22,2.7471819397928563E+19,0,false,0,1.7414147235516304E-18,1.7414147235516304E-18,9521790641169982,0,false,0,5.5050262374474876E-15,5.5050262374474876E-15,3012044938917.0957,0,false,0,1.7408421489321019E-11,1.7408421489321019E-11,952492242.17607427,0,false,0,5.505026237447511E-8,5.505026237447511E-8]
[null,19,4,2799.8004453269828,null,364,12,19,5020.8478856127167,1,0.54028124848284786,0.54028124848284786,1.2331606697912569E+27,0,false,0,7.3115025839149744E-25,7.3115025839149744E-25,3.8914620406136632E+23,0,false,0,2.3717576861484032E-21,2.3717576861484032E-21,1.2315522849229924E+20,0,false,0,6.8384193549439203E-18,6.8384193549439203E-18,4.2685862377122176E+16,0,false,0,2.1617870494890761E-14,2.1617870494890761E-14,13502894632067.221,0,false,0,6.8361708926406098E-11,6.8361708926406098E-11,4269990204.259376,0,false,0,2.1617870494890735E-7,2.1617870494890735E-7]
[null,19,5,2898.8825469479548,null,365,16,17,5042.1780602672316,1,7.0846431948749358E-2,7.0846431948749358E-2,1.6987283186387724E+26,0,false,0,9.1263800863068664E-26,9.1263800863068664E-26,5.3606451545500977E+22,0,false,0,2.9604806765752161E-22,2.9604806765752161E-22,1.696512703926171E+19,0,false,0,8.5358670815593682E-19,8.5358670815593682E-19,5880148872880343,0,false,0,2.6983906594927375E-15,2.6983906594927375E-15,1860077932826.9397,0,false,0,8.5330605009209213E-12,8.5330605009209213E-12,588208289.31507981,0,false,0,2.6983906594927393E-8,2.6983906594927393E-8]
[null,19,6,3019.9828933735866,null,366,20,14,5064.8843752220364,1,6.1820837533224524E-5,6.1820837533224524E-5,1.5618120387251438E+23,0,false,0,7.5583590051538817E-29,7.5583590051538817E-29,4.9285810131303105E+19,0,false,0,2.4518347438706439E-25,2.4518347438706439E-25,1.5597750009637968E+16,0,false,0,7.0693031862108486E-22,7.0693031862108486E-22,5406213105648.165,0,false,0,2.2347749214610354E-18,2.2347749214610354E-18,1710156990.1324749,0,false,0,7.0669788096407659E-15,7.0669788096407659E-15,540799.12452767289,0,false,0,2.2347749214610445E-11,2.2347749214610445E-11]
[null,19,7,3163.1014846038793,null,367,19,15,5100.7070274139942,1,0.73927965476941038,0.73927965476941038,2.0271705979955579E+27,0,false,0,8.3274824004792884E-25,8.3274824004792884E-25,6.3971043070026076E+23,0,false,0,2.7013285111945922E-21,2.7013285111945922E-21,2.0245266031009405E+20,0,false,0,7.7886612460034751E-18,7.7886612460034751E-18,7.0170519771471224E+16,0,false,0,2.4621811182572298E-14,2.4621811182572298E-14,22197165103062.125,0,false,0,7.7861003455532532E-11,7.7861003455532532E-11,7019359932.4482346,0,false,0,2.462181118257231E-7,2.462181118257231E-7]
[null,19,8,3328.2383206388322,null,368,10,20,5130.4230570234095,1,0.82299349587179194,0.82299349587179194,2.4144037660781321E+27,0,false,0,8.6650170054933108E-25,8.6650170054933108E-25,7.6190887664282119E+23,0,false,0,2.8108204090083947E-21,2.8108204090083947E-21,2.4112547113131298E+20,0,false,0,8.1043560227474587E-18,8.1043560227474587E-18,8.3574597703526768E+16,0,false,0,2.5619797478137762E-14,2.5619797478137762E-14,26437300873484.727,0,false,0,8.1016913223153661E-11,8.1016913223153661E-11,8360208594.7370567,0,false,0,2.5619797478137867E-7,2.5619797478137867E-7]
[null,19,9,3515.3934014784459,null,369,18,16,5173.0834063324382,1,0.14362994619042813,0.14362994619042813,4.6395065510459678E+26,0,false,0,1.3734242664974274E-25,1.3734242664974274E-25,1.4640803970524152E+23,0,false,0,4.4552122125680371E-22,4.4552122125680371E-22,4.6334553427033457E+19,0,false,0,1.2845582667546363E-18,1.2845582667546363E-18,1.6059654105675442E+16,0,false,0,4.0607942877569256E-15,4.0607942877569256E-15,5080178896247.5361,0,false,0,1.2841359058713164E-11,1.2841359058713164E-11,1606493623.3262348,0,false,0,4.0607942877569362E-8,4.0607942877569362E-8]
[null,19,10,3724.5667271227194,null,370,15,18,5202.1973745604764,1,0.16922381237875633,0.16922381237875633,5.8348092844643892E+26,0,false,0,1.5159427406328489E-25,1.5159427406328489E-25,1.8412798430035111E+23,0,false,0,4.9175238681672787E-22,4.9175238681672787E-22,5.8271990685434741E+19,0,false,0,1.4178552301050465E-18,1.4178552301050465E-18,2.0197195078850812E+16,0,false,0,4.4821777013067948E-15,4.4821777013067948E-15,6389014578259.8691,0,false,0,1.4173890413747363E-11,1.4173890413747363E-11,2020383807.1321244,0,false,0,4.4821777013068138E-8,4.4821777013068138E-8]
[null,19,11,3955.7582975716537,null,371,13,19,5202.5414096355489,1,0.25788026242595241,0.25788026242595241,8.8985084103933763E+26,0,false,0,2.3083704437119438E-25,2.3083704437119438E-25,2.8080856408588623E+23,0,false,0,7.4880577275541166E-22,7.4880577275541166E-22,8.8869022777719144E+19,0,false,0,2.1590097164689469E-18,2.1590097164689469E-18,3.0802191042309092E+16,0,false,0,6.8251433592023793E-15,6.8251433592023793E-15,9743711779945.6563,0,false,0,2.1582998372252379E-11,2.1582998372252379E-11,3081232208.8841443,0,false,0,6.8251433592024205E-8,6.8251433592024205E-8]
[null,19,12,4208.9681128252478,null,372,17,17,5282.0135119773704,1,0.10738314726299834,0.10738314726299834,4.4196238801852044E+26,0,false,0,8.0588571687715832E-26,8.0588571687715832E-26,1.3946924342341956E+23,0,false,0,2.6141899304878145E-22,2.6141899304878145E-22,4.4138594600683086E+19,0,false,0,7.5374171326829193E-19,7.5374171326829193E-19,1.529853013720937E+16,0,false,0,2.382756876740948E-15,2.382756876740948E-15,4839411199970.4658,0,false,0,7.5349388409304686E-12,7.5349388409304686E-12,1530356192.6035275,0,false,0,2.3827568767409449E-8,2.3827568767409449E-8]
[null,19,13,4484.1961728835031,null,373,11,20,5283.0456172025888,1,0.12871498776937201,0.12871498776937201,5.3096374201508872E+26,0,false,0,9.6378438879499292E-26,9.6378438879499292E-26,1.6755523409156686E+23,0,false,0,3.1263929755604668E-22,3.1263929755604668E-22,5.3027121745671242E+19,0,false,0,9.0142371457652849E-19,9.0142371457652849E-19,1.83793124238502E+16,0,false,0,2.8496148175894624E-15,2.8496148175894624E-15,5813960530456.6592,0,false,0,9.0112732777479333E-12,9.0112732777479333E-12,1838535750.2563822,0,false,0,2.8496148175894842E-8,2.8496148175894842E-8]
[null,19,14,4781.4424777464183,null,374,20,15,5384.1489248896132,1,4.9489245486401999E-5,4.9489245486401999E-5,2.5448731918169484E+23,0,false,0,2.9726380442461879E-29,2.9726380442461879E-29,8.030808690815094E+19,0,false,0,9.6428566476726872E-26,9.6428566476726872E-26,2.5415539685935176E+16,0,false,0,2.780296567457545E-22,2.780296567457545E-22,8809079748830.6426,0,false,0,8.7891789042205384E-19,8.7891789042205384E-19,2786591836.9658728,0,false,0,2.779382410003976E-15,2.779382410003976E-15,881197.71140447271,0,false,0,8.7891789042205732E-12,8.7891789042205732E-12]
[null,19,15,5100.7070274139942,null,375,14,19,5398.7704155802076,1,0.45960021074205409,0.45960021074205409,2.4390992043258066E+27,0,false,0,2.6749612001455103E-25,2.6749612001455103E-25,7.6970196986023177E+23,0,false,0,8.6772311351585445E-22,8.6772311351585445E-22,2.4359179398332423E+20,0,false,0,2.5018805963416996E-18,2.5018805963416996E-18,8.4429430414468512E+16,0,false,0,7.9090397821673911E-15,7.9090397821673911E-15,26707711622643.336,0,false,0,2.5010579816531064E-11,2.5010579816531064E-11,8445719981.8503923,0,false,0,7.9090397821673958E-8,7.9090397821673958E-8]
[null,19,16,5441.9898218862299,null,376,16,18,5427.4973443487879,1,0.14068516717247909,0.14068516717247909,7.9413515885158152E+26,0,false,0,7.6981915140115218E-26,7.6981915140115218E-26,2.5060374543981756E+23,0,false,0,2.4971946167353906E-22,2.4971946167353906E-22,7.9309938548957823E+19,0,false,0,7.2000879768948457E-19,7.2000879768948457E-19,2.7488992253792076E+16,0,false,0,2.2761191052695934E-15,2.2761191052695934E-15,8695641724778.7656,0,false,0,7.1977205984764635E-12,7.1977205984764635E-12,2749803356.7095966,0,false,0,2.2761191052695947E-8,2.2761191052695947E-8]
[null,19,17,5805.2908611631274,null,377,19,16,5441.9898218862299,1,0.45898523022719306,0.45898523022719306,2.6724514576540213E+27,0,false,0,2.4348606375721079E-25,2.4348606375721079E-25,8.4334050360231582E+23,0,false,0,7.8983756971739944E-22,7.8983756971739944E-22,2.6689658368497458E+20,0,false,0,2.277315492877619E-18,2.277315492877619E-18,9.2506919759505856E+16,0,false,0,7.1991360643076913E-15,7.1991360643076913E-15,29262878168280.785,0,false,0,2.2765667148672528E-11,2.2765667148672528E-11,9253734590.3782787,0,false,0,7.1991360643076461E-8,7.1991360643076461E-8]
[null,19,18,6190.6101452446846,null,378,12,20,5450.2036593035946,1,0.78272341591944017,0.78272341591944017,4.638045756465199E+27,0,false,0,4.0800749130115096E-25,4.0800749130115096E-25,1.4636194168411816E+24,0,false,0,1.3235239848352626E-21,1.3235239848352626E-21,4.6319964534053464E+20,0,false,0,3.8160778765422237E-18,3.8160778765422237E-18,1.6054597564547728E+17,0,false,0,1.2063530042781861E-14,1.2063530042781861E-14,50785793516150.422,0,false,0,3.8148231557059393E-11,3.8148231557059393E-11,16059878029.004568,0,false,0,1.2063530042781935E-7,1.2063530042781935E-7]
[null,19,19,6597.9476741309018,null,379,18,17,5536.3844456093357,1,3.725028280748325E-2,3.725028280748325E-2,2.6489589571745868E+26,0,false,0,1.6179698795439565E-26,1.6179698795439565E-26,8.3592701920451293E+22,0,false,0,5.2484868243187348E-23,5.2484868243187348E-23,2.6455039771320664E+19,0,false,0,1.513280808288424E-19,1.513280808288424E-19,9169372674506392,0,false,0,4.7838406564422656E-16,4.7838406564422656E-16,2900563937824.4375,0,false,0,1.5127832437672642E-12,1.5127832437672642E-12,917238854.2472192,0,false,0,4.7838406564422858E-9,4.7838406564422858E-9]
[null,19,20,7027.3034478217796,null,380,15,19,5609.5349034466935,1,0.40167188726658465,0.40167188726658465,3.3273363564708534E+27,0,false,0,1.4977270775463563E-25,1.4977270775463563E-25,1.0500013051626107E+24,0,false,0,4.8584345928263242E-22,4.8584345928263242E-22,3.3229965834157733E+20,0,false,0,1.4008181926993864E-18,1.4008181926993864E-18,1.1517576360812104E+17,0,false,0,4.4283195728218843E-15,4.4283195728218843E-15,36433753790151.164,0,false,0,1.4003576057221004E-11,1.4003576057221004E-11,11521364568.667061,0,false,0,4.4283195728218709E-8,4.4283195728218709E-8]
[null,20,1,2918.1055067676484,null,381,13,20,5631.8971833264268,1,0.37359971398424568,0.37359971398424568,3.2413149511322229E+27,0,false,0,1.3300818001113918E-25,1.3300818001113918E-25,1.0228556913139078E+24,0,false,0,4.3146148092190303E-22,4.3146148092190303E-22,3.2370873739410113E+20,0,false,0,1.2440202299251625E-18,1.2440202299251625E-18,1.1219813225827187E+17,0,false,0,3.9326439090202924E-15,3.9326439090202924E-15,35491834378638.875,0,false,0,1.2436111978892101E-11,1.2436111978892101E-11,11223503497.396555,0,false,0,3.9326439090202804E-8,3.9326439090202804E-8]
[null,20,2,2951.1328739746386,null,382,17,18,5667.3327960589268,1,0.21323891138413989,0.21323891138413989,1.9899968850480188E+27,0,false,0,7.0577623409953639E-26,7.0577623409953639E-26,6.2797959169543702E+23,0,false,0,2.2894476049410757E-22,2.2894476049410757E-22,1.9874013750255118E+20,0,false,0,6.6010971125738938E-19,6.6010971125738938E-19,6.888375152318244E+16,0,false,0,2.0867638425925327E-15,2.0867638425925327E-15,21790119418497.047,0,false,0,6.598926681477435E-12,6.598926681477435E-12,6890640784.951499,0,false,0,2.0867638425925196E-8,2.0867638425925196E-8]
[null,20,3,3006.1784859862901,null,383,20,16,5725.431719361849,1,3.0725629451322189E-5,3.0725629451322189E-5,3.2284025859685031E+23,0,false,0,9.0323426406144803E-30,9.0323426406144803E-30,1.0187809604114322E+20,0,false,0,2.9299761349920613E-26,2.9299761349920613E-26,3.2241918500967628E+16,0,false,0,8.4479142317406987E-23,8.4479142317406987E-23,11175117067747.885,0,false,0,2.6705866711973639E-19,2.6705866711973639E-19,3535044622.8232088,0,false,0,8.4451365698709085E-16,8.4451365698709085E-16,1117879.2638452125,0,false,0,2.6705866711973844E-12,2.6705866711973844E-12]
[null,20,4,3083.2423428026013,null,384,19,17,5805.2908611631274,1,0.11903736013207641,0.11903736013207641,1.4693109986110131E+27,0,false,0,2.978786368768736E-26,2.978786368768736E-26,4.6366772124825106E+23,0,false,0,9.6628010240522016E-23,9.6628010240522016E-23,1.467394607961475E+20,0,false,0,2.7860470709871429E-19,2.7860470709871429E-19,5.0860207118442632E+16,0,false,0,8.8073576139677848E-16,8.8073576139677848E-16,16088699617171.564,0,false,0,2.7851310227764069E-12,2.7851310227764069E-12,5087693538.0541449,0,false,0,8.8073576139677591E-9,8.8073576139677591E-9]
[null,20,5,{"$f":"3.1416/2*SQRT($H$2/$I$2)*(B394^2/$C$2^2+C394^2/$D$2^2)","v":3182.3244444235734},null,385,14,20,5828.1261892710854,1,{"$f":"ABS(SIN(G394*3.1416*$J$2/$C$2)*SIN(H394*3.1416*$K$2/$D$2))*(1/F394^$M$2)+(1-1/F394^$M$2)","v":0.66583811287082961},{"$f":"$J394*$K394","v":0.66583811287082961},{"$f":"10^(LOG10($I394/22.27)/LOG10(2)*70/20)*$L394","v":8.6024520942619619E+27},{"$f":"IF($I394<22.27,M394,0)","v":0},{"$f":"AND($I394>22.27,$I394<44.45)","v":false},{"$f":"IF($O394=TRUE,$L394,0)","v":0},{"$f":"10^(LOG10(44.45/$I394)/LOG10(2)*70/20)*$L394","v":1.5918478381266948E-25},{"$f":"IF($I394>44.45,Q394,0)","v":1.5918478381266948E-25},{"$f":"10^(LOG10($I394/44.548)/LOG10(2)*70/20)*$L394","v":2.7146597034014289E+24},{"$f":"IF($I394<44.528,S394,0)","v":0},{"$f":"AND($I394>44.548,$I394<89.095)","v":false},{"$f":"IF($U394=TRUE,$L394,0)","v":0},{"$f":"10^(LOG10(89.095/$I394)/LOG10(2)*70/20)*$L394","v":5.1637502714717494E-22},{"$f":"IF($I394>89.095,W394,0)","v":5.1637502714717494E-22},{"$f":"10^(LOG10($I394/89.09)/LOG10(2)*70/20)*$L394","v":8.5912321015090525E+20},{"$f":"IF($I394<89.09,Y394,0)","v":0},{"$f":"AND($I394>89.09,$I394<176.78)","v":false},{"$f":"IF($AA394=TRUE,$L394,0)","v":0},{"$f":"10^(LOG10(176.78/$I394)/LOG10(2)*70/20)*$L394","v":1.4888489666022455E-18},{"$f":"IF($I394>176.78,AC394,0)","v":1.4888489666022455E-18},{"$f":"10^(LOG10($I394/176.78)/LOG10(2)*70/20)*$L394","v":2.9777391964958694E+17},{"$f":"IF($I394<176.78,AE394,0)","v":0},{"$f":"AND($I394>176.78,$I394<353.55)","v":false},{"$f":"IF($AG394=TRUE,$L394,0)","v":0},{"$f":"10^(LOG10(353.55/$I394)/LOG10(2)*70/20)*$L394","v":4.7066057923443756E-15},{"$f":"IF($I394>353.55,AI394,0)","v":4.7066057923443756E-15},{"$f":"10^(LOG10($I394/353.55)/LOG10(2)*70/20)*$L394","v":94195352683352.375},{"$f":"IF($I394<353.55,AK394,0)","v":0},{"$f":"AND($I394>353.55,$I394<707.1)","v":false},{"$f":"IF($AM394=TRUE,$L394,0)","v":0},{"$f":"10^(LOG10(707.1/$I394)/LOG10(2)*70/20)*$L394","v":1.4883594352349691E-11},{"$f":"IF($I394>707.1,AO394,0)","v":1.4883594352349691E-11},{"$f":"10^(LOG10($I394/707.1)/LOG10(2)*70/20)*$L394","v":29787185948.224728},{"$f":"IF($I394<707.1,AQ394,0)","v":0},{"$f":"AND($I394>707.1,$I394<1414.2)","v":false},{"$f":"IF($AS394=TRUE,$L394,0)","v":0},{"$f":"10^(LOG10(1414.2/$I394)/LOG10(2)*70/20)*$L394","v":4.7066057923443784E-8},{"$f":"IF($I394>1414.2,AU394,0)","v":4.7066057923443784E-8}]
[null,20,6,3303.4247908492052,null,386,16,19,5834.8348732350059,{"$f":"IF(ABS(I395-I394)>0.0001,1,$L$2)","v":1},0.33393218019521809,0.33393218019521809,4.3724100285484174E+27,0,false,0,7.8773869161783303E-26,7.8773869161783303E-26,1.3797932474585727E+24,0,false,0,2.5553233074571289E-22,2.5553233074571289E-22,4.3667071884400355E+20,0,false,0,7.3676887255003528E-19,7.3676887255003528E-19,1.5135099367591526E+17,0,false,0,2.3291016892578069E-15,2.3291016892578069E-15,47877128544553.016,0,false,0,7.365266240200361E-12,7.365266240200361E-12,15140077402.945059,0,false,0,2.3291016892578E-8,2.3291016892578E-8]
[null,20,7,3446.5433820794979,null,387,18,18,5921.703729690892,1,7.3970729644986952E-2,7.3970729644986952E-2,1.150122784173971E+27,0,false,0,1.4694746939942701E-26,1.4694746939942701E-26,3.6294209394592165E+23,0,false,0,4.7667874832580224E-23,4.7667874832580224E-23,1.1486227038291973E+20,0,false,0,1.3743938504676007E-19,1.3743938504676007E-19,3.9811505576441304E+16,0,false,0,4.3447859404677294E-16,4.3447859404677294E-16,12593644242051.451,0,false,0,1.373941951775479E-12,1.373941951775479E-12,3982459984.674736,0,false,0,4.3447859404677325E-9,4.3447859404677325E-9]
[null,20,8,3611.6802181144508,null,388,15,20,6038.8906771375714,1,0.58191542379633499,0.58191542379633499,1.1363013558355489E+28,0,false,0,9.2047654212459046E-26,9.2047654212459046E-26,3.5858049167918463E+24,0,false,0,2.9859078741299257E-22,2.9859078741299257E-22,1.1348193024816792E+21,0,false,0,8.6091805742975265E-19,8.6091805742975265E-19,3.9333076769585427E+17,0,false,0,2.7215667987330889E-15,2.7215667987330889E-15,124423020081557.81,0,false,0,8.6063498882896666E-12,8.6063498882896666E-12,39346013681.459251,0,false,0,2.7215667987330909E-8,2.7215667987330909E-8]
[null,20,9,3798.8352989540645,null,389,17,19,6074.6703249451439,1,0.5061467105033256,0.5061467105033256,1.058617410805835E+28,0,false,0,7.4748127576172135E-26,7.4748127576172135E-26,3.3406591457226232E+24,0,false,0,2.4247334124452979E-22,2.4247334124452979E-22,1.0572366789462068E+21,0,false,0,6.9911627123984507E-19,6.9911627123984507E-19,3.6644046647492256E+17,0,false,0,2.2100728586654188E-15,2.2100728586654188E-15,115916763354144.64,0,false,0,6.9888640283021608E-12,6.9888640283021608E-12,36656099119.383415,0,false,0,2.2100728586654281E-8,2.2100728586654281E-8]
[null,20,10,4008.008624598338,null,390,20,17,6088.7327586387455,1,7.9686612496688587E-6,7.9686612496688587E-6,1.7120780164710404E+23,0,false,0,1.1456018145212435E-30,1.1456018145212435E-30,5.4027725460900233E+19,0,false,0,3.7161853909944726E-27,3.7161853909944726E-27,1.709844990035445E+16,0,false,0,1.0714768314129683E-23,1.0714768314129683E-23,5926358858197.2871,0,false,0,3.3871931768874855E-20,3.3871931768874855E-20,1874695619.5254333,0,false,0,1.071124531394608E-16,1.071124531394608E-16,592830.80772407854,0,false,0,3.3871931768875116E-13,3.3871931768875116E-13]
[null,20,11,4239.2001950472722,null,391,19,18,6190.6101452446846,1,0.23638157136927482,0.23638157136927482,6.1594290176671732E+27,0,false,0,2.8020332805805356E-26,2.8020332805805356E-26,1.9437194845148056E+24,0,false,0,9.0894366702145998E-23,9.0894366702145998E-23,6.1513954072286449E+20,0,false,0,2.6207306089549167E-19,2.6207306089549167E-19,2.1320866437809738E+17,0,false,0,8.2847529473933527E-16,8.2847529473933527E-16,67444675342537.539,0,false,0,2.6198689165556193E-12,2.6198689165556193E-12,21327879013.301514,0,false,0,8.2847529473933877E-9,8.2847529473933877E-9]
[null,20,12,4492.4100103008668,null,392,16,20,6264.1906469258838,1,0.48377865695282402,0.48377865695282402,1.4462265773419384E+28,0,false,0,4.9985447435436921E-26,4.9985447435436921E-26,4.5638301364293776E+24,0,false,0,1.6214638207388209E-22,1.6214638207388209E-22,1.4443402952052625E+21,0,false,0,4.675119064582127E-19,4.675119064582127E-19,5.006113976778416E+17,0,false,0,1.4779163610851877E-15,1.4779163610851877E-15,158359292234391.84,0,false,0,4.6735818922570247E-12,4.6735818922570247E-12,50077605211.289398,0,false,0,1.4779163610851832E-8,1.4779163610851832E-8]
[null,20,13,4767.6380703591221,null,393,18,19,6329.0412585771101,1,0.1755779057411079,0.1755779057411079,5.9165083177783514E+27,0,false,0,1.6093880153034526E-26,1.6093880153034526E-26,1.867061454003947E+24,0,false,0,5.2206483571359379E-23,5.2206483571359379E-23,5.908791543570141E+20,0,false,0,1.5052542247168136E-19,1.5052542247168136E-19,2.0479996321042067E+17,0,false,0,4.7584667161849186E-16,4.7584667161849186E-16,64784735972996.945,0,false,0,1.5047592993246387E-12,1.5047592993246387E-12,20486732328.731457,0,false,0,4.7584667161849039E-9,4.7584667161849039E-9]
[null,20,14,5064.8843752220364,null,394,20,18,6474.0520427203028,1,1.5823978840056597E-5,1.5823978840056597E-5,6.9390221619211521E+23,0,false,0,1.1146015065371339E-30,1.1146015065371339E-30,2.1897342336310513E+20,0,false,0,3.6156243669226291E-27,3.6156243669226291E-27,6.9299717449567888E+16,0,false,0,1.042482366363598E-23,1.042482366363598E-23,24019428472828.938,0,false,0,3.2955347748544294E-20,3.2955347748544294E-20,7598108453.9341869,0,false,0,1.0421395996830288E-16,1.0421395996830288E-16,2402732.8623412619,0,false,0,3.2955347748544548E-13,3.2955347748544548E-13]
[null,20,15,5384.1489248896132,null,395,17,20,6504.0260986360217,1,0.73327157533976162,0.73327157533976162,3.3929051881203928E+28,0,false,0,4.8949075076492997E-26,4.8949075076492997E-26,1.0706927386199051E+25,0,false,0,1.5878452303078504E-22,1.5878452303078504E-22,3.3884798950521727E+21,0,false,0,4.5781875690791347E-19,4.5781875690791347E-19,1.1744542902365338E+18,0,false,0,1.4472740092799132E-15,1.4472740092799132E-15,371517210807081.63,0,false,0,4.5766822676882028E-12,4.5766822676882028E-12,117484057610.32982,0,false,0,1.4472740092799139E-8,1.4472740092799139E-8]
[null,20,16,5725.431719361849,null,396,19,19,6597.9476741309018,1,0.5610784354297933,0.5610784354297933,3.0670825542638935E+28,0,false,0,3.170357242017161E-26,3.170357242017161E-26,9.6787350000115626E+24,0,false,0,1.0284232372608029E-22,1.0284232372608029E-22,3.0630822246306074E+21,0,false,0,2.9652225485897752E-19,2.9652225485897752E-19,1.0616707702228426E+18,0,false,0,9.3737739259292183E-16,9.3737739259292183E-16,335840199680445.81,0,false,0,2.9642475877434656E-12,2.9642475877434656E-12,106201996083.59706,0,false,0,9.3737739259291898E-9,9.3737739259291898E-9]
[null,20,17,6088.7327586387455,null,397,18,20,6758.3970322679879,1,0.25436555225185531,0.25436555225185531,1.8385835873228385E+28,0,false,0,1.0869754279236751E-26,1.0869754279236751E-26,5.8019838078140245E+24,0,false,0,3.5260089102670074E-23,3.5260089102670074E-23,1.8361855623992587E+21,0,false,0,1.0166438046557559E-19,1.0166438046557559E-19,6.3642579511218214E+17,0,false,0,3.2138529340983158E-16,3.2138529340983158E-16,201321701705508.16,0,false,0,1.016309533656569E-12,1.016309533656569E-12,63663511981.040947,0,false,0,3.2138529340983181E-9,3.2138529340983181E-9]
[null,20,18,6474.0520427203028,null,398,20,19,6881.3895716065199,1,3.7560006215472465E-5,3.7560006215472465E-5,3.3482400555274361E+24,0,false,0,1.301431267183214E-30,1.301431267183214E-30,1.0565978463416768E+21,0,false,0,4.2216761541276955E-27,4.2216761541276955E-27,3.3438730182284454E+17,0,false,0,1.2172235001617973E-23,1.2172235001617973E-23,115899345249151.72,0,false,0,3.847933071084827E-20,3.847933071084827E-20,36662645655.336304,0,false,0,1.216823278851468E-16,1.216823278851468E-16,11593746.531853905,0,false,0,3.8479330710848565E-13,3.8479330710848565E-13]
[null,20,19,6881.3895716065199,null,399,19,20,7027.3034478217796,1,0.81285299242119635,0.81285299242119635,9.2480977224408384E+28,0,false,0,2.2067753328956177E-26,2.2067753328956177E-26,2.9184048856226235E+25,0,false,0,7.1584962151451324E-23,7.1584962151451324E-23,9.2360356280185756E+21,0,false,0,2.0639882124483561E-19,2.0639882124483561E-19,3.2012294610167071E+18,0,false,0,6.524757778627836E-16,6.524757778627836E-16,1012650599003609,0,false,0,2.0633095761364631E-12,2.0633095761364631E-12,320228236678.52454,0,false,0,6.5247577786278386E-9,6.5247577786278386E-9]
[null,20,20,7310.7453452973978,null,400,20,20,16116.754532482057,1,5.4414430353607464E-5,5.4414430353607464E-5,9.6176289985179053E+28,0,false,0,9.5092588028231439E-35,9.5092588028231439E-35,3.0350171786432731E+25,0,false,0,3.0846816227334258E-31,3.0846816227334258E-31,9.6050849324211351E+21,0,false,0,8.8939720258674153E-28,8.8939720258674153E-28,3.3291427295880463E+18,0,false,0,2.8115961519876557E-24,2.8115961519876557E-24,1053113630353480.9,0,false,0,8.8910477008459617E-21,8.8910477008459617E-21,333023770688.56262,0,false,0,2.8115961519876472E-17,2.8115961519876472E-17]

{"sheet":"計算表c-1","index":13,"n_rows":409,"n_cols":48,"rows_kept":409,"cut":false,"hidden":true,"merged":[[7,42,7,47],[7,12,7,17],[7,18,7,23],[7,24,7,29],[7,30,7,35],[7,36,7,41],[8,34,8,35],[8,12,8,13],[8,14,8,15],[8,16,8,17],[8,18,8,19],[8,20,8,21],[8,22,8,23],[8,24,8,25],[8,26,8,27],[8,28,8,29],[8,30,8,31],[8,32,8,33],[8,44,8,45],[8,46,8,47],[8,36,8,37],[8,38,8,39],[8,40,8,41],[8,42,8,43]]}
[null,"ヤング率","辺長ｘ","辺長ｙ","板厚","ポアソン比","密度","曲げ剛性","面密度","加振点ｘ","加振点ｙ","辺長比","縮退重み","周波数重み"]
[null,{"$f":"床衝撃音計算シート!D7","v":29000000000},{"$f":"床衝撃音計算シート!D9","v":8},{"$f":"床衝撃音計算シート!F9","v":6.5},{"$f":"(床衝撃音計算シート!L9)/1000","v":0.24399999999999999},{"$f":"床衝撃音計算シート!L7","v":0.16},{"$f":"床衝撃音計算シート!G7","v":1684},{"$f":"B2*E2^3/12/(1-F2^2)","v":36028730.158730157},{"$f":"G2*E2","v":410.89600000000002},{"$f":"床衝撃音計算シート!D19","v":1.2},{"$f":"床衝撃音計算シート!F19","v":0.75},{"$f":"C2/D2","v":1.2307692307692308},1,0]
[]
[null,"周波数","31.5Hz","63Hz","125Hz","250Hz","500Hz","1000Hz","(2000Hz)","(4000Hz)"]
[null,"モード数１",{"$f":"M8","v":0.16626084602275942},{"$f":"S8","v":0.71663017804919515},{"$f":"Y8","v":3.3135830720272206},{"$f":"AE8","v":9.0458124653979102},{"$f":"AK8","v":15.777584577752675},{"$f":"AQ8","v":27.954849063241245},{"$f":"H6*I7/H7","v":47.270608123481374},{"$f":"H6*J7/H7","v":95.759123861834809}]
[null,"モード数２",{"$f":"C5*($D$7^2+$C$7^2)/2/$D$7^2","v":0.13800949132748586},{"$f":"D5*($D$7^2+$C$7^2)/2/$D$7^2","v":0.59485903451349209},2.7505328234600954,7.5087310503791249,13.096627823329857,23.2047086950733,39.238297758749184,79.487553986874602]
[null,null,{"$f":"MIN(C2,D2)","v":6.5},{"$f":"MAX(C2,D2)","v":8},null,null,null,{"$f":"0.354*SQRT(I2/H2)*C2*D2*1000-0.139*SQRT(SQRT(I2/H2*1000^2))*(C2+D2)","v":58.461455975913239},{"$f":"0.354*SQRT(I2/H2)*C2*D2*2000-0.139*SQRT(SQRT(I2/H2*2000^2))*(C2+D2)","v":119.09257780737779},{"$f":"0.354*SQRT(I2/H2)*C2*D2*4000-0.139*SQRT(SQRT(I2/H2*4000^2))*(C2+D2)","v":241.25352649349409}]
[null,null,null,{"$f":"4/3*SQRT(1+2*(1+$L$2^4)/(1+$L$2^2)^2)","v":1.9052696505662141},null,null,null,null,null,null,null,null,{"$f":"M9+O9+Q9","v":0.16626084602275942},null,null,null,null,null,{"$f":"S9+U9+W9","v":0.71663017804919515},null,null,null,null,null,{"$f":"Y9+AA9+AC9","v":3.3135830720272206},null,null,null,null,null,{"$f":"AE9+AG9+AI9","v":9.0458124653979102},null,null,null,null,null,{"$f":"AK9+AM9+AO9","v":15.777584577752675},null,null,null,null,null,{"$f":"AQ9+AS9+AU9","v":27.954849063241245}]
[null,"m","n","fi",null,"No.","m","n","fi","縮退ﾁｪｯｸ","周波数重み","重み",{"$f":"SUM(N10:N409)","v":0},null,{"$f":"SUM(P10:P409)","v":0.1609879578727671},null,{"$f":"SUM(R10:R409)","v":5.2728881499923179E-3},null,{"$f":"SUM(T10:T409)","v":9.1858465008992311E-3},null,{"$f":"SUM(V10:V409)","v":0.58793509467672478},null,{"$f":"SUM(X10:X409)","v":0.11950923687157113},null,{"$f":"SUM(Z10:Z409)","v":6.7748952611765598E-2},null,{"$f":"SUM(AB10:AB409)","v":2.9972702428384803},null,{"$f":"SUM(AD10:AD409)","v":0.24856387657697473},null,{"$f":"SUM(AF10:AF409)","v":0.75716768804763734},null,{"$f":"SUM(AH10:AH409)","v":6.4777564020748191},null,{"$f":"SUM(AJ10:AJ409)","v":1.8108883752754537},null,{"$f":"SUM(AL10:AL409)","v":1.0061064369234525},null,{"$f":"SUM(AN10:AN409)","v":12.468978047715762},null,{"$f":"SUM(AP10:AP409)","v":2.3025000931134598},null,{"$f":"SUM(AR10:AR409)","v":1.7315282769455214},null,{"$f":"SUM(AT10:AT409)","v":22.582589104881563},null,{"$f":"SUM(AV10:AV409)","v":3.6407316814141581}]
[null,1,1,{"$f":"3.141625/2*SQRT($H$2/$I$2)*((1+($D$8-1)/B10)*(B10/$C$2)^2+(1+($D$8-1)/C10)*(C10/$D$2)^2)","v":34.822630180366467},null,1,1,1,34.822630180366467,{"$f":"1","v":1},{"$f":"ABS(SIN(G10*3.1416*$J$2/$C$2)*SIN(H10*3.1416*$K$2/$D$2))*(1/F10^$N$2)+(1-1/F10^$N$2)","v":0.1609879578727671},{"$f":"$J10*$K10","v":0.1609879578727671},{"$f":"10^(LOG10($I10/22.27)/LOG10(2)*70/20)*$L10","v":29.10891717669762},{"$f":"IF($I10<22.27,M10,0)","v":0},{"$f":"AND($I10>22.27,$I10<44.45)","v":true},{"$f":"IF($O10=TRUE,$L10,0)","v":0.1609879578727671},{"$f":"10^(LOG10(44.45/$I10)/LOG10(2)*70/20)*$L10","v":2.7500921452727605},{"$f":"IF($I10>44.45,Q10,0)","v":0},{"$f":"10^(LOG10($I10/44.548)/LOG10(2)*70/20)*$L10","v":9.1858465008992311E-3},{"$f":"IF($I10<44.528,S10,0)","v":9.1858465008992311E-3},{"$f":"AND($I10>44.548,$I10<89.095)","v":false},{"$f":"IF($U10=TRUE,$L10,0)","v":0},{"$f":"10^(LOG10(89.095/$I10)/LOG10(2)*70/20)*$L10","v":8920.9462874518285},{"$f":"IF($I10>89.095,W10,0)","v":0},{"$f":"10^(LOG10($I10/89.09)/LOG10(2)*70/20)*$L10","v":2.9070951043763542E-6},{"$f":"IF($I10<89.09,Y10,0)","v":2.9070951043763542E-6},{"$f":"AND($I10>89.09,$I10<176.78)","v":false},{"$f":"IF($AA10=TRUE,$L10,0)","v":0},{"$f":"10^(LOG10(176.78/$I10)/LOG10(2)*70/20)*$L10","v":25721502.71202226},{"$f":"IF($I10>176.78,AC10,0)","v":0},{"$f":"10^(LOG10($I10/176.78)/LOG10(2)*70/20)*$L10","v":1.0076053047993242E-9},{"$f":"IF($I10<176.78,AE10,0)","v":1.0076053047993242E-9},{"$f":"AND($I10>176.78,$I10<353.55)","v":false},{"$f":"IF($AG10=TRUE,$L10,0)","v":0},{"$f":"10^(LOG10(353.55/$I10)/LOG10(2)*70/20)*$L10","v":81311789421.114655},{"$f":"IF($I10>353.55,AI10,0)","v":0},{"$f":"10^(LOG10($I10/353.55)/LOG10(2)*70/20)*$L10","v":3.1873757501287752E-13},{"$f":"IF($I10<353.55,AK10,0)","v":3.1873757501287752E-13},{"$f":"AND($I10>353.55,$I10<707.1)","v":false},{"$f":"IF($AM10=TRUE,$L10,0)","v":0},{"$f":"10^(LOG10(707.1/$I10)/LOG10(2)*70/20)*$L10","v":257130455194707.88},{"$f":"IF($I10>707.1,AO10,0)","v":0},{"$f":"10^(LOG10($I10/707.1)/LOG10(2)*70/20)*$L10","v":1.00793671291946E-16},{"$f":"IF($I10<707.1,AQ10,0)","v":1.00793671291946E-16},{"$f":"AND($I10>707.1,$I10<1414.2)","v":false},{"$f":"IF($AS10=TRUE,$L10,0)","v":0},{"$f":"10^(LOG10(1414.2/$I10)/LOG10(2)*70/20)*$L10","v":8.1311789421114701E+17},{"$f":"IF($I10>1414.2,AU10,0)","v":0}]
[null,1,2,{"$f":"3.141625/2*SQRT($H$2/$I$2)*((1+($D$8-1)/B11)*(B11/$C$2)^2+(1+($D$8-1)/C11)*(C11/$D$2)^2)","v":77.816563908886351},null,2,2,1,63.205344243334672,{"$f":"IF(ABS(I11-I10)>0.0001,1,$M$2)","v":1},0.2868824804824886,{"$f":"$J11*$K11","v":0.2868824804824886},{"$f":"10^(LOG10($I11/22.27)/LOG10(2)*70/20)*$L11","v":53089.849516513605},{"$f":"IF($I11<22.27,M11,0)","v":0},{"$f":"AND($I11>22.27,$I11<44.45)","v":false},{"$f":"IF($O11=TRUE,$L11,0)","v":0},{"$f":"10^(LOG10(44.45/$I11)/LOG10(2)*70/20)*$L11","v":4.788318976915E-3},{"$f":"IF($I11>44.45,Q11,0)","v":4.788318976915E-3},{"$f":"10^(LOG10($I11/44.548)/LOG10(2)*70/20)*$L11","v":16.753464426527341},{"$f":"IF($I11<44.528,S11,0)","v":0},true,{"$f":"IF($U11=TRUE,$L11,0)","v":0.2868824804824886},{"$f":"10^(LOG10(89.095/$I11)/LOG10(2)*70/20)*$L11","v":15.532692776739049},0,{"$f":"10^(LOG10($I11/89.09)/LOG10(2)*70/20)*$L11","v":5.3020605570682109E-3},{"$f":"IF($I11<89.09,Y11,0)","v":5.3020605570682109E-3},{"$f":"AND($I11>89.09,$I11<176.78)","v":false},{"$f":"IF($AA11=TRUE,$L11,0)","v":0},{"$f":"10^(LOG10(176.78/$I11)/LOG10(2)*70/20)*$L11","v":44784.957392229902},{"$f":"IF($I11>176.78,AC11,0)","v":0},{"$f":"10^(LOG10($I11/176.78)/LOG10(2)*70/20)*$L11","v":1.8377053903832583E-6},{"$f":"IF($I11<176.78,AE11,0)","v":1.8377053903832583E-6},{"$f":"AND($I11>176.78,$I11<353.55)","v":false},{"$f":"IF($AG11=TRUE,$L11,0)","v":0},{"$f":"10^(LOG10(353.55/$I11)/LOG10(2)*70/20)*$L11","v":141575905.01151142},{"$f":"IF($I11>353.55,AI11,0)","v":0},{"$f":"10^(LOG10($I11/353.55)/LOG10(2)*70/20)*$L11","v":5.813246088809645E-10},{"$f":"IF($I11<353.55,AK11,0)","v":5.813246088809645E-10},{"$f":"AND($I11>353.55,$I11<707.1)","v":false},{"$f":"IF($AM11=TRUE,$L11,0)","v":0},{"$f":"10^(LOG10(707.1/$I11)/LOG10(2)*70/20)*$L11","v":447702321636.02557},{"$f":"IF($I11>707.1,AO11,0)","v":0},{"$f":"10^(LOG10($I11/707.1)/LOG10(2)*70/20)*$L11","v":1.8383098239703841E-13},{"$f":"IF($I11<707.1,AQ11,0)","v":1.8383098239703841E-13},{"$f":"AND($I11>707.1,$I11<1414.2)","v":false},{"$f":"IF($AS11=TRUE,$L11,0)","v":0},{"$f":"10^(LOG10(1414.2/$I11)/LOG10(2)*70/20)*$L11","v":1415759050115120},{"$f":"IF($I11>1414.2,AU11,0)","v":0}]
[null,1,3,142.82891765728186,null,3,1,2,77.816563908886351,1,0.30105261419423623,0.30105261419423623,625255.35667388653,0,false,0,4.4772763149441327E-4,4.4772763149441327E-4,197.31066241341111,0,true,0.30105261419423623,1.4523710264891969,0,6.244398495959301E-2,6.244398495959301E-2,false,0,4187.5787716882587,0,2.1643217108163105E-5,2.1643217108163105E-5,false,0,13237932.75533223,0,6.8464372941218388E-9,6.8464372941218388E-9,false,0,41862019018.998283,0,2.1650335706945174E-12,2.1650335706945174E-12,false,0,132379327553321.91,0]
[null,1,4,229.85969142555297,null,4,3,1,106.12365589754889,1,0.35024007865422874,0.35024007865422874,26814561.899102453,0,false,0,1.4130173387228586E-5,1.4130173387228586E-5,8461.8211010335308,0,false,0,4.583647062027623E-2,4.583647062027623E-2,2.677958824427876,0,true,0.35024007865422874,132.15895101031089,0,9.2818618608852144E-4,9.2818618608852144E-4,false,0,417785.88580064202,0,2.9361478418697652E-7,2.9361478418697652E-7,false,0,1321154973.4010308,0,9.2849147272963385E-11,9.2849147272963385E-11,false,0,4177858858006.4229,0]
[null,1,5,338.90888521369965,null,5,2,2,106.19927797185454,1,0.53647938552048702,0.53647938552048702,41414723.750491731,0,false,0,2.1465342464082285E-5,2.1465342464082285E-5,13069.166844643234,0,false,0,6.9630818550206988E-2,6.9630818550206988E-2,4.1360707419420475,0,true,0.53647938552048702,200.76449632912846,0,1.433570857153003E-3,1.433570857153003E-3,false,0,634664.33635388582,0,4.534840144664403E-7,4.534840144664403E-7,false,0,2006984852.5574877,0,1.4340423681906954E-10,1.4340423681906954E-10,false,0,6346643363538.8633,0]
[null,1,6,469.97649902172213,null,6,1,3,142.82891765728186,1,0.40199002949205798,0.40199002949205798,973008239.11913526,0,false,0,5.1298014790059485E-7,5.1298014790059485E-7,307050.38852539926,0,false,0,1.6640418226773286E-3,1.6640418226773286E-3,97.173916545596754,0,true,0.40199002949205798,4.7978829684377624,0,3.3680684767440849E-2,3.3680684767440849E-2,false,0,15167.249517440572,0,1.0654270810617908E-5,1.0654270810617908E-5,false,0,47963054.315201789,0,3.3691762569801179E-9,3.3691762569801179E-9,false,0,151672495174.40555,0]
[null,1,7,623.06253284961986,null,7,3,2,149.11758962606876,1,0.65496011420793954,0.65496011420793954,2616280414.0473046,0,false,0,5.0644458211298856E-7,5.0644458211298856E-7,825614.71252480801,0,false,0,1.642841285288222E-3,1.642841285288222E-3,261.28680559238586,0,true,0.65496011420793954,4.7367560809553009,0,9.056255882121815E-2,9.056255882121815E-2,false,0,14974.012883539717,0,2.8647815020569956E-5,2.8647815020569956E-5,false,0,47351986.424691081,0,9.059234545218464E-9,9.059234545218464E-9,false,0,149740128835.3978,0]
[null,1,8,798.16698669739355,null,8,4,1,163.57756514300908,1,0.33724955930720291,0.33724955930720291,3951449175.3938527,0,false,0,8.8906373283892428E-8,8.8906373283892428E-8,1246951.4190768281,0,false,0,2.8840087487289707E-4,2.8840087487289707E-4,394.62953854481742,0,true,0.33724955930720291,0.83153778154981861,0,0.13677943176667101,0.13677943176667101,false,0,2628.6887568772231,0,4.3267680494825058E-5,4.3267680494825058E-5,false,0,8312643.7314086342,0,1.3682441943608836E-8,1.3682441943608836E-8,false,0,26286887568.772297,0]
[null,1,9,995.28986056504255,null,9,2,3,171.21163172025004,1,0.71635107565656408,0.71635107565656408,14264327797.711136,0,false,0,1.1111867073555006E-7,1.1111867073555006E-7,4501367.2199794827,0,false,0,3.6045471962415596E-4,3.6045471962415596E-4,1424.5723142577533,0,true,0.71635107565656408,1.039288518238823,0,0.49375977371896196,0.49375977371896196,false,0,3285.4382610903667,0,1.561919058628145E-4,1.561919058628145E-4,false,0,10389468.016908536,0,4.9392217460910063E-8,4.9392217460910063E-8,false,0,32854382610.903687,0]
[null,1,10,1214.4311544525676,null,10,4,2,206.57149887152897,1,0.63066742883669102,0.63066742883669102,111413428067.38744,0,false,0,1.1026807182336392E-8,1.1026807182336392E-8,35158526.92676872,0,false,0,3.5769548582145424E-5,3.5769548582145424E-5,11126.811393581167,0,false,0,0.10313329003646148,0.10313329003646148,3.8565763358743439,0,true,0.63066742883669102,326.02886602857484,0,1.2199576394582897E-3,1.2199576394582897E-3,false,0,1030993.7996121938,0,3.8578447896107021E-7,3.8578447896107021E-7,false,0,3260288660.2857504,0]
[null,1,11,1455.590868359968,null,11,3,3,214.12994337446429,1,0.87455621779354731,0.87455621779354731,234630002059.15829,0,false,0,1.0068816647794613E-8,1.0068816647794613E-8,74041750.517139047,0,false,0,3.2661950126862953E-5,3.2661950126862953E-5,23432.397920731521,0,false,0,9.4173242579628808E-2,9.4173242579628808E-2,8.1217186233619643,0,true,0.87455621779354731,297.70402435155034,0,2.5691576717759321E-3,2.5691576717759321E-3,false,0,941422.78554913204,0,8.1243899109072266E-7,8.1243899109072266E-7,false,0,2977040243.5155191,0]
[null,1,12,1718.7690022872443,null,12,1,4,229.85969142555297,1,0.4506815580861992,0.4506815580861992,275676596117.64392,0,false,0,2.2757585847329115E-9,2.2757585847329115E-9,86994747.364023089,0,false,0,7.3822690386965103E-6,7.3822690386965103E-6,27531.703707834782,0,false,0,2.1285079741685982E-2,2.1285079741685982E-2,9.5425466694970336,0,true,0.4506815580861992,67.28720095185821,0,3.018610730208936E-3,3.018610730208936E-3,false,0,212780.81238532162,0,9.5456852768842836E-7,9.5456852768842836E-7,false,0,672872009.51858318,0]
[null,1,13,2003.9655562343955,null,13,5,1,235.56707197971537,1,0.25074269915168207,0.25074269915168207,203987611213.08801,0,false,0,9.5200518600307195E-10,9.5200518600307195E-10,64371988.601093002,0,false,0,3.088182752097087E-6,3.088182752097087E-6,20372.15545708155,0,false,0,8.9040667294471802E-3,8.9040667294471802E-3,7.0610321202943629,0,true,0.25074269915168207,28.147873279501834,0,2.2336288270722142E-3,2.2336288270722142E-3,false,0,89011.390853019213,0,7.0633545409585479E-7,7.0633545409585479E-7,false,0,281478732.79501826,0]
[null,1,14,2311.1805302014222,null,14,2,4,258.24240548852111,1,0.80311996623787774,0.80311996623787774,1902015402790.4978,0,false,0,1.0474500687276155E-9,1.0474500687276155E-9,600215440.04275322,0,false,0,3.3977937131921116E-6,3.3977937131921116E-6,189953.46451179718,0,false,0,9.7967589303495951E-3,9.7967589303495951E-3,65.838272101578923,0,true,0.80311996623787774,30.969885705071448,0,2.0826737505986643E-2,2.0826737505986643E-2,false,0,97935.377703115722,0,6.5859926749372424E-6,6.5859926749372424E-6,false,0,309698857.05071539,0]
[null,1,15,2640.4139241883249,null,15,4,3,271.58385261992447,1,0.84211864094351241,0.84211864094351241,3582268434749.4346,0,false,0,6.1146971035262752E-10,6.1146971035262752E-10,1130449743.8663557,0,false,0,1.9835293344028862E-6,1.9835293344028862E-6,357759.61592822906,0,false,0,5.7190519380195372E-3,5.7190519380195372E-3,124.00023869517905,0,true,0.84211864094351241,18.079283783653491,0,3.9225215661792073E-2,3.9225215661792073E-2,false,0,57171.715220891834,0,1.2404102320257202E-5,1.2404102320257202E-5,false,0,180792837.83653575,0]
[null,1,16,2991.6657381951045,null,16,5,2,278.5610057082352,1,0.46889684214388194,0.46889684214388194,2678840124439.9331,0,false,0,2.5350955551629235E-10,2.5350955551629235E-10,845356563.22022343,0,false,0,8.223524917170804E-7,8.223524917170804E-7,267534.61710353423,0,false,0,2.3710648135715886E-3,2.3710648135715886E-3,92.728063490309495,0,true,0.46889684214388194,7.4954999707242926,0,2.9332832957273534E-2,2.9332832957273534E-2,false,0,23702.852109214182,0,9.2758562370236915E-6,9.2758562370236915E-6,false,0,74954999.707242981,0]
[null,1,17,3364.9359722217582,null,17,3,4,301.16071714273539,1,0.98048789759089372,0.98048789759089372,13874032747678.975,0,false,0,2.1402685649350728E-10,2.1402685649350728E-10,4378202541.6820183,0,false,0,6.9427567877415957E-7,6.9427567877415957E-7,1385593.7145962403,0,false,0,2.0017846962714441E-3,2.0017846962714441E-3,480.24970872884063,0,true,0.98048789759089372,6.3281176652853954,0,0.15191824301813997,0.15191824301813997,false,0,20011.265123848905,0,4.8040766606829429E-5,4.8040766606829429E-5,false,0,63281176.652854137,0]
[null,1,18,3760.224626268287,null,18,6,1,322.09217640766764,1,0.10957695148287729,0.10957695148287729,3386645635291.2671,0,false,0,1.0951035447317169E-11,1.0951035447317169E-11,1068717423.2516425,0,false,0,3.5523754789608231E-8,3.5523754789608231E-8,338222.85064228135,0,false,0,1.024246000054232E-4,1.024246000054232E-4,117.22875457307184,0,true,0.10957695148287729,0.32378852823751342,0,3.7083180067062432E-2,3.7083180067062432E-2,false,0,1023.9092294642861,0,1.1726731189407303E-5,1.1726731189407303E-5,false,0,3237885.2823751261,0]
[null,1,19,4177.5317003346918,null,19,1,5,338.90888521369965,1,0.44079885374983196,0.44079885374983196,24619228962321.109,0,false,0,2.4377714074936201E-11,2.4377714074936201E-11,7769043995.8863697,0,false,0,7.9078178615645872E-8,7.9078178615645872E-8,2458711.8632904165,0,false,0,2.2800379244353744E-4,2.2800379244353744E-4,852.19472617010467,0,true,0.44079885374983196,0.72077423181496825,0,0.26957627075248408,0.26957627075248408,false,0,2279.2882512935012,0,8.5247501871208253E-5,8.5247501871208253E-5,false,0,7207742.3181496803,0]
[null,1,20,4616.8571944209734,null,20,5,3,343.57335945663073,1,0.62610934605782498,0.62610934605782498,40992714431024.211,0,false,0,2.9537940368423836E-11,2.9537940368423836E-11,12935994153.709883,0,false,0,9.5817291039361449E-8,9.5817291039361449E-8,4093924.8517607576,0,false,0,2.7626718421051448E-4,2.7626718421051448E-4,1418.963002577407,0,true,0.62610934605782498,0.87334629543203701,0,0.44886308589313029,0.44886308589313029,false,0,2761.7634796355469,0,1.4194297089940839E-4,1.4194297089940839E-4,false,0,8733462.9543203656,0]
[null,2,1,63.205344243334672,null,21,4,4,358.61462638819557,1,0.94412128000640616,0.94412128000640616,101728074270303.27,0,false,0,2.706457819720173E-11,2.706457819720173E-11,32102137960.224197,0,false,0,8.7794021303904485E-8,8.7794021303904485E-8,10159539.253681848,0,false,0,2.5313392596523928E-4,2.5313392596523928E-4,3521.3177686950521,0,false,0,0.8002165625340858,0.8002165625340858,1.1139047016700121,0,true,0.94412128000640616,2530.5069589982709,0,3.5224759536476007E-4,3.5224759536476007E-4,false,0,8002165.6253408706,0]
[null,2,2,106.19927797185454,null,22,6,2,365.08611013618747,1,0.20491239304635941,0.20491239304635941,27182527765822.113,0,false,0,4.7712604412536489E-12,4.7712604412536489E-12,8577939400.7538605,0,false,0,1.547735707439209E-8,1.547735707439209E-8,2714707.4181053624,0,false,0,4.4625409585065903E-5,4.4625409585065903E-5,940.92332629340228,0,false,0,0.14107153643538434,0.14107153643538434,0.29764394636205121,0,true,0.20491239304635941,446.10736815524569,0,9.4123280226506936E-5,9.4123280226506936E-5,false,0,1410715.3643538435,0]
[null,2,3,171.21163172025004,null,23,2,5,367.29159927666785,1,0.78550886804547249,0.78550886804547249,111759543095356.88,0,false,0,1.7053129122510333E-11,1.7053129122510333E-11,35267749798.209885,0,false,0,5.531816422820516E-8,5.531816422820516E-8,11161377.753341379,0,false,0,1.5949724002051923E-4,1.5949724002051923E-4,3868.5571091932356,0,false,0,0.50420872135653827,0.50420872135653827,1.2237475387534347,0,true,0.78550886804547249,1594.4479756078433,0,3.8698295034860229E-4,3.8698295034860229E-4,false,0,5042087.2135653812,0]
[null,2,4,258.24240548852111,null,24,3,5,410.20991093088207,1,0.95898741277313282,0.95898741277313282,493144286536843.25,0,false,0,5.7602100575106705E-12,5.7602100575106705E-12,155620619325.17465,0,false,0,1.8685382821016579E-8,1.8685382821016579E-8,49250108.907866351,0,false,0,5.3875016104736009E-5,5.3875016104736009E-5,17070.191794828297,0,false,0,0.17031174319842243,0.17031174319842243,5.3998440776092398,0,true,0.95898741277313282,538.57302078070552,0,1.7075806295016216E-3,1.7075806295016216E-3,false,0,1703117.431984229,0]
[null,2,5,367.29159927666785,null,25,7,1,423.15287842686581,1,5.5475251446297856E-2,5.5475251446297856E-2,40937242854938.773,0,false,0,2.3220228155263028E-13,2.3220228155263028E-13,12918489092.288738,0,false,0,7.5323442711383551E-10,7.5323442711383551E-10,4088384.9291902934,0,false,0,2.1717787256547966E-6,2.1717787256547966E-6,1417.042853710662,0,false,0,6.8655092350868342E-3,6.8655092350868342E-3,0.44825568179299791,0,true,5.5475251446297856E-2,21.7106464797948,0,1.4175089285775426E-4,1.4175089285775426E-4,false,0,68655.092350868508,0]
[null,2,6,498.35921308469034,null,26,6,3,430.09846388458294,1,0.27361575698142948,0.27361575698142948,243987966721088.97,0,false,0,9.4776422886849412E-13,9.4776422886849412E-13,76994825907.182785,0,false,0,3.0744256309511459E-9,3.0744256309511459E-9,24366973.847774155,0,false,0,8.8644012256471974E-6,8.8644012256471974E-6,8445.6446140901007,0,false,0,2.8022481185253714E-2,2.8022481185253714E-2,2.6716257555350675,0,true,0.27361575698142948,88.6148662346165,0,8.4484224430590173E-4,8.4484224430590173E-4,false,0,280224.81185253756,0]
[null,2,7,651.44524691258812,null,27,5,4,430.60413322490183,1,0.70194759797953332,0.70194759797953332,634548990056872.13,0,false,0,2.3984503936118057E-12,2.3984503936118057E-12,200243436902.18808,0,false,0,7.7802655344868549E-9,7.7802655344868549E-9,63372136.149331063,0,false,0,2.2432611361761571E-5,2.2432611361761571E-5,21964.916271368231,0,false,0,7.0914821409742271E-2,7.0914821409742271E-2,6.9482009615770446,0,true,0.70194759797953332,224.25235551885845,0,2.1972140679155524E-3,2.1972140679155524E-3,false,0,709148.21409742348,0]
[null,2,8,826.54970076036182,null,28,7,2,466.1468121553857,1,0.10374048898855999,0.10374048898855999,235823223932980.56,0,false,0,1.4096020492505594E-13,1.4096020492505594E-13,74418293310.122818,0,false,0,4.5725683009065271E-10,4.5725683009065271E-10,23551564.478757907,0,false,0,1.3183952034114154E-6,1.3183952034114154E-6,8163.0220041290177,0,false,0,4.1677608946032209E-3,4.1677608946032209E-3,2.5822232435457662,0,true,0.10374048898855999,13.179617169927166,0,8.1657068766322906E-4,8.1657068766322906E-4,false,0,41677.608946032284,0]
[null,2,9,1023.6725746280107,null,29,4,5,467.66382017634226,1,0.92341825521968668,0.92341825521968668,2179930820850547.3,0,false,0,1.2082052359006651E-12,1.2082052359006651E-12,687916688256.01599,0,false,0,3.9192628625971936E-9,3.9192628625971936E-9,217708758.40915501,0,false,0,1.1300295630209122E-5,1.1300295630209122E-5,75458.315603128198,0,false,0,3.5722922916569637E-2,3.5722922916569637E-2,23.869862946669897,0,true,0.92341825521968668,112.96580109498542,0,7.5483134347535102E-3,7.5483134347535102E-3,false,0,357229.22916569718,0]
[null,2,10,1242.8138685155357,null,30,1,6,469.97649902172213,1,0.37362635294456764,0.37362635294456764,934093907921000.5,0,false,0,4.6160550019914143E-13,4.6160550019914143E-13,294770265877.71289,0,false,0,1.4973890530713262E-9,1.4973890530713262E-9,93287558.938082173,0,false,0,4.3173779270145017E-6,4.3173779270145017E-6,32333.665010232431,0,false,0,1.3648258765561543E-2,1.3648258765561543E-2,10.228165659263503,0,true,0.37362635294456764,43.159583794532601,0,3.2344299768790382E-3,3.2344299768790382E-3,false,0,136482.58765561582,0]
[null,2,11,1483.973582422936,null,31,2,6,498.35921308469034,1,0.66580666232859376,0.66580666232859376,3291486011415905,0,false,0,4.1599754980925535E-13,4.1599754980925535E-13,1038688078886.2627,0,false,0,1.3494427101066663E-9,1.3494427101066663E-9,328719299.71927369,0,false,0,3.8908085767257402E-6,3.8908085767257402E-6,113934.80374565079,0,false,0,1.2299771565085131E-2,1.2299771565085131E-2,36.0411987536026,0,true,0.66580666232859376,38.895292845443002,0,1.1397227766420583E-2,1.1397227766420583E-2,false,0,122997.71565085111,0]
[null,2,12,1747.1517163502124,null,32,6,4,517.12923765285404,1,0.30675779652828866,0.30675779652828866,2330910240689632.5,0,false,0,1.2469590237717094E-13,1.2469590237717094E-13,735560981137.74023,0,false,0,4.0449751812288696E-10,4.0449751812288696E-10,232787008.47292233,0,false,0,1.1662758270430056E-6,1.1662758270430056E-6,80684.468930025309,0,false,0,3.6868753555029518E-3,3.6868753555029518E-3,25.523061307304218,0,true,0.30675779652828866,11.658923572532355,0,8.0711006591196004E-3,8.0711006591196004E-3,false,0,36868.753555029609,0]
[null,2,13,2032.348270297364,null,33,7,3,531.15916590378117,1,0.13852277064475382,0.13852277064475382,1436874672255493,0,false,0,4.1248671200695157E-14,4.1248671200695157E-14,453431850461.78589,0,false,0,1.3380540024547632E-10,1.3380540024547632E-10,143500058.76069507,0,false,0,3.8579718500696275E-7,3.8579718500696275E-7,49737.423529289779,0,false,0,1.2195966860008831E-3,1.2195966860008831E-3,15.733527490976792,0,true,0.13852277064475382,3.8567033545559841,0,4.9753782500360924E-3,4.9753782500360924E-3,false,0,12195.966860008819,0]
[null,2,14,2339.563244264391,null,34,8,1,538.74917803731012,1,0.20843451791577561,0.20843451791577561,2549826860000560.5,0,false,0,5.2627786707927115E-14,5.2627786707927115E-14,804644088876.82727,0,false,0,1.7071779185868769E-10,1.7071779185868769E-10,254650117.58145535,0,false,0,4.9222560082669911E-7,4.9222560082669911E-7,88262.268735749312,0,false,0,1.5560422285668075E-3,1.5560422285668075E-3,27.92016017379985,0,true,0.20843451791577561,4.920637577675441,0,8.8291298785930141E-3,8.8291298785930141E-3,false,0,15560.422285668099,0]
[null,2,15,2668.7966382512932,null,35,5,5,539.65332701304851,1,0.68655504320113681,0.68655504320113681,8564134013772329,0,false,0,1.7000190264022329E-13,1.7000190264022329E-13,2702567738473.5903,0,false,0,5.5146437359379019E-10,5.5146437359379019E-10,855296399.84654045,0,false,0,1.5900210497767642E-6,1.5900210497767642E-6,296447.53911345598,0,false,0,5.0264348168957982E-3,5.0264348168957982E-3,93.775776373444401,0,true,0.68655504320113681,15.894982531762146,0,2.9654504269068831E-2,2.9654504269068831E-2,false,0,50264.348168958197,0]
[null,2,16,3020.0484522580728,null,36,3,6,541.2775247389045,1,0.81284914084082716,0.81284914084082716,1.0500078031769994E+16,0,false,0,1.9436313200621293E-13,1.9436313200621293E-13,3313489968102.1553,0,false,0,6.3048907792737272E-10,6.3048907792737272E-10,1048638300.6429409,0,false,0,1.8178706613916346E-6,1.8178706613916346E-6,363460.25038979779,0,false,0,5.7467216464305157E-3,5.7467216464305157E-3,114.97402630873358,0,true,0.81284914084082716,18.172729481713272,0,3.6357979489571972E-2,3.6357979489571972E-2,false,0,57467.216464305187,0]
[null,2,17,3393.3186862847265,null,37,8,2,581.74311176583001,1,0.38977919427024693,0.38977919427024693,1.164258221801087E+16,0,false,0,4.0306446057116385E-14,4.0306446057116385E-14,3674027875360.5049,0,false,0,1.3074894269695329E-10,1.3074894269695329E-10,1162739704.9098499,0,false,0,3.7698459062624137E-7,3.7698459062624137E-7,403008.03816299775,0,false,0,1.191737978577698E-3,1.191737978577698E-3,127.48424822986978,0,true,0.38977919427024693,3.768606386430482,0,4.0314059020067773E-2,4.0314059020067773E-2,false,0,11917.379785776999,0]
[null,2,18,3788.6073403312548,null,38,4,6,598.73143398436468,1,0.78270029970625576,0.78270029970625576,3.2671564519960312E+16,0,false,0,5.7917203197939526E-14,5.7917203197939526E-14,10310104453656.258,0,false,0,1.8787598071445935E-10,1.8787598071445935E-10,3262895170.2925544,0,false,0,5.4169730337555037E-7,5.4169730337555037E-7,1130926.3593205351,0,false,0,1.7124340500320489E-3,1.7124340500320489E-3,357.74794313906409,0,true,0.78270029970625576,5.4151919409280103,0,0.11312983285598495,0.11312983285598495,false,0,17124.340500320515,0]
[null,2,19,4205.91441439766,null,39,7,4,618.18993967205233,1,0.15530150880478064,0.15530150880478064,9402517932719678,0,false,0,7.9230736499049735E-15,7.9230736499049735E-15,2967134982302.1597,0,false,0,2.5701434980578362E-11,2.5701434980578362E-11,939025443.13471842,0,false,0,7.4104193462713689E-8,7.4104193462713689E-8,325468.20240580401,0,false,0,2.3426098550787184E-4,2.3426098550787184E-4,102.95593431724424,0,true,0.15530150880478064,0.74079828112057322,0,3.2557525107318373E-2,3.2557525107318373E-2,false,0,2342.6098550787265,0]
[null,2,20,4645.2399084839417,null,40,1,7,623.06253284961986,1,0.25789433903367548,0.25789433903367548,1.7106220440175346E+16,0,false,0,1.2009255020181466E-14,1.2009255020181466E-14,5398177961074.6289,0,false,0,3.8956483393295242E-11,3.8956483393295242E-11,1708390916.575412,0,false,0,1.1232208568063369E-7,1.1232208568063369E-7,592131.90088655695,0,false,0,3.5507683514677656E-4,3.5507683514677656E-4,187.3101355038371,0,true,0.25789433903367548,1.1228515434279427,0,5.9232665702689556E-2,5.9232665702689556E-2,false,0,3550.768351467771,0]
[null,3,1,106.12365589754889,null,41,6,5,626.17843144100084,1,0.30003110325324511,0.30003110325324511,2.1089559750980896E+16,0,false,0,1.3184132448508013E-14,1.3184132448508013E-14,6655192890484.2676,0,false,0,4.2767635121595282E-11,4.2767635121595282E-11,2106205309.2998209,0,false,0,1.2331066764903732E-7,1.2331066764903732E-7,730015.20984029968,0,false,0,3.8981435701924033E-4,3.8981435701924033E-4,230.92700742911876,0,true,0.30003110325324511,1.2327012328148468,0,7.3025531672263944E-2,7.3025531672263944E-2,false,0,3898.1435701924165,0]
[null,3,2,149.11758962606876,null,42,8,3,646.75546551422553,1,0.52046500316716726,0.52046500316716726,5.3278943372861928E+16,0,false,0,1.5704133350320625E-14,1.5704133350320625E-14,16813136420787.307,0,false,0,5.0942194918816282E-11,5.0942194918816282E-11,5320945279.5991621,0,false,0,1.4688013609091834E-7,1.4688013609091834E-7,1844250.875108961,0,false,0,4.6432305412650942E-4,4.6432305412650942E-4,583.39515368537946,0,true,0.52046500316716726,1.4683184211654141,0,0.18448574615497729,0.18448574615497729,false,0,4643.2305412651003,0]
[null,3,3,214.12994337446429,null,43,2,7,651.44524691258812,1,0.45957081922143039,0.45957081922143039,5.1168073909308352E+16,0,false,0,1.2749475947920346E-14,1.2749475947920346E-14,16147013295768.787,0,false,0,4.1357665167715731E-11,4.1357665167715731E-11,5110133649.3957672,0,false,0,1.1924534264606186E-7,1.1924534264606186E-7,1771183.1187130376,0,false,0,3.7696289751194573E-4,3.7696289751194573E-4,560.28150057702612,0,true,0.45957081922143039,1.1920613495143682,0,0.1771765672680346,0.1771765672680346,false,0,3769.6289751194527,0]
[null,3,4,301.16071714273539,null,44,9,1,668.88107523900021,1,0.31595757066023433,0.31595757066023433,4.7823977200567488E+16,0,false,0,6.4476039772408132E-15,6.4476039772408132E-15,15091722957616.27,0,false,0,2.0915200555224231E-11,2.0915200555224231E-11,4776160141.843812,0,false,0,6.0304184160417361E-8,6.0304184160417361E-8,1655427.1954323717,0,false,0,1.9063587297223148E-4,1.9063587297223148E-4,523.66422384761938,0,true,0.31595757066023433,0.60284356232678515,0,0.16559716765027388,0.16559716765027388,false,0,1906.3587297223162,0]
[null,3,5,410.20991093088207,null,45,5,6,670.72094082107094,1,0.58193222306454018,0.58193222306454018,9.094096206999712E+16,0,false,0,1.1501958085021831E-14,1.1501958085021831E-14,28698069156891.555,0,false,0,3.731087718401692E-11,3.731087718401692E-11,9082234973.4328995,0,false,0,1.0757735757545341E-7,1.0757735757545341E-7,3147921.8292131438,0,false,0,3.4007762079805575E-4,3.4007762079805575E-4,995.78770119052137,0,true,0.58193222306454018,1.075419862972905,0,0.31489572017452122,0.31489572017452122,false,0,3400.7762079805589,0]
[null,3,6,541.2775247389045,null,46,3,7,694.36355856680234,1,0.56106639764336252,0.56106639764336252,1.3116756585156123E+17,0,false,0,7.4129073665222661E-15,7.4129073665222661E-15,41392303207126.938,0,false,0,2.4046520973588005E-11,2.4046520973588005E-11,13099648682.407406,0,false,0,6.9332628457458675E-8,6.9332628457458675E-8,4540365.9080609372,0,false,0,2.1917693333330305E-4,2.1917693333330305E-4,1436.2620088574265,0,true,0.56106639764336252,0.69309831990411919,0,0.45418592647583966,0.45418592647583966,false,0,2191.7693333330335,0]
[null,3,7,694.36355856680234,null,47,9,2,711.87500896752022,1,0.59085073118884657,0.59085073118884657,1.8452469597830496E+17,0,false,0,5.8436953861647783E-15,5.8436953861647783E-15,58230112875469.977,0,false,0,1.895619852222636E-11,1.895619852222636E-11,18428402439.665192,0,false,0,5.4655851070968727E-8,5.4655851070968727E-8,6387323.2180227954,0,false,0,1.7278014829348232E-4,1.7278014829348232E-4,2020.5132938849533,0,false,0,0.54637880306906039,0.54637880306906039,0.6389424051325604,0,true,0.59085073118884657,1727.8014829348301,0]
[null,3,8,869.46801241457604,null,48,7,5,727.2391334601989,1,0.15189600248447135,0.15189600248447135,6.0805609181401112E+16,0,false,0,1.1720214454914008E-15,1.1720214454914008E-15,19188312259899.297,0,false,0,3.8018872861925087E-12,3.8018872861925087E-12,6072630173.6630535,0,false,0,1.0961870074271736E-8,1.0961870074271736E-8,2104786.447425155,0,false,0,3.465307922014195E-5,3.465307922014195E-5,665.81083384219767,0,false,0,0.10958265827390025,0.10958265827390025,0.21054787257572635,0,true,0.15189600248447135,346.53079220142035,0]
[null,3,9,1066.590886282225,null,49,8,4,733.78623928249669,1,0.5835069562623364,0.5835069562623364,2.5923783824985773E+17,0,false,0,4.0567682414624946E-15,4.0567682414624946E-15,81807199317411.391,0,false,0,1.3159635994356104E-11,1.3159635994356104E-11,25889971992.794167,0,false,0,3.7942792391225034E-8,3.7942792391225034E-8,8973518.9886888023,0,false,0,1.1994619363830357E-4,1.1994619363830357E-4,2838.6091936627099,0,false,0,0.37930316856463864,0.37930316856463864,0.89764704390681416,0,true,0.5835069562623364,1199.4619363830377,0]
[null,3,10,1285.7321801697499,null,50,4,7,751.81746781226252,1,0.54025626100349566,0.54025626100349566,3.1829602245807744E+17,0,false,0,2.8324021729985408E-15,2.8324021729985408E-15,100444079949742.77,0,false,0,9.1879494631536693E-12,9.1879494631536693E-12,31788087582.010071,0,false,0,2.6491345135307812E-8,2.6491345135307812E-8,11017818.31245942,0,false,0,8.3745444472706394E-5,8.3745444472706394E-5,3485.2860282878228,0,false,0,0.26482634819691114,0.26482634819691114,1.1021442146551543,0,true,0.54025626100349566,837.45444472706504,0]
[null,3,11,1526.8918940771503,null,51,6,6,757.24604524902327,1,0.2543099328068244,0.2543099328068244,1.6290097608067318E+17,0,false,0,1.2262795136618935E-15,1.2262795136618935E-15,51406356067466.961,0,false,0,3.9778935020721926E-12,3.9778935020721926E-12,16268850785.056282,0,false,0,1.146934363292876E-8,1.146934363292876E-8,5638818.0521971853,0,false,0,3.6257323871019943E-5,3.6257323871019943E-5,1783.7373258511325,0,false,0,0.11465572529481612,0.11465572529481612,0.5640672697147523,0,true,0.2543099328068244,362.57323871019963,0]
[null,3,12,1790.0700280044268,null,52,9,3,776.88736271591574,1,0.7889521354654816,0.7889521354654816,6.8063235351709197E+17,0,false,0,2.824718901860908E-15,2.824718901860908E-15,214785877640231.06,0,false,0,9.1630259167739506E-12,9.1630259167739506E-12,67974461941.63633,0,false,0,2.6419483805226629E-8,2.6419483805226629E-8,23560092.114002764,0,false,0,8.3518273711942701E-5,8.3518273711942701E-5,7452.8057680212441,0,false,0,0.26410797117510476,0.26410797117510476,2.3567841185787586,0,true,0.7889521354654816,835.18273711942834,0]
[null,3,13,2075.2665819515778,null,53,1,8,798.16698669739355,1,0.10864428380295493,0.10864428380295493,1.2832665935433803E+17,0,false,0,2.8410795050391939E-16,2.8410795050391939E-16,40495803662040.438,0,false,0,9.2160976156386117E-13,9.2160976156386117E-13,12815928565.993279,0,false,0,2.657250387757029E-9,2.657250387757029E-9,4442027.9163155388,0,false,0,8.4002006565302972E-6,8.4002006565302972E-6,1405.1545773351186,0,false,0,2.6563766877077538E-2,2.6563766877077538E-2,0.44434889289901847,0,true,0.10864428380295493,84.00200656530312,0]
[null,3,14,2382.481555918605,null,54,10,1,813.54857003193661,1,0.35460567959928591,0.35460567959928591,5.2292360202341747E+17,0,false,0,7.4274484067247112E-16,7.4274484067247112E-16,165018022165721.44,0,false,0,2.409369024347334E-12,2.409369024347334E-12,52224156404.624519,0,false,0,6.9468630229488649E-9,6.9468630229488649E-9,18101002.940273035,0,false,0,2.1960686729058442E-5,2.1960686729058442E-5,5725.9223973941134,0,false,0,6.9445789045257694E-2,6.9445789045257694E-2,1.8106956481137193,0,true,0.35460567959928591,219.60686729058457,0]
[null,3,15,2711.7149499055072,null,55,5,7,823.80697464896878,1,0.40167676837263372,0.40167676837263372,6.8523854653891904E+17,0,false,0,7.2727415881674998E-16,7.2727415881674998E-16,216239445349233.06,0,false,0,2.3591841161425577E-12,2.3591841161425577E-12,68434480467.997757,0,false,0,6.8021663494236821E-9,6.8021663494236821E-9,23719535.507089213,0,false,0,2.1503266119565119E-5,2.1503266119565119E-5,7503.2427796389775,0,false,0,6.7999298070556366E-2,6.7999298070556366E-2,2.3727337020872006,0,true,0.40167676837263372,215.03266119565154,0]
[null,3,16,3062.9667639122872,null,56,2,8,826.54970076036182,1,0.19360542266315439,0.19360542266315439,3.432937507706391E+17,0,false,0,3.37252866749656E-16,3.37252866749656E-16,108332566277025.09,0,false,0,1.0940050553340333E-12,1.0940050553340333E-12,34284600013.470638,0,false,0,3.1543126806313481E-9,3.1543126806313481E-9,11883114.795415994,0,false,0,9.9715328193468421E-6,9.9715328193468421E-6,3759.0068010259911,0,false,0,3.1532755472256341E-2,3.1532755472256341E-2,1.1887023231305494,0,true,0.19360542266315439,99.71532819346848,0]
[null,3,17,3436.2369979389409,null,57,8,5,842.83543307064326,1,0.57071160969558976,0.57071160969558976,1.2696615556714529E+18,0,false,0,7.9237717721270266E-16,7.9237717721270266E-16,400664720288101.63,0,false,0,2.5703699599549479E-12,2.5703699599549479E-12,126800556348.49014,0,false,0,7.4110722972155165E-9,7.4110722972155165E-9,43949340.713314503,0,false,0,2.3428162684063798E-5,2.3428162684063798E-5,13902.57297738868,0,false,0,7.4086355474605431E-2,7.4086355474605431E-2,4.3963795945256798,0,true,0.57071160969558976,234.28162684063813,0]
[null,3,18,3831.5256519854693,null,58,10,2,856.54250376045661,1,0.66312392716888768,0.66312392716888768,1.7796086619780352E+18,0,false,0,7.6322291220968328E-16,7.6322291220968328E-16,561587773992749.25,0,false,0,2.4757972626040192E-12,2.4757972626040192E-12,177728755677.78229,0,false,0,7.1383936134734964E-9,7.1383936134734964E-9,61601162.193396516,0,false,0,2.2566160492345285E-5,2.2566160492345285E-5,19486.405005984565,0,false,0,7.1360465200717843E-2,7.1360465200717843E-2,6.1621423227418193,0,true,0.66312392716888768,225.66160492345338,0]
[null,3,19,4248.8327260518736,null,59,7,6,858.30674726822133,1,0.12874885892362339,0.12874885892362339,3.5388565299877952E+17,0,false,0,1.4468061110160521E-16,1.4468061110160521E-16,111675033034879.63,0,false,0,4.6932535067661034E-13,4.6932535067661034E-13,35342408757.318329,0,false,0,1.3531920147562528E-9,1.3531920147562528E-9,12249753.540794373,0,false,0,4.2777618937001664E-6,4.2777618937001664E-6,3874.9862862977129,0,false,0,1.3527470871967647E-2,1.3527470871967647E-2,1.2253782566618068,0,true,0.12874885892362339,42.777618937001769,0]
[null,3,20,4688.1582201381561,null,60,9,4,863.91813648418679,1,0.88451491723886699,0.88451491723886699,2.6225826277852211E+18,0,false,0,9.2144126294542756E-16,9.2144126294542756E-16,827603490316189.75,0,false,0,2.9890373047709888E-12,2.9890373047709888E-12,261916204982.02933,0,false,0,8.6182035698550555E-9,8.6182035698550555E-9,90780709.97935769,0,false,0,2.7244191822930257E-5,2.7244191822930257E-5,28716.823163739271,0,false,0,8.6153699170994316E-2,8.6153699170994316E-2,9.0810568361698625,0,true,0.88451491723886699,272.44191822930247,0]
[null,4,1,163.57756514300908,null,61,3,8,869.46801241457604,1,0.23636291190520242,0.23636291190520242,7.549836425773719E+17,0,false,0,2.2856389813978695E-16,2.2856389813978695E-16,238248774741690.81,0,false,0,7.4143197785593541E-13,7.4143197785593541E-13,75399893369.373215,0,false,0,2.1377490699642796E-9,2.1377490699642796E-9,26133762.33406112,0,false,0,6.757933397525584E-6,6.757933397525584E-6,8266.9394381368747,0,false,0,2.1370461811900932E-2,2.1370461811900932E-2,2.6142357903185189,0,true,0.23636291190520242,67.579333975255764,0]
[null,4,2,206.57149887152897,null,62,6,7,910.33207907692099,1,0.17553657956414226,0.17553657956414226,9.5639155390367526E+17,0,false,0,9.9514426465559946E-17,9.9514426465559946E-17,301806692278768.13,0,false,0,3.2281203917179198E-13,3.2281203917179198E-13,95514415302.468445,0,false,0,9.3075448203403787E-10,9.3075448203403787E-10,33105498.130657218,0,false,0,2.9423363515435919E-6,2.9423363515435919E-6,10472.321000593101,0,false,0,9.3044845131876521E-3,9.3044845131876521E-3,3.3116386750287665,0,true,0.17553657956414226,29.423363515435991,0]
[null,4,3,271.58385261992447,null,63,10,3,921.55485750885202,1,0.88545720738210421,0.88545720738210421,5.5629559835615375E+18,0,false,0,4.3532744137339351E-16,4.3532744137339351E-16,1755491605753100,0,false,0,1.4121463997566051E-12,1.4121463997566051E-12,555570034003.83813,0,false,0,4.0716002855216369E-9,4.0716002855216369E-9,192561747.50082752,0,false,0,1.2871297168362681E-5,1.2871297168362681E-5,60913.399469328557,0,false,0,4.0702615492901925E-2,4.0702615492901925E-2,19.262508234676979,0,true,0.88545720738210421,128.71297168362733,0]
[null,4,4,358.61462638819557,null,64,4,8,926.92192166003622,1,0.22759613400867507,0.22759613400867507,1.5297664410123471E+18,0,false,0,1.0459023658387846E-16,1.0459023658387846E-16,482745532032894.63,0,false,0,3.3927731634756308E-13,3.3927731634756308E-13,152777119963.30551,0,false,0,9.7822833266426112E-10,9.7822833266426112E-10,52952872.541131906,0,false,0,3.0924124877893364E-6,3.0924124877893364E-6,16750.676185739016,0,false,0,9.7790669261619469E-3,9.7790669261619469E-3,5.2970289094876906,0,true,0.22759613400867507,30.924124877893409,0]
[null,4,5,467.66382017634226,null,65,11,1,972.75166241611896,1,{"$f":"ABS(SIN(G74*3.1416*$J$2/$C$2)*SIN(H74*3.1416*$K$2/$D$2))*(1/F74^$N$2)+(1-1/F74^$N$2)","v":0.31595402260950384},0.31595402260950384,3.7219210817644682E+18,0,false,0,8.2845158085487746E-17,8.2845158085487746E-17,1174519668251972,0,{"$f":"AND($I74>44.548,$I74<89.095)","v":false},0,2.6873906997133888E-13,{"$f":"IF($I74>89.095,W74,0)","v":2.6873906997133888E-13},371706666036.14716,0,false,0,7.7484747630607475E-10,7.7484747630607475E-10,128834315.72756898,0,false,0,2.4494772149309059E-6,2.4494772149309059E-6,40754.387832075881,0,false,0,7.7459270758674544E-3,7.7459270758674544E-3,12.887669019521148,0,true,0.31595402260950384,24.49477214930905,0]
[null,4,6,{"$f":"3.141625/2*SQRT($H$2/$I$2)*((1+($D$8-1)/B75)*(B75/$C$2)^2+(1+($D$8-1)/C75)*(C75/$D$2)^2)","v":598.73143398436468},null,66,9,5,972.96733027233336,{"$f":"IF(ABS(I75-I74)>0.0001,1,$M$2)","v":1},0.86511896182125891,{"$f":"$J75*$K75","v":0.86511896182125891},{"$f":"10^(LOG10($I75/22.27)/LOG10(2)*70/20)*$L75","v":1.021735500189438E+19},{"$f":"IF($I75<22.27,M75,0)","v":0},{"$f":"AND($I75>22.27,$I75<44.45)","v":false},{"$f":"IF($O75=TRUE,$L75,0)","v":0},{"$f":"10^(LOG10(44.45/$I75)/LOG10(2)*70/20)*$L75","v":2.2625578496654709E-16},{"$f":"IF($I75>44.45,Q75,0)","v":2.2625578496654709E-16},{"$f":"10^(LOG10($I75/44.548)/LOG10(2)*70/20)*$L75","v":3224271590828167},{"$f":"IF($I75<44.528,S75,0)","v":0},false,{"$f":"IF($U75=TRUE,$L75,0)","v":0},{"$f":"10^(LOG10(89.095/$I75)/LOG10(2)*70/20)*$L75","v":7.3394475468080669E-13},7.3394475468080669E-13,{"$f":"10^(LOG10($I75/89.09)/LOG10(2)*70/20)*$L75","v":1020402872610.472},{"$f":"IF($I75<89.09,Y75,0)","v":0},{"$f":"AND($I75>89.09,$I75<176.78)","v":false},{"$f":"IF($AA75=TRUE,$L75,0)","v":0},{"$f":"10^(LOG10(176.78/$I75)/LOG10(2)*70/20)*$L75","v":2.1161613790400989E-9},{"$f":"IF($I75>176.78,AC75,0)","v":2.1161613790400989E-9},{"$f":"10^(LOG10($I75/176.78)/LOG10(2)*70/20)*$L75","v":353673791.38267076},{"$f":"IF($I75<176.78,AE75,0)","v":0},{"$f":"AND($I75>176.78,$I75<353.55)","v":false},{"$f":"IF($AG75=TRUE,$L75,0)","v":0},{"$f":"10^(LOG10(353.55/$I75)/LOG10(2)*70/20)*$L75","v":6.6896895706322853E-6},{"$f":"IF($I75>353.55,AI75,0)","v":6.6896895706322853E-6},{"$f":"10^(LOG10($I75/353.55)/LOG10(2)*70/20)*$L75","v":111878.25835570949},{"$f":"IF($I75<353.55,AK75,0)","v":0},{"$f":"AND($I75>353.55,$I75<707.1)","v":false},{"$f":"IF($AM75=TRUE,$L75,0)","v":0},{"$f":"10^(LOG10(707.1/$I75)/LOG10(2)*70/20)*$L75","v":2.1154655882671881E-2},{"$f":"IF($I75>707.1,AO75,0)","v":2.1154655882671881E-2},{"$f":"10^(LOG10($I75/707.1)/LOG10(2)*70/20)*$L75","v":35.379011705680576},{"$f":"IF($I75<707.1,AQ75,0)","v":0},{"$f":"AND($I75>707.1,$I75<1414.2)","v":true},{"$f":"IF($AS75=TRUE,$L75,0)","v":0.86511896182125891},{"$f":"10^(LOG10(1414.2/$I75)/LOG10(2)*70/20)*$L75","v":66.896895706323022},{"$f":"IF($I75>1414.2,AU75,0)","v":0}]
[null,4,7,751.81746781226252,null,67,8,6,973.90304687866569,1,0.48374195055122243,0.48374195055122243,5.7773699956866376E+18,0,false,0,1.2510764079860278E-16,1.2510764079860278E-16,1823153834171537.5,0,false,0,4.0583314476666459E-13,4.0583314476666459E-13,576983469659.1366,0,false,0,1.1701268001610037E-9,1.1701268001610037E-9,199983689.53766653,0,false,0,3.6990491977058619E-6,3.6990491977058619E-6,63261.195571075739,0,false,0,1.1697420641769001E-2,1.1697420641769001E-2,20.004946550995573,0,true,0.48374195055122243,36.990491977058603,0]
[null,4,8,926.92192166003622,null,68,1,9,995.28986056504255,1,5.4726064286133413E-2,5.4726064286133413E-2,8.4138682419752499E+17,0,false,0,1.0994595069714288E-17,1.0994595069714288E-17,265514865016848.97,0,false,0,3.5665056619211951E-14,3.5665056619211951E-14,84028942150.73909,0,false,0,1.0283201142527184E-10,1.0283201142527184E-10,29124608.871688128,0,false,0,3.2507645266204592E-7,3.2507645266204592E-7,9213.0392334617718,0,false,0,1.0279820040999736E-3,1.0279820040999736E-3,2.9134188150230909,0,true,5.4726064286133413E-2,3.2507645266204697,0]
[null,4,9,1124.044795527685,null,69,5,8,998.91142849674259,1,0.16921614093449247,0.16921614093449247,2.7138343479693752E+18,0,false,0,3.2590179419407373E-17,3.2590179419407373E-17,856399624829425.63,0,false,0,1.0571836314601487E-13,1.0571836314601487E-13,271029475235.36917,0,false,0,3.0481465494256452E-10,3.0481465494256452E-10,93939388.702152357,0,false,0,9.6359164208454208E-7,9.6359164208454208E-7,29716.013612174695,0,false,0,3.0471443232889129E-3,3.0471443232889129E-3,9.3970285995039475,0,true,0.16921614093449247,9.635916420845426,0]
[null,4,10,1343.1860894152101,null,70,10,4,1008.5856312771231,1,0.99270928272987347,0.99270928272987347,1.7808642443894499E+19,0,false,0,1.7092274730013403E-16,1.7092274730013403E-16,5619839957838446,0,false,0,5.5445147559481452E-13,5.5445147559481452E-13,1778541501560.1875,0,false,0,1.5986336733421059E-9,1.5986336733421059E-9,616446241.84465671,0,false,0,5.0536613689969443E-6,5.0536613689969443E-6,195001.53414783688,0,false,0,1.598108044923496E-2,1.598108044923496E-2,61.664899513426626,0,true,0.99270928272987347,50.536613689969442,0]
[null,4,11,1584.3458033226104,null,71,7,7,1011.3927810961194,1,8.886846875700434E-2,8.886846875700434E-2,1.6466100425210744E+18,0,false,0,1.4814641544503041E-17,1.4814641544503041E-17,519617648627139.31,0,false,0,4.8056797556234573E-14,4.8056797556234573E-14,164446240455.20901,0,false,0,1.3856075452583656E-10,1.3856075452583656E-10,56997414.356184579,0,false,0,4.3802350975278012E-7,4.3802350975278012E-7,18030.093278947639,0,false,0,1.3851519595197645E-3,1.3851519595197645E-3,5.7016161186768191,0,true,8.886846875700434E-2,4.3802350975278097,0]
[null,4,12,1847.5239372498868,null,72,11,2,1015.745596144639,1,0.59084409622085377,0.59084409622085377,1.1508030252878637E+19,0,false,0,9.3698215354941062E-17,9.3698215354941062E-17,3631567563608035,0,false,0,3.0394499611525614E-13,3.0394499611525614E-13,1149302057719.2747,0,false,0,8.7635569030168951E-10,8.7635569030168951E-10,398350521.25794011,0,false,0,2.7703688289759388E-6,2.7703688289759388E-6,126010.92763813703,0,false,0,8.7606754582974424E-3,8.7606754582974424E-3,39.848154140717448,0,true,0.59084409622085377,27.703688289759413,0]
[null,4,13,2132.720491197038,null,73,2,9,1023.6725746280107,1,9.7522505887416469E-2,9.7522505887416469E-2,2.0791520250585224E+18,0,false,0,1.4128952724914513E-17,1.4128952724914513E-17,656114112328109,0,false,0,4.5832510948249211E-14,4.5832510948249211E-14,207644023190.95618,0,false,0,1.3214753420412247E-10,1.3214753420412247E-10,71969857.11341776,0,false,0,4.177497945601326E-7,4.177497945601326E-7,22766.352679060816,0,false,0,1.3210408428774387E-3,1.3210408428774387E-3,7.1993528480508475,0,true,9.7522505887416469E-2,4.1774979456013339,0]
[null,4,14,2439.9354651640651,null,74,3,9,1066.590886282225,1,0.11906021613840287,0.11906021613840287,4.091966292576511E+18,0,false,0,1.0700099074436817E-17,1.0700099074436817E-17,1291294142694933.8,0,false,0,3.4709749372414322E-14,3.4709749372414322E-14,408662922918.51337,0,false,0,1.0007760206694149E-10,1.0007760206694149E-10,141643432.43797332,0,false,0,3.1636910938464895E-7,3.1636910938464895E-7,44806.318462933443,0,false,0,1.0004469669744429E-3,1.0004469669744429E-3,14.169001990972426,0,true,0.11906021613840287,3.1636910938464982,0]
[null,4,15,2769.1688591509674,null,75,11,3,1080.7579498930345,1,0.78894327591451496,0.78894327591451496,3.1611060041873936E+19,0,false,0,6.0818963118211233E-17,6.0818963118211233E-17,9975443040794906,0,false,0,1.972889178163378E-13,1.972889178163378E-13,3156983041795.9951,0,false,0,5.688373487690122E-10,5.688373487690122E-10,1094216991.8302517,0,false,0,1.7982301903516847E-6,1.7982301903516847E-6,346135.60374547815,0,false,0,5.686503158789471E-3,5.686503158789471E-3,109.45768871132177,0,true,0.78894327591451496,17.982301903516891,0]
[null,4,16,3120.4206731577469,null,76,6,8,1085.4365329246948,1,7.3949067821439771E-2,7.3949067821439771E-2,3.115571455651456E+18,0,false,0,5.4214343681868675E-18,5.4214343681868675E-18,983175051839709.38,0,false,0,1.7586437924516691E-14,1.7586437924516691E-14,311150788298.97412,0,false,0,5.0706460524994006E-11,5.0706460524994006E-11,107845520.57157382,0,false,0,1.6029518518648855E-7,1.6029518518648855E-7,34114.964995971954,0,false,0,5.0689788314778621E-4,5.0689788314778621E-4,10.788099168418832,0,true,7.3949067821439771E-2,1.6029518518648873,0]
[null,4,17,3493.6909071844011,null,77,9,6,1104.0349440803559,1,0.73328512499243503,0.73328512499243503,3.7641291135925428E+19,0,false,0,4.4123276216086634E-17,4.4123276216086634E-17,1.187839177841576E+16,0,false,0,1.4313025031787294E-13,1.4313025031787294E-13,3759219641163.8706,0,false,0,4.12683251652575E-10,4.12683251652575E-10,1302953469.4755425,0,false,0,1.3045899390750211E-6,1.3045899390750211E-6,412165.58431871358,0,false,0,4.1254756200173716E-3,4.1254756200173716E-3,130.33820195813129,0,true,0.73328512499243503,13.045899390750234,0]
[null,4,18,3888.9795612309299,null,78,10,5,1117.6348250652698,1,0.97094080306354968,0.97094080306354968,5.7465216131231121E+19,0,false,0,5.0671874866021153E-17,5.0671874866021153E-17,1.8134190678348616E+16,0,false,0,1.6437306464122746E-13,1.6437306464122746E-13,5739026548907.9873,0,false,0,4.7393203497926341E-10,4.7393203497926341E-10,1989158726.3033171,0,false,0,1.4982119147394235E-6,1.4982119147394235E-6,629234.11152931221,0,false,0,4.7377620681785856E-3,4.7377620681785856E-3,198.98129739050364,0,true,0.97094080306354968,14.982119147394265,0]
[null,4,19,4306.2866352973351,null,79,4,9,1124.044795527685,1,0.11464423368673742,0.11464423368673742,7.2517326633200067E+18,0,false,0,5.5982096599890882E-18,5.5982096599890882E-18,2288415701156357.5,0,false,0,1.81598743040311E-14,1.81598743040311E-14,724227438479.23608,0,false,0,5.2359832814836817E-11,5.2359832814836817E-11,251018760.20304897,0,false,0,1.6552188834499375E-7,1.6552188834499375E-7,79405.210084511185,0,false,0,5.2342616978225879E-4,5.2342616978225879E-4,25.110132195122635,0,true,0.11464423368673742,1.6552188834499386,0]
[null,4,20,4745.6121293836168,null,80,8,7,1126.9890807065635,1,0.33390126156004146,0.33390126156004146,2.1772918740703818E+19,0,false,0,1.5816339601059568E-17,1.5816339601059568E-17,6870839207607696,0,false,0,5.1306177608515644E-14,5.1306177608515644E-14,2174452079232.7759,0,false,0,1.4792959670177409E-10,1.4792959670177409E-10,753669684.47937465,0,false,0,4.6764064879238169E-7,4.6764064879238169E-7,238409.6693888671,0,false,0,1.4788095766627935E-3,1.4788095766627935E-3,75.391757147654388,0,true,0.33390126156004146,4.6764064879238196,0]
[null,5,1,235.56707197971537,null,81,12,1,1146.4903523915473,1,0.20842819524662767,0.20842819524662767,1.6591376959972727E+19,0,false,0,8.0875507446728414E-18,8.0875507446728414E-18,5235709767825689,0,false,0,2.623497758585513E-14,2.623497758585513E-14,1656973718480.0032,0,false,0,7.5642541203682663E-11,7.5642541203682663E-11,574310591.40106416,0,false,0,2.3912406870213899E-7,2.3912406870213899E-7,181672.68903357259,0,false,0,7.5617670046534383E-4,7.5617670046534383E-4,57.449948599358379,0,true,0.20842819524662767,2.3912406870213916,0]
[null,5,2,278.5610057082352,null,82,11,4,1167.7887236613053,1,0.88450498456407245,0.88450498456407245,8.7210543790033928E+19,0,false,0,2.7708823618169452E-17,2.7708823618169452E-17,2.7520868043710848E+16,0,false,0,8.9883870840861419E-14,8.9883870840861419E-14,8709679695848.0859,0,false,0,2.5915952782411281E-10,2.5915952782411281E-10,3018793382.9299917,0,false,0,8.1926492354819968E-7,8.1926492354819968E-7,954940.27051758941,0,false,0,2.5907431654960326E-3,2.5907431654960326E-3,301.97862842529179,0,true,0.88450498456407245,8.1926492354820315,0]
[null,5,3,343.57335945663073,null,83,7,8,1186.4972349438929,1,3.7438011151959681E-2,3.7438011151959681E-2,4.4405275062854369E+18,0,false,0,9.7493909811053558E-19,9.7493909811053558E-19,1401288952390594.8,0,false,0,3.1625774222623804E-15,3.1625774222623804E-15,443473582201.9856,0,false,0,9.1185666993784801E-12,9.1185666993784801E-12,153708880.48774052,0,false,0,2.8825958715689593E-8,2.8825958715689593E-8,48623.003066030979,0,false,0,9.1155685279561616E-5,9.1155685279561616E-5,15.375943636600779,0,true,3.7438011151959681E-2,0.28825958715689726,0]
[null,5,4,430.60413322490183,null,84,12,2,1189.4842861200673,1,0.38976737067734707,0.38976737067734707,4.7601806587656077E+19,0,false,0,9.8576645802186868E-18,9.8576645802186868E-18,1.5021612993208334E+16,0,false,0,3.1976999894716197E-14,3.1976999894716197E-14,4753972057786.6152,0,false,0,9.21983456700325E-11,9.21983456700325E-11,1647736758.622894,0,false,0,2.9146090537676146E-7,2.9146090537676146E-7,521231.49431774579,0,false,0,9.2168030988538365E-4,9.2168030988538365E-4,164.82787102571871,0,true,0.38976737067734707,2.9146090537676175,0]
[null,5,5,539.65332701304851,null,85,5,9,1196.0343023643914,1,8.5237189503941269E-2,8.5237189503941269E-2,1.1096244453773832E+19,0,false,0,2.0224078406340731E-18,2.0224078406340731E-18,3501621089856859.5,0,false,0,6.5604317108539992E-15,6.5604317108539992E-15,1108177186142.5356,0,false,0,1.8915500285000393E-11,1.8915500285000393E-11,384096553.8877219,0,false,0,5.9796396547628448E-8,5.9796396547628448E-8,121501.94483281023,0,false,0,1.8909280896113492E-4,1.8909280896113492E-4,38.422288581180652,0,true,8.5237189503941269E-2,0.59796396547628494,0]
[null,5,6,670.72094082107094,null,86,1,10,1214.4311544525676,1,0.21098376891477474,0.21098376891477474,3.2799915876504629E+19,0,false,0,4.1919092836015023E-18,4.1919092836015023E-18,1.0350608050964232E+16,0,false,0,1.359801620653356E-14,1.359801620653356E-14,3275713565356.3442,0,false,0,3.9206761196001077E-11,3.9206761196001077E-11,1135369242.1301897,0,false,0,1.2394189973835033E-7,1.2394189973835033E-7,359153.36814632849,0,false,0,3.9193870070141447E-4,3.9193870070141447E-4,113.57426726633629,0,true,0.21098376891477474,1.2394189973835041,0]
[null,5,7,823.80697464896878,null,87,2,10,1242.8138685155357,1,0.37597561809965446,0.37597561809965446,7.6460432891319124E+19,0,false,0,5.7104341090180653E-18,5.7104341090180653E-18,2.4128475671853776E+16,0,false,0,1.8523916026650146E-14,1.8523916026650146E-14,7636070719758.2197,0,false,0,5.3409463633577148E-11,5.3409463633577148E-11,2646678243.6764507,0,false,0,1.68840021078484E-7,1.68840021078484E-7,837228.42784832499,0,false,0,5.3391902679884786E-4,5.3391902679884786E-4,264.75487538426489,0,true,0.37597561809965446,1.6884002107848415,0]
[null,5,8,998.91142849674259,null,88,10,6,1248.7024388732923,1,0.82298097666920722,0.82298097666920722,1.7682149536159872E+20,0,false,0,1.1831261332901411E-17,1.1831261332901411E-17,5.5799228277421736E+16,0,false,0,3.8379094695079778E-14,3.8379094695079778E-14,17659087089838.836,0,false,0,1.106573177862307E-10,1.106573177862307E-10,6120676892.4926863,0,false,0,3.4981410777115351E-7,3.4981410777115351E-7,1936164.588314679,0,false,0,1.1062093382164539E-3,1.1062093382164539E-3,612.26900240366092,0,true,0.82298097666920722,3.4981410777115416,0]
[null,5,9,1196.0343023643914,null,89,12,3,1254.4966398684628,1,0.52044921534060662,0.52044921534060662,1.1800480505204844E+20,0,false,0,7.0899559629534478E-18,7.0899559629534478E-18,3.723855542261156E+16,0,false,0,2.2998908031001079E-14,2.2998908031001079E-14,11785089392961.676,0,false,0,6.6312076794480778E-11,6.6312076794480778E-11,4084736881.1588435,0,false,0,2.0962825091355956E-7,2.0962825091355956E-7,1292132.0698341636,0,false,0,6.6290273480412232E-4,6.6290273480412232E-4,408.60803784236958,0,true,0.52044921534060662,2.0962825091356021,0]
[null,5,10,1415.1755962519162,null,90,9,7,1257.1209779082535,1,0.50614760212379106,0.50614760212379106,1.1758464698093733E+20,0,false,0,6.7296156510659398E-18,6.7296156510659398E-18,3.7105966926656184E+16,0,false,0,2.1830010264038054E-14,2.1830010264038054E-14,11743128386161.494,0,false,0,6.2941828155576982E-11,6.2941828155576982E-11,4070193107.5537734,0,false,0,1.9897409315724596E-7,1.9897409315724596E-7,1287531.4121080295,0,false,0,6.2921132974342155E-4,6.2921132974342155E-4,407.15318212742642,0,true,0.50614760212379106,1.9897409315724628,0]
[null,5,11,1656.3353101593168,null,91,11,5,1276.8379174494521,1,0.86510924695366442,0.86510924695366442,2.4083858408608793E+20,0,false,0,9.5984776108516446E-18,9.5984776108516446E-18,7.600098112477048E+16,0,false,0,3.1136230600456136E-14,3.1136230600456136E-14,24052446351459.516,0,false,0,8.9774180229992348E-11,8.9774180229992348E-11,8336628719.3865261,0,false,0,2.8379754169271266E-7,2.8379754169271266E-7,2637140.5640119896,0,false,0,8.9744662610557048E-4,8.9744662610557048E-4,833.93706922989452,0,true,0.86510924695366442,2.8379754169271307,0]
[null,5,12,1919.5134440865934,null,92,6,9,1282.5594067923437,1,3.7249464931220645E-2,3.7249464931220645E-2,1.0923228778034106E+19,0,false,0,3.9235172016581688E-19,3.9235172016581688E-19,3447022856952932,0,false,0,1.2727386707405949E-15,1.2727386707405949E-15,1090898184630.0499,0,false,0,3.6696500703290778E-12,3.6696500703290778E-12,378107615.45931542,0,false,0,1.1600636911011861E-8,1.1600636911011861E-8,119607.45330673491,0,false,0,3.668443494741757E-5,3.668443494741757E-5,37.82319775815192,0,true,3.7249464931220645E-2,0.11600636911011891,0]
[null,5,13,2204.7099980337448,null,93,3,10,1285.7321801697499,1,0.45900931222369701,0.45900931222369701,1.385250329457966E+20,0,false,0,4.6978726962966715E-18,4.6978726962966715E-18,4.3714085324710432E+16,0,false,0,1.5239296639928489E-14,1.5239296639928489E-14,13834435773264.307,0,false,0,4.3939016918483865E-11,4.3939016918483865E-11,4795044666.0867462,0,false,0,1.3890168591808782E-7,1.3890168591808782E-7,1516824.9925513344,0,false,0,4.3924569833849413E-4,4.3924569833849413E-4,479.6621788330151,0,true,0.45900931222369701,1.38901685918088,0]
[null,5,14,2511.9249720007715,null,94,8,8,1302.0935345543373,1,0.14066405474048385,0.14066405474048385,4.9174521934553055E+19,0,false,0,1.2428325843259588E-18,1.2428325843259588E-18,1.551791183106981E+16,0,false,0,4.0315895407814115E-15,4.0315895407814115E-15,4911038466605.1904,0,false,0,1.1624163846029674E-11,1.1624163846029674E-11,1702176307.7429461,0,false,0,3.674674739758194E-8,3.674674739758194E-8,538452.45354520401,0,false,0,1.1620341837922394E-4,1.1620341837922394E-4,170.27361649088502,0,true,0.14066405474048385,0.36746747397581947,0]
[null,5,15,2841.1583659876737,null,95,13,1,1334.7646399582216,1,5.5467532424432135E-2,5.5467532424432135E-2,2.5865975487012618E+19,0,false,0,3.6739677810148862E-19,3.6739677810148862E-19,8162477462745526,0,false,0,1.1917880385426729E-15,1.1917880385426729E-15,2583223905298.9678,0,false,0,3.4362474874049653E-12,3.4362474874049653E-12,895350862.97841048,0,false,0,1.0862795818072929E-8,1.0862795818072929E-8,283227.92813031358,0,false,0,3.4351176542462646E-5,3.4351176542462646E-5,89.564534986226406,0,true,5.5467532424432135E-2,0.10862795818072969,0]
[null,5,16,3192.4101799944538,null,96,12,4,1341.5274136367339,1,0.58348925611618563,0.58348925611618563,2.885638674925063E+20,0,false,0,3.644267858456875E-18,3.644267858456875E-18,9.1061559466524672E+16,0,false,0,1.182153764493446E-14,1.182153764493446E-14,28818749986307.051,0,false,0,3.4084692676846961E-11,3.4084692676846961E-11,9988639628.6708202,0,false,0,1.07749822568796E-7,1.07749822568796E-7,3159724.1079969602,0,false,0,3.4073485679641038E-4,3.4073485679641038E-4,999.1924959014226,0,true,0.58348925611618563,1.0774982256879619,0]
[null,5,17,3565.680414021107,null,97,4,10,1343.1860894152101,1,0.44198450634248987,0.44198450634248987,2.2174581718529727E+20,0,false,0,2.7211041700335444E-18,2.7211041700335444E-18,6.9975912415979904E+16,0,false,0,8.8269130127720185E-15,8.8269130127720185E-15,22145659889793.395,0,false,0,2.5450379329842462E-11,2.5450379329842462E-11,7675732503.4347019,0,false,0,8.0454703907653358E-8,8.0454703907653358E-8,2428078.0906364322,0,false,0,2.5442011282263344E-4,2.5442011282263344E-4,767.8257103163894,0,true,0.44198450634248987,0.80454703907653258,0]
[null,5,18,3960.9690680676363,null,98,13,2,1377.7585736867416,1,0.10372605417155627,0.10372605417155627,6.9929421496052408E+19,0,false,0,4.7522829694096822E-19,4.7522829694096822E-19,2.2067496632050676E+16,0,false,0,1.5415796589124978E-15,1.5415796589124978E-15,6983821405963.6133,0,false,0,4.4447914043928385E-12,4.4447914043928385E-12,2420607253.5523911,0,false,0,1.4051043080225907E-8,1.4051043080225907E-8,765714.99016624223,0,false,0,4.4433299634661768E-5,4.4433299634661768E-5,242.14034074587636,0,true,0.10372605417155627,0.14051043080225906,0]
[null,5,19,4378.276142134041,null,99,7,9,1383.6201088115417,1,1.8858194221824311E-2,1.8858194221824311E-2,1.3356999731875185E+19,0,false,0,8.2238996913826337E-20,8.2238996913826337E-20,4215043400782328,0,false,0,2.667727608557634E-16,2.667727608557634E-16,1333957848517.1233,0,false,0,7.6917807491980696E-13,7.6917807491980696E-13,462352608.45822376,0,false,0,2.4315548883535843E-9,2.4315548883535843E-9,146256.82151425694,0,false,0,7.6892517029137458E-6,7.6892517029137458E-6,46.250467932176768,0,true,1.8858194221824311E-2,2.4315548883535841E-2,0]
[null,5,20,4817.6016362203227,null,100,10,7,1401.7884727011901,1,0.56805986339749115,0.56805986339749115,4.6824769254952881E+20,0,false,0,2.1286246025217356E-18,2.1286246025217356E-18,1.477640477675864E+17,0,false,0,6.9049852667251176E-15,6.9049852667251176E-15,46763696718199.023,0,false,0,1.9908941444291061E-11,1.9908941444291061E-11,16208396077.015387,0,false,0,6.293690039963541E-8,6.293690039963541E-8,5127230.7081243629,0,false,0,1.9902395413401002E-4,1.9902395413401002E-4,1621.3727126830981,0,true,0.56805986339749115,0.62936900399635642,0]
[null,6,1,322.09217640766764,null,101,11,6,1407.9055312574746,1,0.73327689055507705,0.73327689055507705,6.3582277266409469E+20,0,false,0,2.6120797434280395E-18,2.6120797434280395E-18,2.0064540209499939E+17,0,false,0,8.4732517525704455E-15,8.4732517525704455E-15,63499348273335.227,0,false,0,2.4430678193853157E-11,2.4430678193853157E-11,22009008262.300652,0,false,0,7.7231186021846738E-8,7.7231186021846738E-8,6962148.6593514467,0,false,0,2.4422645422519397E-4,2.4422645422519397E-4,2201.6247172238382,0,true,0.73327689055507705,0.7723118602184661,0]
[null,6,2,365.08611013618747,null,102,5,10,1415.1755962519162,1,0.3286124030264157,0.3286124030264157,3.0252336657636708E+20,0,false,0,1.1025428851909273E-18,1.1025428851909273E-18,9.546673245992064E+16,0,false,0,3.5765077454977032E-15,3.5765077454977032E-15,30212879187331.324,0,false,0,1.0312039856666797E-11,1.0312039856666797E-11,10471847755.028,0,false,0,3.2598811302557517E-8,3.2598811302557517E-8,3312578.1925159795,0,false,0,1.0308649273012215E-4,1.0308649273012215E-4,1047.5292015754228,0,false,0,0.32598811302557557,0.32598811302557557]
[null,6,3,430.09846388458294,null,103,9,8,1432.2254317560275,1,0.2132270290901645,0.2132270290901645,2.2562568208900483E+20,0,false,0,6.2241850037692411E-19,6.2241850037692411E-19,7.1200274120448584E+16,0,false,0,2.0190458053281601E-15,2.0190458053281601E-15,22533140337751.848,0,false,0,5.8214555366726243E-12,5.8214555366726243E-12,7810034045.3007689,0,false,0,1.8403005921619907E-8,1.8403005921619907E-8,2470561.9358196552,0,false,0,5.8195414505885048E-5,5.8195414505885048E-5,781.26028177048806,0,false,0,0.18403005921619903,0.18403005921619903]
[null,6,4,517.12923765285404,null,104,13,3,1442.7709274351371,1,0.13850349609857998,0.13850349609857998,1.596062331522299E+20,0,false,0,3.7124288348501001E-19,3.7124288348501001E-19,5.0366640209371032E+16,0,false,0,1.2042643112382172E-15,1.2042643112382172E-15,15939806218426.709,0,false,0,3.4722199584449222E-12,3.4722199584449222E-12,5524770510.2532949,0,false,0,1.0976513357164919E-8,1.0976513357164919E-8,1747660.4644231144,0,false,0,3.4710782975902387E-5,3.4710782975902387E-5,552.65876442047079,0,false,0,0.1097651335716491,0.1097651335716491]
[null,6,5,626.17843144100084,null,105,12,5,1450.5766074248804,1,0.57069429768449353,0.57069429768449353,7.0022474565214405E+20,0,false,0,1.436667029291887E-18,1.436667029291887E-18,2.2096861214888829E+17,0,false,0,4.66036362574125E-15,4.66036362574125E-15,69931145761687.453,0,false,0,1.3437089718511655E-11,1.3437089718511655E-11,24238282859.785225,0,false,0,4.2477837389864665E-8,4.2477837389864665E-8,7667339.0507236226,0,false,0,1.343267162302344E-4,1.343267162302344E-4,2424.6254993039934,0,false,0,0.42477837389864781,0.42477837389864781]
[null,6,6,757.24604524902327,null,106,1,11,1455.590868359968,1,0.33982031063306894,0.33982031063306894,4.3401797152020044E+20,0,false,0,8.2182143691262889E-19,8.2182143691262889E-19,1.3696223878117205E+17,0,false,0,2.6658833629179874E-15,2.6658833629179874E-15,43345189123963.289,0,false,0,7.6864632898508463E-12,7.6864632898508463E-12,15023534122.804129,0,false,0,2.4298739129473742E-8,2.4298739129473742E-8,4752421.2224939624,0,false,0,7.683935991939408E-5,7.683935991939408E-5,1502.8475463602754,0,false,0,0.24298739129473779,0.24298739129473779]
[null,6,7,910.33207907692099,null,107,2,11,1483.973582422936,1,0.60556388764054181,0.60556388764054181,9.6812205115366808E+20,0,false,0,1.1699743426587439E-18,1.1699743426587439E-18,3.055084633361945E+17,0,false,0,3.7952467470940463E-15,3.7952467470940463E-15,96685935044009.813,0,false,0,1.0942723602706118E-11,1.0942723602706118E-11,33511549348.06546,0,false,0,3.4592552668426469E-8,3.4592552668426469E-8,10600767.903116629,0,false,0,1.0939125651156351E-4,1.0939125651156351E-4,3352.2571520655638,0,false,0,0.34592552668426602,0.34592552668426602]
[null,6,8,1085.4365329246948,null,108,8,9,1499.2164084219862,1,7.0854994234556656E-2,7.0854994234556656E-2,1.2756805848080666E+20,0,false,0,1.2155854733538013E-19,1.2155854733538013E-19,4.0256413404498136E+16,0,false,0,3.9432034065609404E-16,3.9432034065609404E-16,12740167421316.049,0,false,0,1.136932269826311E-12,1.136932269826311E-12,4415768943.5150146,0,false,0,3.5941133900772526E-9,3.5941133900772526E-9,1396848.0298478138,0,false,0,1.1365584481553297E-5,1.1365584481553297E-5,441.72213194379771,0,false,0,3.594113390077245E-2,3.594113390077245E-2]
[null,6,9,1282.5594067923437,null,109,6,10,1501.7007006798685,1,0.14360675491219269,0.14360675491219269,2.6357647028124349E+20,0,false,0,2.416738232177896E-19,2.416738232177896E-19,8.3176333305538512E+16,0,false,0,7.8395889378288813E-16,7.8395889378288813E-16,26323269317513.234,0,false,0,2.2603656790214968E-12,2.2603656790214968E-12,9123700756.8342438,0,false,0,7.1455536702140557E-9,7.1455536702140557E-9,2886116.4590193033,0,false,0,2.2596224740852083E-5,2.2596224740852083E-5,912.67016030010086,0,false,0,7.1455536702140623E-2,7.1455536702140623E-2]
[null,6,10,1501.7007006798685,null,110,3,11,1526.8918940771503,1,0.73930183286438134,0.73930183286438134,1.6464771861063561E+21,0,false,0,1.0253552551727039E-18,1.0253552551727039E-18,5.1957572337706067E+17,0,false,0,3.3261209711374403E-15,3.3261209711374403E-15,164432972141912.31,0,false,0,9.5901070158850696E-12,9.5901070158850696E-12,56992815530.765068,0,false,0,3.0316609839328306E-8,3.0316609839328306E-8,18028638.524337832,0,false,0,9.5869538026948812E-5,9.5869538026948812E-5,5701.156084876452,0,false,0,0.30316609839328379,0.30316609839328379]
[null,6,11,1742.8604145872691,null,111,13,4,1529.8017012034079,1,0.15527989960588581,0.15527989960588581,3.5355969701930769E+20,0,false,0,2.1064649800227082E-19,2.1064649800227082E-19,1.1157217171663467E+17,0,false,0,6.8331022927658735E-16,6.8331022927658735E-16,35309855673107.25,0,false,0,1.9701683374343746E-12,1.9701683374343746E-12,12238470573.034033,0,false,0,6.2281708332202032E-9,6.2281708332202032E-9,3871417.1250738194,0,false,0,1.9695205489604645E-5,1.9695205489604645E-5,1224.2495887814162,0,false,0,6.228170833220234E-2,6.228170833220234E-2]
[null,6,12,2006.0385485145455,null,112,14,1,1537.574525116142,1,0.10958438420369095,0.10958438420369095,2.6465924370210924E+20,0,false,0,1.4015118984673666E-19,1.4015118984673666E-19,8.3518022086984176E+16,0,false,0,4.5463248891290737E-16,4.5463248891290737E-16,26431405435797.734,0,false,0,1.3108285174853319E-12,1.3108285174853319E-12,9161180963.8834229,0,false,0,4.1438408002165785E-9,4.1438408002165785E-9,2897972.639459149,0,false,0,1.310397518981915E-5,1.310397518981915E-5,916.41941375408567,0,false,0,4.1438408002165875E-2,4.1438408002165875E-2]
[null,6,13,2291.2351024616969,null,113,11,7,1560.9915650853723,1,0.50614191833097766,0.50614191833097766,1.4572468100192781E+21,0,false,0,5.429977293388345E-19,5.429977293388345E-19,4.598606478387977E+17,0,false,0,1.7614150078449946E-15,1.7614150078449946E-15,145534615443077.44,0,false,0,5.0786362165423073E-12,5.0786362165423073E-12,50442605173.673393,0,false,0,1.6054777328111601E-8,1.6054777328111601E-8,15956598.852554407,0,false,0,5.076966368366521E-5,5.076966368366521E-5,5045.9196083701081,0,false,0,0.16054777328111638,0.16054777328111638]
[null,6,14,2598.4500764287236,null,114,10,8,1576.8929265489637,1,0.23930908001809995,0.23930908001809995,7.7516980219902847E+20,0,false,0,2.2819599702326635E-19,2.2819599702326635E-19,2.4461888334454448E+17,0,false,0,7.4023855380822221E-16,7.4023855380822221E-16,77415876494270.453,0,false,0,2.1343081054196293E-12,2.1343081054196293E-12,26832506344.181103,0,false,0,6.7470556899673236E-9,6.7470556899673236E-9,8487974.3714382648,0,false,0,2.1336063480295663E-5,2.1336063480295663E-5,2684.133173488091,0,false,0,6.7470556899673365E-2,6.7470556899673365E-2]
[null,6,15,2927.6834704156263,null,115,14,2,1580.568458844662,1,0.20492629247126729,0.20492629247126729,6.8201076041405943E+20,0,false,0,1.9019130230167522E-19,1.9019130230167522E-19,2.1522085892429514E+17,0,false,0,6.1695619730060019E-16,6.1695619730060019E-16,68112122848694.313,0,false,0,1.7788517037018413E-12,1.7788517037018413E-12,23607805675.215664,0,false,0,5.6233734382552439E-9,5.6233734382552439E-9,7467899.0835524239,0,false,0,1.778266819857872E-5,1.778266819857872E-5,2361.5570440309775,0,false,0,5.6233734382552324E-2,5.6233734382552324E-2]
[null,6,16,3278.9352844224059,null,116,12,6,1581.644221232903,1,0.48372727668464366,0.48372727668464366,1.6226680456607493E+21,0,false,0,4.4540797007180892E-19,4.4540797007180892E-19,5.1206231749788237E+17,0,false,0,1.4448463422739088E-15,1.4448463422739088E-15,162055163472192.72,0,false,0,4.1658830704459767E-12,4.1658830704459767E-12,56168662022.405502,0,false,0,1.3169347482126919E-8,1.3169347482126919E-8,17767932.581800997,0,false,0,4.1645133341724806E-5,4.1645133341724806E-5,5618.7136270806959,0,false,0,0.13169347482126972,0.13169347482126972]
[null,6,17,3652.2055184490596,null,117,4,11,1584.3458033226104,1,0.71188088549588269,0.71188088549588269,2.4358690590576256E+21,0,false,0,6.4260964297104276E-19,6.4260964297104276E-19,7.6868263896485683E+17,0,false,0,2.0845432828850477E-15,2.0845432828850477E-15,243269200757389.28,0,false,0,6.0103024921777146E-12,6.0103024921777146E-12,84317618920.837769,0,false,0,1.8999996076152024E-8,1.8999996076152024E-8,26672342.094348293,0,false,0,6.008326313490254E-5,6.008326313490254E-5,8434.5351549326115,0,false,0,0.18999996076152084,0.18999996076152084]
[null,6,18,4047.4941724955884,null,118,7,10,1602.7614026990668,1,7.2703435625197502E-2,7.2703435625197502E-2,2.8454764736254607E+20,0,false,0,5.7377468364280397E-20,5.7377468364280397E-20,8.9794168398568016E+16,0,false,0,1.8612515012181308E-16,1.8612515012181308E-16,28417651800241.719,0,false,0,5.366491848928317E-13,5.366491848928317E-13,9849618150.0076332,0,false,0,1.6964757465209561E-9,1.6964757465209561E-9,3115747.1968267504,0,false,0,5.364727354240695E-6,5.364727354240695E-6,985.28577552574802,0,false,0,1.6964757465209587E-2,1.6964757465209587E-2]
[null,6,19,4464.8012465619931,null,119,9,9,1629.3483056236764,1,0.10740625915205493,0.10740625915205493,5.0898319928898126E+20,0,false,0,7.000712579710237E-20,7.000712579710237E-20,1.6061887537156342E+17,0,false,0,2.2709413939033324E-16,2.2709413939033324E-16,50831934347846.805,0,false,0,6.5477386972153873E-13,6.5477386972153873E-13,17618455834.14085,0,false,0,2.0698959780589065E-9,2.0698959780589065E-9,5573277.4145764541,0,false,0,6.5455858102880586E-6,6.5455858102880586E-6,1762.4250662036163,0,false,0,2.0698959780589114E-2,2.0698959780589114E-2]
[null,6,20,4904.1267406482748,null,120,13,5,1638.8508949915547,1,0.15187486713971987,0.15187486713971987,7.7005763040115543E+20,0,false,0,9.2519889777899255E-20,9.2519889777899255E-20,2.4300564486039437E+17,0,false,0,3.0012265903465883E-16,3.0012265903465883E-16,76905326084026.234,0,false,0,8.6533485793516349E-13,8.6533485793516349E-13,26655548493.385456,0,false,0,2.7355293559223867E-9,2.7355293559223867E-9,8431996.9803175461,0,false,0,8.6505033709681923E-6,8.6505033709681923E-6,2666.4315681465305,0,false,0,2.7355293559223975E-2,2.7355293559223975E-2]
[null,7,1,423.15287842686581,null,121,14,3,1645.5808125930573,1,0.27363431662836557,0.27363431662836557,1.4551268115547947E+21,0,false,0,1.5893765222726803E-19,1.5893765222726803E-19,4.5919164389204902E+17,0,false,0,5.1557336397268863E-16,5.1557336397268863E-16,145322892103458.03,0,false,0,1.4865375546900612E-12,1.4865375546900612E-12,50369221416.867599,0,false,0,4.6992988693868493E-9,4.6992988693868493E-9,15933385.238475414,0,false,0,1.4860487833116586E-5,1.4860487833116586E-5,5038.5788190487319,0,false,0,4.6992988693868608E-2,4.6992988693868608E-2]
[null,7,2,466.1468121553857,null,122,5,11,1656.3353101593168,1,0.52927848169886338,0.52927848169886338,3.0360374128731777E+21,0,false,0,2.8500197503583256E-19,2.8500197503583256E-19,9.5807664284970842E+17,0,false,0,9.2450986250868924E-16,9.2450986250868924E-16,303207757474833.44,0,false,0,2.6656121637294352E-12,2.6656121637294352E-12,105092449307.22353,0,false,0,8.4266342197115576E-9,8.4266342197115576E-9,33244081.07499925,0,false,0,2.6647357143404268E-5,2.6647357143404268E-5,10512.70149162965,0,false,0,8.426634219711561E-2,8.426634219711561E-2]
[null,7,3,531.15916590378117,null,123,8,10,1718.3577023095111,1,0.27316515311387496,0.27316515311387496,2.4025523585332239E+21,0,false,0,9.5932165053403222E-20,9.5932165053403222E-20,7.5816895014998272E+17,0,false,0,3.1119164248784827E-16,3.1119164248784827E-16,239941876130348.69,0,false,0,8.9724973318903493E-13,8.9724973318903493E-13,83164361175.692642,0,false,0,2.8364198694004844E-9,2.8364198694004844E-9,26307530.024283227,0,false,0,8.9695471878628661E-6,8.9695471878628661E-6,8319.1714489999722,0,false,0,2.8364198694004875E-2,2.8364198694004875E-2]
[null,7,4,618.18993967205233,null,124,1,12,1718.7690022872443,1,0.42449104686763406,0.42449104686763406,3.7439028302607229E+21,0,false,0,1.4866167245043778E-19,1.4866167245043778E-19,1.1814564074746217E+18,0,false,0,4.8223940321882074E-16,4.8223940321882074E-16,373901973853724.38,0,false,0,1.3904267235847248E-12,1.3904267235847248E-12,129595214055.01811,0,false,0,4.3954696667379251E-9,4.3954696667379251E-9,40995084.150929496,0,false,0,1.3899695533073123E-5,1.3899695533073123E-5,12963.783878720731,0,false,0,4.3954696667379375E-2,4.3954696667379375E-2]
[null,7,5,727.2391334601989,null,125,14,4,1732.6115863613284,1,0.30677860423491082,0.30677860423491082,2.9701967815304335E+21,0,false,0,9.7870413783910152E-20,9.7870413783910152E-20,9.372994380720224E+17,0,false,0,3.1747907283679879E-16,3.1747907283679879E-16,296632281792116.25,0,false,0,9.153780966564368E-13,9.153780966564368E-13,102813375544.03264,0,false,0,2.8937279392016251E-9,2.8937279392016251E-9,32523137.625123698,0,false,0,9.1507712167423849E-6,9.1507712167423849E-6,10284.719155051032,0,false,0,2.8937279392016308E-2,2.8937279392016308E-2]
[null,7,6,858.30674726822133,null,126,12,7,1734.730255060801,1,0.33389113297277079,0.33389113297277079,3.2789576462591113E+21,0,false,0,1.0501721040958146E-19,1.0501721040958146E-19,1.0347345261471308E+18,0,false,0,3.4066236468923472E-16,3.4066236468923472E-16,327468097251246.38,0,false,0,9.8222180191389667E-13,9.8222180191389667E-13,113501134326.9016,0,false,0,3.1050367941652674E-9,3.1050367941652674E-9,35904015.336414315,0,false,0,9.818988488189688E-6,9.818988488189688E-6,11353.846560868562,0,false,0,3.1050367941652758E-2,3.1050367941652758E-2]
[null,7,7,1011.3927810961194,null,127,11,8,1736.0960189331463,1,0.21322463465373831,0.21322463465373831,2.1132077054722939E+21,0,false,0,6.6453687606574857E-20,6.6453687606574857E-20,6.6686099964327898E+17,0,false,0,2.155672415414862E-16,2.155672415414862E-16,211045149423380.22,0,false,0,6.2153870332473812E-13,6.2153870332473812E-13,73148694650.904175,0,false,0,1.9648317101703476E-9,1.9648317101703476E-9,23139256.45025266,0,false,0,6.2133434230621578E-6,6.2133434230621578E-6,7317.2753745540776,0,false,0,1.9648317101703571E-2,1.9648317101703571E-2]
[null,7,8,1186.4972349438929,null,128,6,11,1742.8604145872691,1,0.23129974554099894,0.23129974554099894,2.3983688052554638E+21,0,false,0,6.8900259311554524E-20,6.8900259311554524E-20,7.5684875407382106E+17,0,false,0,2.2350360643967019E-16,2.2350360643967019E-16,239524066454404.81,0,false,0,6.444213914022836E-13,6.444213914022836E-13,83019547459.332336,0,false,0,2.0371693311554845E-9,2.0371693311554845E-9,26261720.844278492,0,false,0,6.4420950658931623E-6,6.4420950658931623E-6,8304.6853143439967,0,false,0,2.0371693311554886E-2,2.0371693311554886E-2]
[null,7,9,1383.6201088115417,null,129,2,12,1747.1517163502124,1,{"$f":"ABS(SIN(G138*3.1416*$J$2/$C$2)*SIN(H138*3.1416*$K$2/$D$2))*(1/F138^$N$2)+(1-1/F138^$N$2)","v":0.75644815970794699},0.75644815970794699,8.071188753454443E+21,0,false,0,2.1898146187549874E-19,2.1898146187549874E-19,2.5470099254797496E+18,0,{"$f":"AND($I138>44.548,$I138<89.095)","v":false},0,7.1034778332682444E-16,{"$f":"IF($I138>89.095,W138,0)","v":7.1034778332682444E-16},806066167602009,0,false,0,2.0481249238121723E-12,2.0481249238121723E-12,279384236612.12958,0,false,0,6.4746101492473441E-9,6.4746101492473441E-9,88378111.598280236,0,false,0,2.0474515033264301E-5,2.0474515033264301E-5,27947.612795510948,0,false,0,6.4746101492473479E-2,6.4746101492473479E-2]
[null,7,10,{"$f":"3.141625/2*SQRT($H$2/$I$2)*((1+($D$8-1)/B139)*(B139/$C$2)^2+(1+($D$8-1)/C139)*(C139/$D$2)^2)","v":1602.7614026990668},null,130,15,1,1754.920007865308,{"$f":"IF(ABS(I139-I138)>0.0001,1,$M$2)","v":1},0.25074822532785485,{"$f":"$J139*$K139","v":0.25074822532785485},{"$f":"10^(LOG10($I139/22.27)/LOG10(2)*70/20)*$L139","v":2.8170692912307414E+21},{"$f":"IF($I139<22.27,M139,0)","v":0},{"$f":"AND($I139>22.27,$I139<44.45)","v":false},{"$f":"IF($O139=TRUE,$L139,0)","v":0},{"$f":"10^(LOG10(44.45/$I139)/LOG10(2)*70/20)*$L139","v":6.8938958786236431E-20},{"$f":"IF($I139>44.45,Q139,0)","v":6.8938958786236431E-20},{"$f":"10^(LOG10($I139/44.548)/LOG10(2)*70/20)*$L139","v":8.889772826162665E+17},{"$f":"IF($I139<44.528,S139,0)","v":0},false,{"$f":"IF($U139=TRUE,$L139,0)","v":0},{"$f":"10^(LOG10(89.095/$I139)/LOG10(2)*70/20)*$L139","v":2.2362914257328212E-16},2.2362914257328212E-16,{"$f":"10^(LOG10($I139/89.09)/LOG10(2)*70/20)*$L139","v":281339504850482.41},{"$f":"IF($I139<89.09,Y139,0)","v":0},{"$f":"AND($I139>89.09,$I139<176.78)","v":false},{"$f":"IF($AA139=TRUE,$L139,0)","v":0},{"$f":"10^(LOG10(176.78/$I139)/LOG10(2)*70/20)*$L139","v":6.4478334605340833E-13},{"$f":"IF($I139>176.78,AC139,0)","v":6.4478334605340833E-13},{"$f":"10^(LOG10($I139/176.78)/LOG10(2)*70/20)*$L139","v":97512866748.051315},{"$f":"IF($I139<176.78,AE139,0)","v":0},{"$f":"AND($I139>176.78,$I139<353.55)","v":false},{"$f":"IF($AG139=TRUE,$L139,0)","v":0},{"$f":"10^(LOG10(353.55/$I139)/LOG10(2)*70/20)*$L139","v":2.0383135559195498E-9},{"$f":"IF($I139>353.55,AI139,0)","v":2.0383135559195498E-9},{"$f":"10^(LOG10($I139/353.55)/LOG10(2)*70/20)*$L139","v":30846418.266940217},{"$f":"IF($I139<353.55,AK139,0)","v":0},{"$f":"AND($I139>353.55,$I139<707.1)","v":false},{"$f":"IF($AM139=TRUE,$L139,0)","v":0},{"$f":"10^(LOG10(707.1/$I139)/LOG10(2)*70/20)*$L139","v":6.4457134223027759E-6},{"$f":"IF($I139>707.1,AO139,0)","v":6.4457134223027759E-6},{"$f":"10^(LOG10($I139/707.1)/LOG10(2)*70/20)*$L139","v":9754.4939381754484},{"$f":"IF($I139<707.1,AQ139,0)","v":0},{"$f":"AND($I139>707.1,$I139<1414.2)","v":false},{"$f":"IF($AS139=TRUE,$L139,0)","v":0},{"$f":"10^(LOG10(1414.2/$I139)/LOG10(2)*70/20)*$L139","v":2.0383135559195537E-2},{"$f":"IF($I139>1414.2,AU139,0)","v":2.0383135559195537E-2}]
[null,7,11,1843.9211166064672,null,131,13,6,1769.9185087995772,1,0.12873094435394938,0.12873094435394938,1.5966673504006719E+21,0,false,0,3.2058114740377105E-20,3.2058114740377105E-20,5.0385732676855296E+17,0,false,0,1.0399241355147487E-16,1.0399241355147487E-16,159458485160799.06,0,false,0,2.9983827511173651E-13,2.9983827511173651E-13,55268647833.849472,0,false,0,9.4786012151927766E-10,9.4786012151927766E-10,17483229.49561137,0,false,0,2.9973968872449091E-6,2.9973968872449091E-6,5528.6826061568499,0,false,0,9.4786012151928285E-3,9.4786012151928285E-3]
[null,7,12,2107.0992505337435,null,132,10,9,1774.0158004166126,1,0.12054425358520134,0.12054425358520134,1.5358674275125454E+21,0,false,0,2.9223067923107935E-20,2.9223067923107935E-20,4.8467080892157741E+17,0,false,0,9.4795885201418162E-17,9.4795885201418162E-17,153386422874811.38,0,false,0,2.7332219472350343E-13,2.7332219472350343E-13,53164058217.493118,0,false,0,8.6403648302736573E-10,8.6403648302736573E-10,16817480.925690383,0,false,0,2.7323232678478896E-6,2.7323232678478896E-6,5318.1544231618518,0,false,0,8.6403648302736599E-3,8.6403648302736599E-3]
[null,7,13,2392.2958044808947,null,133,3,12,1790.0700280044268,1,0.92350868727980728,0.92350868727980728,1.3065868744416257E+22,0,false,0,2.0161841321219748E-19,2.0161841321219748E-19,4.1231717400736763E+18,0,false,0,6.5402427984786713E-16,6.5402427984786713E-16,1304882721358085.8,0,false,0,1.8857290186241433E-12,1.8857290186241433E-12,452275107959.85876,0,false,0,5.9612380576809967E-9,5.9612380576809967E-9,143068987.88958117,0,false,0,1.8851089936750128E-5,1.8851089936750128E-5,45242.386426612356,0,false,0,5.9612380576809919E-2,5.9612380576809919E-2]
[null,7,14,2699.5107784479219,null,134,15,2,1797.913941593828,1,0.46890717626952277,0.46890717626952277,6.980105298959014E+21,0,false,0,9.7296741908765582E-20,9.7296741908765582E-20,2.2026987622775281E+18,0,false,0,3.1561815483316408E-16,3.1561815483316408E-16,697100129814488,0,false,0,9.1001256637130679E-13,9.1001256637130679E-13,241616377709.82465,0,false,0,2.8767662214683559E-9,2.8767662214683559E-9,76430937.737036377,0,false,0,9.0971335556763681E-6,9.0971335556763681E-6,24169.584695155125,0,false,0,2.8767662214683548E-2,2.8767662214683548E-2]
[null,7,15,3028.7441724348241,null,135,14,5,1841.6607801494752,1,0.30005145468112948,0.30005145468112948,5.9069416537395445E+21,0,false,0,4.7077707405675747E-20,4.7077707405675747E-20,1.8640425197422459E+18,0,false,0,1.5271404626362248E-16,1.5271404626362248E-16,589923735712493.38,0,false,0,4.4031592933798929E-13,4.4031592933798929E-13,204468813089.77954,0,false,0,1.3919434072706338E-9,1.3919434072706338E-9,64679982.667396836,0,false,0,4.4017115410305914E-6,4.4017115410305914E-6,20453.606424918657,0,false,0,1.3919434072706348E-2,1.3919434072706348E-2]
[null,7,16,3379.9959864416037,null,136,7,11,1843.9211166064672,1,0.11709954848813883,0.11709954848813883,2.3383833774334537E+21,0,false,0,1.8112618472441437E-20,1.8112618472441437E-20,7.37919264910112E+17,0,false,0,5.8755011825878473E-17,5.8755011825878473E-17,233533347442194.94,0,false,0,1.694066018702499E-13,1.694066018702499E-13,80943151593.515579,0,false,0,5.3553457167889478E-10,5.3553457167889478E-10,25604890.85352242,0,false,0,1.6935090122680197E-6,1.6935090122680197E-6,8096.9774337143162,0,false,0,5.3553457167889876E-3,5.3553457167889876E-3]
[null,7,17,3753.2662204682579,null,137,4,12,1847.5239372498868,1,0.88925544728696637,0.88925544728696637,1.8165336327650781E+22,0,false,0,1.3446093860550699E-19,1.3446093860550699E-19,5.7324011789963581E+18,0,false,0,4.3617404352140537E-16,4.3617404352140537E-16,1814164367121781,0,false,0,1.2576078234133301E-12,1.2576078234133301E-12,628793202306.31494,0,false,0,3.9755975246320318E-9,3.9755975246320318E-9,198907270.07199609,0,false,0,1.2571943237964542E-5,1.2571943237964542E-5,62900.001659375368,0,false,0,3.9755975246320234E-2,3.9755975246320234E-2]
[null,7,18,4148.5548745147862,null,138,9,10,1848.4895995112013,1,0.41408015826709921,0.41408015826709921,8.5102020899703242E+21,0,false,0,6.2232246862086176E-20,6.2232246862086176E-20,2.6855485422411725E+18,0,false,0,2.0187342906251811E-16,2.0187342906251811E-16,849910241690850.13,0,false,0,5.8205573554685977E-13,5.8205573554685977E-13,294580685317.72406,0,false,0,1.8400166557149518E-9,1.8400166557149518E-9,93185231.197748572,0,false,0,5.8186435647051479E-6,5.8186435647051479E-6,29467.757487426519,0,false,0,1.8400166557149558E-2,1.8400166557149558E-2]
[null,7,19,4565.8619485811914,null,139,15,3,1862.9262953422233,1,0.6261231450260959,0.6261231450260959,1.408633645595196E+22,0,false,0,8.5962289113117997E-20,8.5962289113117997E-20,4.4451988254643651E+18,0,false,0,2.788506433294311E-16,2.788506433294311E-16,1406796395108698.5,0,false,0,8.0400187912081477E-13,8.0400187912081477E-13,487598602587.92328,0,false,0,2.5416412182907144E-9,2.5416412182907144E-9,154242931.66012421,0,false,0,8.0373752447638449E-6,8.0373752447638449E-6,48775.897702768954,0,false,0,2.541641218290714E-2,2.541641218290714E-2]
[null,7,20,5005.1874426674731,null,140,12,8,1909.8347089085744,1,0.14065978782592467,0.14065978782592467,4.2255029249906788E+21,0,false,0,1.4462654870471458E-20,1.4462654870471458E-20,1.3334340478022961E+18,0,false,0,4.6914997919327088E-17,4.6914997919327088E-17,421999169264944.75,0,false,0,1.3526863713033027E-13,1.3526863713033027E-13,146265803596.22827,0,false,0,4.2761634344487943E-10,4.2761634344487943E-10,46268521.338180549,0,false,0,1.3522416099986366E-6,1.3522416099986366E-6,14631.391139675176,0,false,0,4.2761634344488158E-3,4.2761634344488158E-3]
[null,8,1,538.74917803731012,null,141,5,12,1919.5134440865934,1,0.66115523337114712,0.66115523337114712,2.1063812353964816E+22,0,false,0,6.4099761839276681E-20,6.4099761839276681E-20,6.6470678326075648E+18,0,false,0,2.0793140818556886E-16,2.0793140818556886E-16,2103633927775651,0,false,0,5.9952252902616824E-13,5.9952252902616824E-13,729123963571.64441,0,false,0,1.8952333453910172E-9,1.8952333453910172E-9,230645077.91459835,0,false,0,5.9932540689361854E-6,5.9932540689361854E-6,72936.377731712942,0,false,0,1.8952333453910158E-2,1.8952333453910158E-2]
[null,8,2,581.74311176583001,null,142,13,7,1923.0045426274751,1,8.8856103285273727E-2,8.8856103285273727E-2,2.8913194110635443E+21,0,false,0,8.4346092672204751E-21,8.4346092672204751E-21,9.1240825393400077E+17,0,false,0,2.7360790931263243E-17,2.7360790931263243E-17,288754832550756.75,0,false,0,7.8888565793907133E-14,7.8888565793907133E-14,100083034994.82588,0,false,0,2.4938552468669792E-10,2.4938552468669792E-10,31659444.151629094,0,false,0,7.8862627348611504E-7,7.8862627348611504E-7,10011.59529740451,0,false,0,2.4938552468669788E-3,2.4938552468669788E-3]
[null,8,3,646.75546551422553,null,143,11,9,1933.2188928007949,1,0.10740505303170324,0.10740505303170324,3.7169217746125073E+21,0,false,0,9.5863331961186786E-21,9.5863331961186786E-21,1.1729420462528522E+18,0,false,0,3.109683567628548E-17,3.109683567628548E-17,371207387369803.13,0,false,0,8.9660594000880823E-14,8.9660594000880823E-14,128661264687.02245,0,false,0,2.8343846859943212E-10,2.8343846859943212E-10,40699646.289177343,0,false,0,8.9631113728431778E-7,8.9631113728431778E-7,12870.358223702058,0,false,0,2.8343846859943175E-3,2.8343846859943175E-3]
[null,8,4,733.78623928249669,null,144,15,4,1949.9570691104946,1,0.70196306836452815,0.70196306836452815,2.6853675686580825E+22,0,false,0,5.6677580305650065E-20,5.6677580305650065E-20,8.4741641657261558E+18,0,false,0,1.8385480300307878E-16,1.8385480300307878E-16,2681865101648763,0,false,0,5.3010315965177667E-13,5.3010315965177667E-13,929540110025.81213,0,false,0,1.6757822033829407E-9,1.6757822033829407E-9,294043073.34987384,0,false,0,5.2992886250656272E-6,5.2992886250656272E-6,92984.58419815563,0,false,0,1.6757822033829476E-2,1.6757822033829476E-2]
[null,8,5,842.83543307064326,null,145,8,11,1959.5174162169114,1,0.43997255174062039,0.43997255174062039,1.7816039995926137E+22,0,false,0,3.3560351502730699E-20,3.3560351502730699E-20,5.6221743894845665E+18,0,false,0,1.08865476983561E-16,1.08865476983561E-16,1779280291916574,0,false,0,3.1388863594179399E-13,3.1388863594179399E-13,616702308142.97034,0,false,0,9.922766547947708E-10,9.922766547947708E-10,195082536.05461422,0,false,0,3.1378542981641047E-6,3.1378542981641047E-6,61690.514565450096,0,false,0,9.9227665479477024E-3,9.9227665479477024E-3]
[null,8,6,973.90304687866569,null,146,14,6,1972.7283939574975,1,0.25432718291923501,0.25432718291923501,1.1135434756626953E+22,0,false,0,1.7941753973965127E-20,1.7941753973965127E-20,3.5139883003631109E+18,0,false,0,5.8200749301999997E-17,5.8200749301999997E-17,1112091104921181,0,false,0,1.6780851299584633E-13,1.6780851299584633E-13,385453126405.06543,0,false,0,5.3048263254895441E-10,5.3048263254895441E-10,121931071.82573967,0,false,0,1.6775333780168792E-6,1.6775333780168792E-6,38557.99045149218,0,false,0,5.3048263254895662E-3,5.3048263254895662E-3]
[null,8,7,1126.9890807065635,null,147,16,1,1986.8010882057206,1,0.33725197429890724,0.33725197429890724,1.6038426520950541E+22,0,false,0,2.1904520764401013E-20,2.1904520764401013E-20,5.0612162329192212E+18,0,false,0,7.1055456642605048E-17,7.1055456642605048E-17,1601750794711086.8,0,false,0,2.0487211354556487E-13,2.0487211354556487E-13,555170209357.04126,0,false,0,6.4764949160958515E-10,6.4764949160958515E-10,175617977.99893072,0,false,0,2.0480475189364037E-6,2.0480475189364037E-6,55535.280854995937,0,false,0,6.4764949160958729E-3,6.4764949160958729E-3]
[null,8,8,1302.0935345543373,null,148,10,10,1993.1570943041379,1,0.46473067767945364,0.46473067767945364,2.2936995757681998E+22,0,false,0,2.9083901351683524E-20,2.9083901351683524E-20,7.2381848126770033E+18,0,false,0,9.434444668841615E-17,9.434444668841615E-17,2290707952875609,0,false,0,2.7202057530305766E-13,2.7202057530305766E-13,793964215889.87268,0,false,0,8.5992175437380497E-10,8.5992175437380497E-10,251156110.05059052,0,false,0,2.7193113533490749E-6,2.7193113533490749E-6,79422.5356027776,0,false,0,8.5992175437380313E-3,8.5992175437380313E-3]
[null,8,9,1499.2164084219862,null,149,1,13,2003.9655562343955,1,0.45399148156662011,0.45399148156662011,2.3861124503182005E+22,0,false,0,2.6680318799867277E-20,2.6680318799867277E-20,7.5298103909044777E+18,0,false,0,8.6547533090786138E-17,8.6547533090786138E-17,2383000295306235.5,0,false,0,2.4953996306924869E-13,2.4953996306924869E-13,825952936756.10046,0,false,0,7.8885519078773731E-10,7.8885519078773731E-10,261275158.91635236,0,false,0,2.4945791469359225E-6,2.4945791469359225E-6,82622.459819812255,0,false,0,7.8885519078773763E-3,7.8885519078773763E-3]
[null,8,10,1718.3577023095111,null,150,6,12,2006.0385485145455,1,0.28893114405670067,0.28893114405670067,1.5369446263667783E+22,0,false,0,1.6777104392057686E-20,1.6777104392057686E-20,4.8501073854746706E+18,0,false,0,5.4422775396012493E-17,5.4422775396012493E-17,1534940022635133,0,false,0,1.5691559166916124E-13,1.5691559166916124E-13,532013454608.92487,0,false,0,4.9604751672338495E-10,4.9604751672338495E-10,168292760.65596399,0,false,0,1.5686399805163613E-6,1.5686399805163613E-6,53218.84373904168,0,false,0,4.9604751672338611E-3,4.9604751672338611E-3]
[null,8,11,1959.5174162169114,null,151,16,2,2029.7950219342406,1,0.63067194494817824,0.63067194494817824,3.8469264190853807E+22,0,false,0,3.1935936634449575E-20,3.1935936634449575E-20,1.2139673685375226E+19,0,false,0,1.0359608344219049E-16,1.0359608344219049E-16,3841908955916695,0,false,0,2.9869554813498493E-13,2.9869554813498493E-13,1331613760660.9731,0,false,0,9.4424768968199969E-10,9.4424768968199969E-10,421231745.11411279,0,false,0,2.9859733747469933E-6,2.9859733747469933E-6,133205.17373280993,0,false,0,9.4424768968200193E-3,9.4424768968200193E-3]
[null,8,12,2222.6955501441876,null,152,2,13,2032.348270297364,1,0.80901828975733525,0.80901828975733525,5.0074465315533535E+22,0,false,0,4.0372614277039386E-20,4.0372614277039386E-20,1.5801905279091347E+19,0,false,0,1.3096358391793254E-16,1.3096358391793254E-16,5000915427028821,0,false,0,3.7760345936164824E-13,3.7760345936164824E-13,1733327852102.7231,0,false,0,1.1936943698840682E-9,1.1936943698840682E-9,548306676.88032222,0,false,0,3.7747930389531605E-6,3.7747930389531605E-6,173389.79552198044,0,false,0,1.193694369884069E-2,1.193694369884069E-2]
[null,8,13,2507.8921040913392,null,153,15,5,2059.0062628986411,1,0.68657017434606704,0.68657017434606704,4.9447564733203312E+22,0,false,0,2.9444994107247647E-20,2.9444994107247647E-20,1.5604075435897688E+19,0,false,0,9.5515785286183087E-17,9.5515785286183087E-17,4938307134086793,0,false,0,2.7539786151781208E-13,2.7539786151781208E-13,1711627685500.7505,0,false,0,8.7059815958167765E-10,8.7059815958167765E-10,541442224.65171111,0,false,0,2.7530731110288511E-6,2.7530731110288511E-6,171219.06512879711,0,false,0,8.7059815958167967E-3,8.7059815958167967E-3]
[null,8,14,2815.1070780583659,null,154,3,13,2075.2665819515778,1,0.9876888576840599,0.9876888576840599,7.7947056214846118E+22,0,false,0,3.8656907138561225E-20,3.8656907138561225E-20,2.4597606611067224E+19,0,false,0,1.2539804995803655E-16,1.2539804995803655E-16,7784539155036872,0,false,0,3.6155651857413596E-13,3.6155651857413596E-13,2698137717003.1968,0,false,0,1.142966172360926E-9,1.142966172360926E-9,853506694.40914154,0,false,0,3.6143763931851316E-6,3.6143763931851316E-6,269902.51525341679,0,false,0,1.1429661723609319E-2,1.1429661723609319E-2]
[null,8,15,3144.3404720452686,null,155,9,11,2089.6493134186017,1,0.66693683942178439,0.66693683942178439,5.7034663987911374E+22,0,false,0,2.4088903959996245E-20,2.4088903959996245E-20,1.799832214448442E+19,0,false,0,7.8141315635588679E-17,7.8141315635588679E-17,5696027490563571,0,false,0,2.2530256289839043E-13,2.2530256289839043E-13,1974255161839.9575,0,false,0,7.122350025789415E-10,7.122350025789415E-10,624519640.52218187,0,false,0,2.2522848374453678E-6,2.2522848374453678E-6,197490.45075596854,0,false,0,7.1223500257894387E-3,7.1223500257894387E-3]
[null,8,16,3495.5922860520482,null,156,16,3,2094.8073756826357,1,0.8421246712242817,0.8421246712242817,7.4110401309650799E+22,0,false,0,2.9556984910747738E-20,2.9556984910747738E-20,2.3386880604939149E+19,0,false,0,9.5879069092665769E-17,9.5879069092665769E-17,7401374071142804,0,false,0,2.7644530705919076E-13,2.7644530705919076E-13,2565331889438.6606,0,false,0,8.7390938413353315E-10,8.7390938413353315E-10,811495991.18647623,0,false,0,2.7635441224569798E-6,2.7635441224569798E-6,256617.5644245189,0,false,0,8.7390938413353398E-3,8.7390938413353398E-3]
[null,8,17,3868.8625200787023,null,157,13,8,2098.1089964752487,1,3.7432801895234263E-2,3.7432801895234263E-2,3.3551137085297677E+21,0,false,0,1.2899828647970623E-21,1.2899828647970623E-21,1.058766952151996E+18,0,false,0,4.1845390047635811E-18,4.1845390047635811E-18,335073770607337.31,0,false,0,1.206515854836885E-14,1.206515854836885E-14,116137276780.11253,0,false,0,3.8140836567794578E-11,3.8140836567794578E-11,36737910.958959244,0,false,0,1.2061191541847065E-7,1.2061191541847065E-7,11617.547510677126,0,false,0,3.8140836567794834E-4,3.8140836567794834E-4]
[null,8,18,4264.1511741252307,null,158,12,9,2106.9575827762233,1,7.0852844913558852E-2,7.0852844913558852E-2,6.6690342709017612E+21,0,false,0,2.3250813355171264E-21,2.3250813355171264E-21,2.1045346602854996E+18,0,false,0,7.5422657178085537E-18,7.5422657178085537E-18,666033599332126.38,0,false,0,2.1746393472661266E-14,2.1746393472661266E-14,230848652612.48804,0,false,0,6.8745523405647087E-11,6.8745523405647087E-11,73024764.139514059,0,false,0,2.1739243290225957E-7,2.1739243290225957E-7,23092.458027745102,0,false,0,6.8745523405646834E-4,6.8745523405646834E-4]
[null,8,19,4681.458248191635,null,159,7,12,2107.0992505337435,1,0.14627645367298456,0.14627645367298456,1.3779059697371782E+22,0,false,0,4.7964042271125769E-21,4.7964042271125769E-21,4.3482320739882281E+18,0,false,0,1.5558920291645101E-17,1.5558920291645101E-17,1376108796695663.8,0,false,0,4.4860578416507647E-14,4.4860578416507647E-14,476962216146.35431,0,false,0,1.4181496106009135E-10,1.4181496106009135E-10,150878304.6527673,0,false,0,4.4845828323797729E-7,4.4845828323797729E-7,47711.909220752306,0,false,0,1.4181496106009182E-3,1.4181496106009182E-3]
[null,8,20,5120.7837422779176,null,160,14,7,2125.8144277853953,1,0.17554848639647175,0.17554848639647175,1.8327073429023973E+22,0,false,0,5.1938281024051874E-21,5.1938281024051874E-21,5.7834402533011866E+18,0,false,0,1.6848112383237496E-17,1.6848112383237496E-17,1830316982237731.8,0,false,0,4.8577668152476409E-14,4.8577668152476409E-14,634391732830.04138,0,false,0,1.5356556604046095E-10,1.5356556604046095E-10,200678263.17243928,0,false,0,4.8561695886086177E-7,4.8561695886086177E-7,63460.03885115953,0,false,0,1.535655660404609E-3,1.535655660404609E-3]
[null,9,1,668.88107523900021,null,161,4,13,2132.720491197038,1,0.95105515412880937,0.95105515412880937,1.0310484460009051E+23,0,false,0,2.7096852562040406E-20,2.7096852562040406E-20,3.2536602795849617E+19,0,false,0,8.7898715205045132E-17,8.7898715205045132E-17,1.0297036717475344E+16,0,false,0,2.5343578681893881E-13,2.5343578681893881E-13,3568974680127.4482,0,false,0,8.0117081650771187E-10,8.0117081650771187E-10,1128980097.0755489,0,false,0,2.5335245750211892E-6,2.5335245750211892E-6,357014.85397567478,0,false,0,8.0117081650771093E-3,8.0117081650771093E-3]
[null,9,2,711.87500896752022,null,162,11,10,2152.36018668832,1,0.41407550834715917,0.41407550834715917,4.9938914155634226E+22,0,false,0,1.0604898240672718E-20,1.0604898240672718E-20,1.575912965331687E+19,0,false,0,3.440093007485357E-17,3.440093007485357E-17,4987377990684321,0,false,0,9.9187192446283421E-14,9.9187192446283421E-14,1728635748066.1091,0,false,0,3.1355431273827444E-10,3.1355431273827444E-10,546822415.27985525,0,false,0,9.9154579842169139E-7,9.9154579842169139E-7,172920.43079188047,0,false,0,3.1355431273827378E-3,3.1355431273827378E-3]
[null,9,3,776.88736271591574,null,163,16,4,2181.8381494509072,1,0.94412804071222822,0.94412804071222822,1.3337560604675328E+23,0,false,0,2.0642956636186953E-20,2.0642956636186953E-20,4.2089090318023254E+19,0,false,0,6.6963104375310297E-17,6.6963104375310297E-17,1.332016471200568E+16,0,false,0,1.9307275431281104E-13,1.9307275431281104E-13,4616797229788.9619,0,false,0,6.103489099141989E-10,6.103489099141989E-10,1460439664.5591094,0,false,0,1.9300927227297981E-6,1.9300927227297981E-6,461831.57252590643,0,false,0,6.1034890991420046E-3,6.1034890991420046E-3]
[null,9,4,863.91813648418679,null,164,15,6,2190.0738767066637,1,0.58194504840300931,0.58194504840300931,8.5891772549314292E+22,0,false,0,1.2178643069456255E-20,1.2178643069456255E-20,2.7104705872046731E+19,0,false,0,3.9505956505282909E-17,3.9505956505282909E-17,8577974576265123,0,false,0,1.1390636538424025E-13,1.1390636538424025E-13,2973144110238.082,0,false,0,3.6008512020251772E-10,3.6008512020251772E-10,940499955.03927779,0,false,0,1.1386891313754716E-6,1.1386891313754716E-6,297412.19972100621,0,false,0,3.6008512020251921E-3,3.6008512020251921E-3]
[null,9,5,972.96733027233336,null,165,5,13,2204.7099980337448,1,0.7071028851105261,0.7071028851105261,1.1276776405056603E+23,0,false,0,1.369514902360087E-20,1.369514902360087E-20,3.5585912197632938E+19,0,false,0,4.4425307365864645E-17,4.4425307365864645E-17,1.1262068348777476E+16,0,false,0,1.2809018539891868E-13,1.2809018539891868E-13,3903456682293.5586,0,false,0,4.0492354971159405E-10,4.0492354971159405E-10,1234787382.6744576,0,false,0,1.2804806953290543E-6,1.2804806953290543E-6,390474.05552892201,0,false,0,4.0492354971159387E-3,4.0492354971159387E-3]
[null,9,6,1104.0349440803559,null,166,8,12,2222.6955501441876,1,0.54959754681368844,0.54959754681368844,9.6332365702983626E+22,0,false,0,9.6850944114120751E-21,9.6850944114120751E-21,3.0399424308523913E+19,0,false,0,3.1417204394995626E-17,3.1417204394995626E-17,9620672147582438,0,false,0,9.0584303728709093E-14,9.0584303728709093E-14,3334545291293.0288,0,false,0,2.8635853480692769E-10,2.8635853480692769E-10,1054822632.2895579,0,false,0,9.0554519741850013E-7,9.0554519741850013E-7,333564.20455292612,0,false,0,2.8635853480692862E-3,2.8635853480692862E-3]
[null,9,7,1257.1209779082535,null,167,17,1,2233.2177661373789,1,0.35023885602236848,0.35023885602236848,6.4854381389013525E+22,0,false,0,5.8421922390989648E-21,5.8421922390989648E-21,2.0465975726062416E+19,0,false,0,1.8951322505886641E-17,1.8951322505886641E-17,6476979321796490,0,false,0,5.4641792196106536E-14,5.4641792196106536E-14,2244934716409.209,0,false,0,1.727357048453269E-10,1.727357048453269E-10,710144184.59517419,0,false,0,5.4623826054581441E-7,5.4623826054581441E-7,224567.30904438166,0,false,0,1.7273570484532623E-3,1.7273570484532623E-3]
[null,9,8,1432.2254317560275,null,168,10,11,2234.316808211538,1,0.74851693124100516,0.74851693124100516,1.3939943367153725E+23,0,false,0,1.241448650367271E-20,1.241448650367271E-20,4.3990018324834787E+19,0,false,0,4.027100236475059E-17,4.027100236475059E-17,1.3921761799637474E+16,0,false,0,1.1611219966628092E-13,1.1611219966628092E-13,4825312051315.4541,0,false,0,3.6705828715342579E-10,3.6705828715342579E-10,1526399528.2587547,0,false,0,1.1607402214449448E-6,1.1607402214449448E-6,482689.91287041939,0,false,0,3.6705828715342574E-3,3.6705828715342574E-3]
[null,9,9,1629.3483056236764,null,169,17,2,2276.2116998658989,1,0.6549578278473781,0.6549578278473781,1.5138266472624413E+23,0,false,0,8.7525992005965056E-21,8.7525992005965056E-21,4.7771544115889119E+19,0,false,0,2.839230950073161E-17,2.839230950073161E-17,1.511852195812387E+16,0,false,0,8.1862713023042136E-14,8.1862713023042136E-14,5240111650560.7676,0,false,0,2.5878751165107888E-10,2.5878751165107888E-10,1657613821.9410379,0,false,0,8.1835796682477415E-7,8.1835796682477415E-7,524183.51583104394,0,false,0,2.5878751165108E-3,2.5878751165108E-3]
[null,9,10,1848.4895995112013,null,170,16,5,2290.8873432390537,1,0.92342486767436438,0.92342486767436438,2.2999350772315789E+23,0,false,0,1.1451808263555236E-20,1.1451808263555236E-20,7.257862067914938E+19,0,false,0,3.7148197593662769E-17,3.7148197593662769E-17,2.2969353215088824E+16,0,false,0,1.0710830828520372E-13,1.0710830828520372E-13,7961226350143.1279,0,false,0,3.3859484440105055E-10,3.3859484440105055E-10,2518388866.0437374,0,false,0,1.0707309122976309E-6,1.0707309122976309E-6,796384.48507068853,0,false,0,3.3859484440104987E-3,3.3859484440104987E-3]
[null,9,11,2089.6493134186017,null,171,6,13,2291.2351024616969,1,0.30901070618326276,0.30901070618326276,7.7099930902898294E+22,0,false,0,3.8254239934451117E-21,3.8254239934451117E-21,2.4330280862213423E+19,0,false,0,1.2409184918008919E-17,1.2409184918008919E-17,7699937112569740,0,false,0,3.5779038819179073E-14,3.5779038819179073E-14,2668814470351.0972,0,false,0,1.131060538230212E-10,1.131060538230212E-10,844230819.73392606,0,false,0,3.5767274723434364E-7,3.5767274723434364E-7,266969.22612702218,0,false,0,1.1310605382302147E-3,1.1310605382302147E-3]
[null,9,12,2352.8274473458778,null,172,13,9,2295.2318703428973,1,1.8855570226263205E-2,1.8855570226263205E-2,4.8008766975512936E+21,0,false,0,2.2874167808286674E-22,2.2874167808286674E-22,1.5150036720965056E+18,0,false,0,7.4200867319536457E-19,7.4200867319536457E-19,479461501760649.56,0,false,0,2.1394118387176426E-15,2.1394118387176426E-15,166182369436.00754,0,false,0,6.7631898051407101E-12,6.7631898051407101E-12,52568763.971004143,0,false,0,2.1387084032275044E-8,2.1387084032275044E-8,16623.702792817043,0,false,0,6.7631898051407371E-5,6.7631898051407371E-5]
[null,9,13,2638.024001293029,null,173,14,8,2300.9188816331693,1,7.3954083865125128E-2,7.3954083865125128E-2,1.9379331922622081E+22,0,false,0,8.7171001364257076E-22,8.7171001364257076E-22,6.1154994962742006E+18,0,false,0,2.827715508844494E-18,2.827715508844494E-18,1935405587791438,0,false,0,8.1530691684442479E-15,8.1530691684442479E-15,670815665528.51697,0,false,0,2.5773791320927062E-11,2.5773791320927062E-11,212200310.47156155,0,false,0,8.1503884512009621E-8,8.1503884512009621E-8,67103.63012850107,0,false,0,2.5773791320927189E-4,2.5773791320927189E-4]
[null,9,14,2945.2389752600561,null,174,1,14,2311.1805302014222,1,0.4244874988169034,0.4244874988169034,1.1714154829979185E+23,0,false,0,4.7512224334135989E-21,4.7512224334135989E-21,3.696613910533759E+19,0,false,0,1.5412356346341393E-17,1.5412356346341393E-17,1.169887631045242E+16,0,false,0,4.4437994892839032E-14,4.4437994892839032E-14,4054855244624.6226,0,false,0,1.4047907400582085E-10,1.4047907400582085E-10,1282679558.6961536,0,false,0,4.442338374497486E-7,4.442338374497486E-7,405618.89136194735,0,false,0,1.4047907400582145E-3,1.4047907400582145E-3]
[null,9,15,3274.4723692469588,null,175,12,10,2326.0988766637483,1,0.27315686690052049,0.27315686690052049,8.1235679162891149E+22,0,false,0,2.8370300965512749E-21,2.8370300965512749E-21,2.5635391198405095E+19,0,false,0,9.2029618537410123E-18,9.2029618537410123E-18,8112972521842184,0,false,0,2.6534629920661931E-14,2.6534629920661931E-14,2811973415796.8364,0,false,0,8.3882277977002643E-11,8.3882277977002643E-11,889516543.11731005,0,false,0,2.6525905373071006E-7,2.6525905373071006E-7,281289.8292650067,0,false,0,8.3882277977002928E-4,8.3882277977002928E-4]
[null,9,16,3625.7241832537384,null,176,2,14,2339.563244264391,1,0.75644183703879875,0.75644183703879875,2.4057697098796396E+23,0,false,0,7.3465517474255595E-21,7.3465517474255595E-21,7.5918424369142219E+19,0,false,0,2.3831271853717651E-17,2.3831271853717651E-17,2.402631916327942E+16,0,false,0,6.8712006985015394E-14,6.8712006985015394E-14,8327572980766.1982,0,false,0,2.1721500120816489E-10,2.1721500120816489E-10,2634275946.1362834,0,false,0,6.8689414577402769E-7,6.8689414577402769E-7,833031.19751856581,0,false,0,2.1721500120816541E-3,2.1721500120816541E-3]
[null,9,17,3998.9944172803926,null,177,17,3,2341.224053614294,1,0.87455316485825907,0.87455316485825907,2.8044515897000581E+23,0,false,0,8.4238572192450346E-21,8.4238572192450346E-21,8.8499553816483873E+19,0,false,0,2.7325912666316942E-17,2.7325912666316942E-17,2.8007938039701236E+16,0,false,0,7.8788002315830426E-14,7.8788002315830426E-14,9707610495029.9219,0,false,0,2.4906761960765086E-10,2.4906761960765086E-10,3070825663.2011542,0,false,0,7.876209693565919E-7,7.876209693565919E-7,971080.33930127369,0,false,0,2.4906761960765125E-3,2.4906761960765125E-3]
[null,9,18,4394.2830713269204,null,178,15,7,2343.1599105345617,1,0.40168562101956645,0.40168562101956645,1.3005332197285439E+23,0,false,0,3.8321070694934275E-21,3.8321070694934275E-21,4.1040683352214176E+19,0,false,0,1.2430863959769195E-17,1.2430863959769195E-17,1.2988369622962978E+16,0,false,0,3.5841545364276681E-14,3.5841545364276681E-14,4501796350965.8154,0,false,0,1.1330365188287411E-10,1.1330365188287411E-10,1424061232.3834822,0,false,0,3.5829760716470977E-7,3.5829760716470977E-7,450327.70218781114,0,false,0,1.1330365188287489E-3,1.1330365188287489E-3]
[null,9,19,4811.5901453933257,null,179,9,12,2352.8274473458778,1,0.83311299619886303,0.83311299619886303,2.8296286119280545E+23,0,false,0,7.5764348607399982E-21,7.5764348607399982E-21,8.9294060393737896E+19,0,false,0,2.4576983196443189E-17,2.4576983196443189E-17,2.825937988351016E+16,0,false,0,7.0862094622162166E-14,7.0862094622162166E-14,9794760769298.1406,0,false,0,2.240119397519968E-10,2.240119397519968E-10,3098394064.1907568,0,false,0,7.0838795268872576E-7,7.0838795268872576E-7,979798.23315887561,0,false,0,2.240119397519971E-3,2.240119397519971E-3]
[null,9,20,5250.9156394796073,null,180,3,14,2382.481555918605,1,0.92350096825794137,0.92350096825794137,3.6283253669636139E+23,0,false,0,7.2603072217575869E-21,7.2603072217575869E-21,1.1449838437455777E+20,0,false,0,2.3551505671194183E-17,2.3551505671194183E-17,3.6235930204330608E+16,0,false,0,6.7905365358596319E-14,6.7905365358596319E-14,12559449962010.846,0,false,0,2.1466501512064612E-10,2.1466501512064612E-10,3972953105.0694675,0,false,0,6.7883038173572811E-7,6.7883038173572811E-7,1256358.0849057746,0,false,0,2.1466501512064666E-3,2.1466501512064666E-3]
[null,10,1,813.54857003193661,null,181,7,13,2392.2958044808947,1,0.15644208378796959,0.15644208378796959,6.4473323953401123E+22,0,false,0,1.1725021191765204E-21,1.1725021191765204E-21,2.0345726144454345E+19,0,false,0,3.8034465299924228E-18,3.8034465299924228E-18,6438923278734818,0,false,0,1.0966365796175655E-14,1.0966365796175655E-14,2231744411485.6226,0,false,0,3.4667291266648134E-11,3.4667291266648134E-11,705971672.02006257,0,false,0,1.0962760071107158E-7,1.0962760071107158E-7,223247.84471407614,0,false,0,3.4667291266648093E-4,3.4667291266648093E-4]
[null,10,2,856.54250376045661,null,182,11,11,2393.5199005957206,1,0.66692935004358922,0.66692935004358922,2.7649631340428875E+23,0,false,0,4.9688607776751454E-21,4.9688607776751454E-21,8.7253424013640614E+19,0,false,0,1.6118347228350751E-17,1.6118347228350751E-17,2.76135685225415E+16,0,false,0,4.6473557690902853E-14,4.6473557690902853E-14,9570921187224.5469,0,false,0,1.4691397228694875E-10,1.4691397228694875E-10,3027586491.7790265,0,false,0,4.6458277252961703E-7,4.6458277252961703E-7,957406.9127180319,0,false,0,1.469139722869494E-3,1.469139722869494E-3]
[null,10,3,921.55485750885202,null,183,16,6,2421.9549570470763,1,0.78270590450151378,0.78270590450151378,3.7225620117005446E+23,0,false,0,5.0832537789851495E-21,5.0832537789851495E-21,1.1747219253120726E+20,0,false,0,1.6489423456505681E-17,1.6489423456505681E-17,3.7177067543464408E+16,0,false,0,4.7543470893080057E-14,4.7543470893080057E-14,12885650152031.723,0,false,0,1.5029622245982279E-10,1.5029622245982279E-10,4076140590.3285475,0,false,0,4.7527838669239483E-7,4.7527838669239483E-7,1288988.8328501512,0,false,0,1.5029622245982318E-3,1.5029622245982318E-3]
[null,10,4,1008.5856312771231,null,184,17,4,2428.2548273825655,1,0.98048447486512558,0.98048447486512558,4.8061944338282415E+23,0,false,0,6.1782662463756112E-21,6.1782662463756112E-21,1.5166817801784997E+20,0,false,0,2.0041503492250172E-17,2.0041503492250172E-17,4.7999258180746968E+16,0,false,0,5.7785079050863777E-14,5.7785079050863777E-14,16636644290221.332,0,false,0,1.826723824059541E-10,1.826723824059541E-10,5262699225.7380581,0,false,0,5.7766079401208512E-7,5.7766079401208512E-7,1664211.6193736852,0,false,0,1.8267238240595471E-3,1.8267238240595471E-3]
[null,10,5,1117.6348250652698,null,185,4,14,2439.9354651640651,1,0.88924801456615221,0.88924801456615221,4.6090835368788431E+23,0,false,0,5.2992906773082963E-21,5.2992906773082963E-21,1.4544798634242143E+20,0,false,0,1.7190219453236537E-17,1.7190219453236537E-17,4.6030720086174224E+16,0,false,0,4.9564055430825643E-14,4.9564055430825643E-14,15954344827845.561,0,false,0,1.5668377089663857E-10,1.5668377089663857E-10,5046866225.4209785,0,false,0,4.954775884173834E-7,4.954775884173834E-7,1595959.2318507067,0,false,0,1.5668377089663908E-3,1.5668377089663908E-3]
[null,10,6,1248.7024388732923,null,186,18,1,2494.170041660283,1,0.28687788674607917,0.28687788674607917,1.9199842759501748E+23,0,false,0,1.3239847638590997E-21,1.3239847638590997E-21,6.0588584370761343E+19,0,false,0,4.2948368054119264E-18,4.2948368054119264E-18,1.9174800818638924E+16,0,false,0,1.2383176961112471E-14,1.2383176961112471E-14,6646026473040.3008,0,false,0,3.9146168429566531E-11,3.9146168429566531E-11,2102349353.857497,0,false,0,1.2379105390600738E-7,1.2379105390600738E-7,664821.23955729872,0,false,0,3.9146168429566691E-4,3.9146168429566691E-4]
[null,10,7,1401.7884727011901,null,187,10,12,2497.4949421388146,1,0.93501984960437212,0.93501984960437212,6.3554775432878924E+23,0,false,0,4.2489340089495755E-21,4.2489340089495755E-21,2.0055861507376618E+20,0,false,0,1.3782997103541429E-17,1.3782997103541429E-17,6.347188230985264E+16,0,false,0,3.9740111189460195E-14,3.9740111189460195E-14,21999488501331.949,0,false,0,1.2562794595584608E-10,1.2562794595584608E-10,6959137256.4624748,0,false,0,3.9727044698901127E-7,3.9727044698901127E-7,2200672.4280156819,0,false,0,1.2562794595584604E-3,1.2562794595584604E-3]
[null,10,8,1576.8929265489637,null,188,14,9,2498.041755500818,1,3.7251991601925979E-2,3.7251991601925979E-2,2.5385298813873195E+22,0,false,0,1.6885084022771451E-22,1.6885084022771451E-22,8.0107912248405197E+18,0,false,0,5.4773047472310396E-19,5.4773047472310396E-19,2535218931606905.5,0,false,0,1.5792552087063232E-15,1.5792552087063232E-15,878712237679.90186,0,false,0,4.9924014319936114E-12,4.9924014319936114E-12,277964602.24870384,0,false,0,1.5787359518986E-8,1.5787359518986E-8,87900.125200866678,0,false,0,4.9924014319936098E-5,4.9924014319936098E-5]
[null,10,9,1774.0158004166126,null,189,8,13,2507.8921040913392,1,0.58779238427879021,0.58779238427879021,4.193036561852461E+23,0,false,0,2.5451054071251831E-21,2.5451054071251831E-21,1.323188698364525E+20,0,false,0,8.2559955934186368E-18,8.2559955934186368E-18,4.1875676746884968E+16,0,false,0,2.3804269883931511E-14,2.3804269883931511E-14,14514198028369.955,0,false,0,7.5250960326705462E-11,7.5250960326705462E-11,4591302031.4444199,0,false,0,2.3796443074735773E-7,2.3796443074735773E-7,1451897.1845122331,0,false,0,7.5250960326705377E-4,7.5250960326705377E-4]
[null,10,10,1993.1570943041379,null,190,5,14,2511.9249720007715,1,0.66114970719497423,0.66114970719497423,4.8052703615694195E+23,0,false,0,2.8097540474040678E-21,2.8097540474040678E-21,1.516390172425678E+20,0,false,0,9.1144818477912465E-18,9.1144818477912465E-18,4.7990029510634272E+16,0,false,0,2.6279518115292382E-14,2.6279518115292382E-14,16633445613663.486,0,false,0,8.3075808867118129E-11,8.3075808867118129E-11,5261687382.7034655,0,false,0,2.6270877448090682E-7,2.6270877448090682E-7,1663891.6465112937,0,false,0,8.3075808867118554E-4,8.3075808867118554E-4]
[null,10,11,2234.316808211538,null,191,13,10,2514.3731642304224,1,7.2693319413108817E-2,7.2693319413108817E-2,5.3435692218486847E+22,0,false,0,3.0545277482714343E-22,3.0545277482714343E-22,1.6862601360563782E+19,0,false,0,9.9084963471861343E-19,9.9084963471861343E-19,5336599719747827,0,false,0,2.8568876826968182E-15,2.8568876826968182E-15,1849676737136.5547,0,false,0,9.0313016411223942E-12,9.0313016411223942E-12,585111526.25387657,0,false,0,2.8559483421963422E-8,2.8559483421963422E-8,185028.51081796541,0,false,0,9.0313016411224065E-5,9.0313016411224065E-5]
[null,10,12,2497.4949421388146,null,192,15,8,2518.2643643823349,1,0.16921987032804708,0.16921987032804708,1.2664751437792427E+23,0,false,0,6.9838122984929176E-22,6.9838122984929176E-22,3.9965919025230914E+19,0,false,0,2.2654591593810575E-18,2.2654591593810575E-18,1.2648233075610066E+16,0,false,0,6.5319319312524737E-15,6.5319319312524737E-15,4383904305069.8696,0,false,0,2.0648990832826188E-11,2.0648990832826188E-11,1386768232.1946094,0,false,0,6.5297842415667578E-8,6.5297842415667578E-8,438534.62005002314,0,false,0,2.0648990832826145E-4,2.0648990832826145E-4]
[null,10,13,2782.6914960859658,null,193,18,2,2537.163975388803,1,{"$f":"ABS(SIN(G202*3.1416*$J$2/$C$2)*SIN(H202*3.1416*$K$2/$D$2))*(1/F202^$N$2)+(1-1/F202^$N$2)","v":0.53647079508693385},0.53647079508693385,4.379716157120747E+23,0,false,0,2.029704042186053E-21,2.029704042186053E-21,1.3820988287749146E+20,0,{"$f":"AND($I202>44.548,$I202<89.095)","v":false},0,6.5840996531299847E-18,{"$f":"IF($I202>89.095,W202,0)","v":6.5840996531299847E-18},4.3740037877864568E+16,0,false,0,1.8983741368605425E-14,1.8983741368605425E-14,15160389535076.631,0,false,0,6.0012122847996398E-11,6.0012122847996398E-11,4795712938.0370798,0,false,0,1.8977499542149979E-7,1.8977499542149979E-7,1516537.5888535089,0,false,0,6.0012122847996434E-4,6.0012122847996434E-4]
[null,10,14,{"$f":"3.141625/2*SQRT($H$2/$I$2)*((1+($D$8-1)/B203)*(B203/$C$2)^2+(1+($D$8-1)/C203)*(C203/$D$2)^2)","v":3089.9064700529925},null,194,17,5,2537.3040211707121,{"$f":"IF(ABS(I203-I202)>0.0001,1,$M$2)","v":1},0.95898406510210388,{"$f":"$J203*$K203","v":0.95898406510210388},{"$f":"10^(LOG10($I203/22.27)/LOG10(2)*70/20)*$L203","v":7.8341157054619483E+23},{"$f":"IF($I203<22.27,M203,0)","v":0},{"$f":"AND($I203>22.27,$I203<44.45)","v":false},{"$f":"IF($O203=TRUE,$L203,0)","v":0},{"$f":"10^(LOG10(44.45/$I203)/LOG10(2)*70/20)*$L203","v":3.6259291459129317E-21},{"$f":"IF($I203>44.45,Q203,0)","v":3.6259291459129317E-21},{"$f":"10^(LOG10($I203/44.548)/LOG10(2)*70/20)*$L203","v":2.4721972275308829E+20},{"$f":"IF($I203<44.528,S203,0)","v":0},false,{"$f":"IF($U203=TRUE,$L203,0)","v":0},{"$f":"10^(LOG10(89.095/$I203)/LOG10(2)*70/20)*$L203","v":1.176204921293177E-17},1.176204921293177E-17,{"$f":"10^(LOG10($I203/89.09)/LOG10(2)*70/20)*$L203","v":7.8238978372915648E+16},{"$f":"IF($I203<89.09,Y203,0)","v":0},{"$f":"AND($I203>89.09,$I203<176.78)","v":false},{"$f":"IF($AA203=TRUE,$L203,0)","v":0},{"$f":"10^(LOG10(176.78/$I203)/LOG10(2)*70/20)*$L203","v":3.3913171426097293E-14},{"$f":"IF($I203>176.78,AC203,0)","v":3.3913171426097293E-14},{"$f":"10^(LOG10($I203/176.78)/LOG10(2)*70/20)*$L203","v":27117795194231.09},{"$f":"IF($I203<176.78,AE203,0)","v":0},{"$f":"AND($I203>176.78,$I203<353.55)","v":false},{"$f":"IF($AG203=TRUE,$L203,0)","v":0},{"$f":"10^(LOG10(353.55/$I203)/LOG10(2)*70/20)*$L203","v":1.0720760308891857E-10},{"$f":"IF($I203>353.55,AI203,0)","v":1.0720760308891857E-10},{"$f":"10^(LOG10($I203/353.55)/LOG10(2)*70/20)*$L203","v":8578220299.888586},{"$f":"IF($I203<353.55,AK203,0)","v":0},{"$f":"AND($I203>353.55,$I203<707.1)","v":false},{"$f":"IF($AM203=TRUE,$L203,0)","v":0},{"$f":"10^(LOG10(707.1/$I203)/LOG10(2)*70/20)*$L203","v":3.3902020824828403E-7},{"$f":"IF($I203>707.1,AO203,0)","v":3.3902020824828403E-7},{"$f":"10^(LOG10($I203/707.1)/LOG10(2)*70/20)*$L203","v":2712671.4418340609},{"$f":"IF($I203<707.1,AQ203,0)","v":0},{"$f":"AND($I203>707.1,$I203<1414.2)","v":false},{"$f":"IF($AS203=TRUE,$L203,0)","v":0},{"$f":"10^(LOG10(1414.2/$I203)/LOG10(2)*70/20)*$L203","v":1.0720760308891805E-3},{"$f":"IF($I203>1414.2,AU203,0)","v":1.0720760308891805E-3}]
[null,10,15,3419.1398640398952,null,195,12,11,2567.2585905711489,1,0.43995920557844609,0.43995920557844609,4.1195880734428725E+23,0,false,0,1.4513011502299462E-21,1.4513011502299462E-21,1.3000106963743426E+20,0,false,0,4.7078348375975848E-18,4.7078348375975848E-18,4.11421498355844E+16,0,false,0,1.3573962070968517E-14,1.3573962070968517E-14,14259956051240.563,0,false,0,4.2910523458993082E-11,4.2910523458993082E-11,4510877215.4269934,0,false,0,1.3569498972050529E-7,1.3569498972050529E-7,1426464.6246107295,0,false,0,4.2910523458993308E-4,4.2910523458993308E-4]
[null,10,16,3770.3916780466743,null,196,16,7,2575.0409908749743,1,0.54026012969465487,0.54026012969465487,5.2399606125291517E+23,0,false,0,1.7205382329916123E-21,1.7205382329916123E-21,1.6535645611710611E+20,0,false,0,5.5812054110292746E-18,5.5812054110292746E-18,5.23312624490294E+16,0,false,0,1.6092125822803103E-14,1.6092125822803103E-14,18138126121539.5,0,false,0,5.0871038169564923E-11,5.0871038169564923E-11,5737665639.2342234,0,false,0,1.6086834755318898E-7,1.6086834755318898E-7,1814409.1872466004,0,false,0,5.0871038169565132E-4,5.0871038169565132E-4]
[null,10,17,4143.6619120733285,null,197,6,14,2598.4500764287236,1,0.28892872906499628,0.28892872906499628,3.1132330450222825E+23,0,false,0,8.2824025768092597E-22,8.2824025768092597E-22,9.8243712397501874E+19,0,false,0,2.6867051944341376E-18,2.6867051944341376E-18,3.1091725222991444E+16,0,false,0,7.7464982658001198E-15,7.7464982658001198E-15,10776457647666.121,0,false,0,2.4488523971243876E-11,2.4488523971243876E-11,3408935980.6716738,0,false,0,7.7439512284762512E-8,7.7439512284762512E-8,1078000.2096622197,0,false,0,2.4488523971243889E-4,2.4488523971243889E-4]
[null,10,18,4538.9505661198573,null,198,18,3,2602.1763291371981,1,0.71633960500832983,0.71633960500832983,7.848302127025547E+23,0,false,0,2.0195226401144625E-21,2.0195226401144625E-21,2.476674010026388E+20,0,false,0,6.5510724903245517E-18,6.5510724903245517E-18,7.8380657558115056E+16,0,false,0,1.8888515119024177E-14,1.8888515119024177E-14,27166901499137.012,0,false,0,5.9711090017994076E-11,5.9711090017994076E-11,8593754184.5049782,0,false,0,1.8882304602820649E-7,1.8882304602820649E-7,2717583.687463861,0,false,0,5.9711090017994272E-4,5.9711090017994272E-4]
[null,10,19,4956.2576401862616,null,199,9,13,2638.024001293029,1,0.89101102661104492,0.89101102661104492,1.1445274324687915E+24,0,false,0,2.1425277916458816E-21,2.1425277916458816E-21,3.6117637928294056E+20,0,false,0,6.9500854295010646E-18,6.9500854295010646E-18,1.1430346500205902E+17,0,false,0,2.0038977420495348E-14,2.0038977420495348E-14,39617822450884.5,0,false,0,6.3347975057001527E-11,6.3347975057001527E-11,12532376115.070824,0,false,0,2.0032388633966042E-7,2.0032388633966042E-7,3963085.3017516094,0,false,0,6.3347975057001786E-4,6.3347975057001786E-4]
[null,10,20,5395.5831342725442,null,200,1,15,2640.4139241883249,1,0.33981367566507592,0.33981367566507592,4.4111969958218344E+23,0,false,0,8.0855909396931215E-22,8.0855909396931215E-22,1.392033178110965E+20,0,false,0,2.622862022979808E-18,2.622862022979808E-18,4.4054435667084856E+16,0,false,0,7.5624211225472801E-15,7.5624211225472801E-15,15269360473027.197,0,false,0,2.3906612328016915E-11,2.3906612328016915E-11,4830183908.3106966,0,false,0,7.5599346095194154E-8,7.5599346095194154E-8,1527438.2667755648,0,false,0,2.3906612328017032E-4,2.3906612328017032E-4]
[null,11,1,972.75166241611896,null,201,11,12,2656.6980345229972,1,0.83310364074278531,0.83310364074278531,1.1616094723090295E+24,0,false,0,1.8455441251303653E-21,1.8455441251303653E-21,3.6656692661736479E+20,0,false,0,5.9867084961901142E-18,5.9867084961901142E-18,1.1600944101246507E+17,0,false,0,1.726130097178572E-14,1.726130097178572E-14,40209117340190.945,0,false,0,5.456707897149016E-11,5.456707897149016E-11,12719421477.215456,0,false,0,1.7255625481218746E-7,1.7255625481218746E-7,4022234.2387664239,0,false,0,5.4567078971490398E-4,5.4567078971490398E-4]
[null,11,2,1015.745596144639,null,202,17,6,2668.3716349787346,1,0.81284630331503327,0.81284630331503327,1.19263701086012E+24,0,false,0,1.711177655564839E-21,1.711177655564839E-21,3.7635822887366807E+20,0,false,0,5.5508408981211492E-18,5.5508408981211492E-18,1.191081480126299E+17,0,false,0,1.6004576713554941E-14,1.6004576713554941E-14,41283135732876,0,false,0,5.059427460660754E-11,5.059427460660754E-11,13059167622.231827,0,false,0,1.5999314432089935E-7,1.5999314432089935E-7,4129671.4032177911,0,false,0,5.0594274606607654E-4,5.0594274606607654E-4]
[null,11,3,1080.7579498930345,null,203,2,15,2668.7966382512932,1,0.60555206404764128,0.60555206404764128,8.9013426191970368E+23,0,false,0,1.2724302146103832E-21,1.2724302146103832E-21,2.8089800268253102E+20,0,false,0,4.1276004582545263E-18,4.1276004582545263E-18,8.8897327899779648E+16,0,false,0,1.1900989307655944E-14,1.1900989307655944E-14,30812001657413.785,0,false,0,3.7621858540743852E-11,3.7621858540743852E-11,9746815189.2399445,0,false,0,1.1897076279740968E-7,1.1897076279740968E-7,3082213.5930723189,0,false,0,3.7621858540743937E-4,3.7621858540743937E-4]
[null,11,4,1167.7887236613053,null,204,18,4,2689.2071029054696,1,0.80310710619350056,0.80310710619350056,1.2898752445037293E+24,0,false,0,1.5444922837487609E-21,1.5444922837487609E-21,4.0704351623241479E+20,0,false,0,5.0101349252571062E-18,5.0101349252571062E-18,1.288192888038737E+17,0,false,0,1.4445575044977396E-14,1.4445575044977396E-14,44649037647189.617,0,false,0,4.566589943343846E-11,4.566589943343846E-11,14123909350.753241,0,false,0,1.4440825360985811E-7,1.4440825360985811E-7,4466372.3014130313,0,false,0,4.5665899433438499E-4,4.5665899433438499E-4]
[null,11,5,1276.8379174494521,null,205,7,14,2699.5107784479219,1,0.14627523104112422,0.14627523104112422,2.4561502105826478E+23,0,false,0,2.690748924491933E-22,2.690748924491933E-22,7.750827239848339E+19,0,false,0,8.7284444885502224E-19,8.7284444885502224E-19,2.4529467068303484E+16,0,false,0,2.5166467922777777E-15,2.5166467922777777E-15,8501965107613.9639,0,false,0,7.9557192405157813E-12,7.9557192405157813E-12,2689441717.2453046,0,false,0,2.5158193224854853E-8,2.5158193224854853E-8,850476.14607696759,0,false,0,7.955719240515806E-5,7.955719240515806E-5]
[null,11,6,1407.9055312574746,null,206,3,15,2711.7149499055072,1,0.73928739804737731,0.73928739804737731,1.3081992030620045E+24,0,false,0,1.2904442282750175E-21,1.2904442282750175E-21,4.1282597353178497E+20,0,false,0,4.1860356087275256E-18,4.1860356087275256E-18,1.3064929470530062E+17,0,false,0,1.2069473662671463E-14,1.2069473662671463E-14,45283321558753.758,0,false,0,3.8154477670705142E-11,3.8154477670705142E-11,14324553506.633301,0,false,0,1.2065505237346415E-7,1.2065505237346415E-7,4529821.5545913102,0,false,0,3.8154477670705121E-4,3.8154477670705121E-4]
[null,11,7,1560.9915650853723,null,207,15,9,2715.387238249984,1,8.5239068066018109E-2,8.5239068066018109E-2,1.5322609790009514E+23,0,false,0,1.4646408982492553E-22,1.4646408982492553E-22,4.8353272871612678E+19,0,false,0,4.7511072696768807E-19,4.7511072696768807E-19,1.5302624840495396E+16,0,false,0,1.3698728204876239E-15,1.3698728204876239E-15,5303922098532.4375,0,false,0,4.3304938891123243E-12,4.3304938891123243E-12,1677799094.2397127,0,false,0,1.3694224083035565E-8,1.3694224083035565E-8,530566.65939649928,0,false,0,4.3304938891123347E-5,4.3304938891123347E-5]
[null,11,8,1736.0960189331463,null,208,14,10,2717.1830493883431,1,0.14361649591065789,0.14361649591065789,2.6015770616920839E+23,0,false,0,2.448829063266134E-22,2.448829063266134E-22,8.2097480314708492E+19,0,false,0,7.9436874790177504E-19,7.9436874790177504E-19,2.5981838808340412E+16,0,false,0,2.290380106003007E-15,2.290380106003007E-15,9005360221037.8848,0,false,0,7.240436414571573E-12,7.240436414571573E-12,2848681587.2239752,0,false,0,2.289627032366937E-8,2.289627032366937E-8,900832.21442113584,0,false,0,7.2404364145715975E-5,7.2404364145715975E-5]
[null,11,9,1933.2188928007949,null,209,16,8,2750.1454447227475,1,0.22759776378923488,0.22759776378923488,4.7433690880344806E+23,0,false,0,3.3731493896627885E-22,3.3731493896627885E-22,1.4968561034168412E+20,0,false,0,1.094206409645539E-18,1.094206409645539E-18,4.7371824140246464E+16,0,false,0,3.1548932396104393E-15,3.1548932396104393E-15,16419174326246.496,0,false,0,9.9733681043993113E-12,9.9733681043993113E-12,5193906565.9283895,0,false,0,3.1538559153177865E-8,3.1538559153177865E-8,1642457.4702437175,0,false,0,9.9733681043993351E-5,9.9733681043993351E-5]
[null,11,10,2152.36018668832,null,210,13,11,2755.532878137823,1,0.11708325484454678,0.11708325484454678,2.4962937621753818E+23,0,false,0,1.6962130331554862E-22,1.6962130331554862E-22,7.877507494113167E+19,0,false,0,5.5022975818706674E-19,5.5022975818706674E-19,2.4930379000544436E+16,0,false,0,1.5864613193951244E-15,1.5864613193951244E-15,8640922030308.1641,0,false,0,5.0151816622715473E-12,5.0151816622715473E-12,2733398207.3112068,0,false,0,1.5859396932287383E-8,1.5859396932287383E-8,864376.40873245685,0,false,0,5.0151816622715231E-5,5.0151816622715231E-5]
[null,11,11,2393.5199005957206,null,211,4,15,2769.1688591509674,1,0.71186698607097398,0.71186698607097398,1.6074063000588617E+24,0,false,0,9.7377484563253324E-22,9.7377484563253324E-22,5.0724619700862773E+20,0,false,0,3.1588007365105649E-18,3.1588007365105649E-18,1.6053097946857174E+17,0,false,0,9.1076774921488305E-15,9.1076774921488305E-15,55640376626710.188,0,false,0,2.879153534100867E-11,2.879153534100867E-11,17600819124.639946,0,false,0,9.1046829010819797E-8,9.1046829010819797E-8,5565867.7118513444,0,false,0,2.8791535341008616E-4,2.8791535341008616E-4]
[null,11,12,2656.6980345229972,null,212,19,1,2769.6579147744333,1,0.16098099441100139,0.16098099441100139,3.6424458818227602E+23,0,false,0,2.1975694900508323E-22,2.1975694900508323E-22,1.1494398281857555E+20,0,false,0,7.1286336413800245E-19,7.1286336413800245E-19,3.6376951182091632E+16,0,false,0,2.0553780241641197E-15,2.0553780241641197E-15,12608328130828.35,0,false,0,6.4975389250295971E-12,6.4975389250295971E-12,3988414822.9918933,0,false,0,2.0547022188695643E-8,2.0547022188695643E-8,1261247.5094231637,0,false,0,6.4975389250296309E-5,6.4975389250296309E-5]
[null,11,13,2941.8945884701484,null,213,10,13,2782.6914960859658,1,0.99999999987856802,0.99999999987856802,2.3895967297632961E+24,0,false,0,1.2925932923098172E-21,1.2925932923098172E-21,7.5408056663229202E+20,0,false,0,4.1930068968917047E-18,4.1930068968917047E-18,2.3864800302807904E+17,0,false,0,1.2089573773314819E-14,1.2089573773314819E-14,82715902024968.391,0,false,0,3.821801890242368E-11,3.821801890242368E-11,26165668144.921001,0,false,0,1.2085598739102729E-7,1.2085598739102729E-7,8274310.7838063063,0,false,0,3.821801890242377E-4,3.821801890242377E-4]
[null,11,14,3249.1095624371751,null,214,18,5,2798.2562966936166,1,0.78549629000068921,0.78549629000068921,2.0027822066707043E+24,0,false,0,9.5157070897047673E-22,9.5157070897047673E-22,6.3201423170549226E+20,0,false,0,3.0867733643143738E-18,3.0867733643143738E-18,2.0001700210289229E+17,0,false,0,8.9000030830012778E-15,8.9000030830012778E-15,69326315491205.344,0,false,0,2.8135027126312771E-11,2.8135027126312771E-11,21930116464.249104,0,false,0,8.8970767749770243E-8,8.8970767749770243E-8,6934911.7379785692,0,false,0,2.8135027126312794E-4,2.8135027126312794E-4]
[null,11,15,3578.3429564240773,null,215,19,2,2812.6518485029533,1,0.30103959229870997,0.30103959229870997,8.1474795580860433E+23,0,false,0,3.4356622896499232E-22,3.4356622896499232E-22,2.5710848718792507E+20,0,false,0,1.1144847928268536E-18,1.1144847928268536E-18,8.1368529762005504E+16,0,false,0,3.2133613069193388E-15,3.2133613069193388E-15,28202504317280.113,0,false,0,1.015819957517714E-11,1.015819957517714E-11,8921348262.6219425,0,false,0,3.2123047584114656E-8,3.2123047584114656E-8,2821178.0309471292,0,false,0,1.0158199575177155E-4,1.0158199575177155E-4]
[null,11,16,3929.5947704308574,null,216,8,14,2815.1070780583659,1,0.54959295307727885,0.54959295307727885,1.5026113431580861E+24,0,false,0,6.2090071695094014E-22,6.2090071695094014E-22,4.7417624863798611E+20,0,false,0,2.0141223105127368E-18,2.0141223105127368E-18,1.5006515195873258E+17,0,false,0,5.807259768514502E-15,5.807259768514502E-15,52012898701355.852,0,false,0,1.8358129721186717E-11,1.8358129721186717E-11,16453332592.132902,0,false,0,5.8053503499782032E-8,5.8053503499782032E-8,5203000.6091421871,0,false,0,1.8358129721186728E-4,1.8358129721186728E-4]
[null,11,17,4302.8650044575106,null,217,17,7,2821.4576688066322,1,0.56106443905068482,0.56106443905068482,1.5746948971866002E+24,0,false,0,6.1746959895665721E-22,6.1746959895665721E-22,4.969235208407177E+20,0,false,0,2.0029922036959306E-18,2.0029922036959306E-18,1.5726410565908061E+17,0,false,0,5.7751686580595187E-15,5.7751686580595187E-15,54508071262637.633,0,false,0,1.8256682086310362E-11,1.8256682086310362E-11,17242634958.479397,0,false,0,5.7732697910335621E-8,5.7732697910335621E-8,5452599.9331637612,0,false,0,1.8256682086310375E-4,1.8256682086310375E-4]
[null,11,18,4698.1536585040394,null,218,12,12,2830.4367244984251,1,0.54958087527824517,0.54958087527824517,1.6005128829564682E+24,0,false,0,5.8289531114318943E-22,5.8289531114318943E-22,5.0507085427826164E+20,0,false,0,1.8908376473327685E-18,1.8908376473327685E-18,1.5984253685186038E+17,0,false,0,5.4517967160360092E-15,5.4517967160360092E-15,55401760961332.055,0,false,0,1.7234426444837891E-11,1.7234426444837891E-11,17525337407.562511,0,false,0,5.4500041732326132E-8,5.4500041732326132E-8,5541998.2970848028,0,false,0,1.7234426444837935E-4,1.7234426444837935E-4]
[null,11,19,5115.4607325704446,null,219,5,15,2841.1583659876737,1,0.52926814757322227,0.52926814757322227,1.6106246520644754E+24,0,false,0,5.3720950392684758E-22,5.3720950392684758E-22,5.0826180632621862E+20,0,false,0,1.7426387468063388E-18,1.7426387468063388E-18,1.6085239490642371E+17,0,false,0,5.0244991739387774E-15,5.0244991739387774E-15,55751779896501.867,0,false,0,1.5883637256812264E-11,1.5883637256812264E-11,17636059518.763481,0,false,0,5.0228471259435683E-8,5.0228471259435683E-8,5577011.7029585345,0,false,0,1.5883637256812331E-4,1.5883637256812331E-4]
[null,11,20,5554.7862266567263,null,220,19,3,2877.6642022513483,1,0.40197264159399682,0.40197264159399682,1.4189973666813072E+24,0,false,0,3.5172068915603092E-22,3.5172068915603092E-22,4.4779034260846359E+20,0,false,0,1.1409368160772254E-18,1.1409368160772254E-18,1.417146599016903E+17,0,false,0,3.2896296495199377E-15,3.2896296495199377E-15,49118600512868.016,0,false,0,1.0399301950978127E-11,1.0399301950978127E-11,15537774107.507082,0,false,0,3.2885480240923521E-8,3.2885480240923521E-8,4913475.5948912222,0,false,0,1.0399301950978115E-4,1.0399301950978115E-4]
[null,12,1,1146.4903523915473,null,221,6,15,2927.6834704156263,1,0.23129522942951167,0.23129522942951167,9.9762294350471836E+23,0,false,0,1.6563550470158329E-22,1.6563550470158329E-22,3.1481800470907342E+20,0,false,0,5.373003385641949E-19,5.373003385641949E-19,9.9632176541344048E+16,0,false,0,1.5491823031138188E-15,1.5491823031138188E-15,34532722875365.797,0,false,0,4.8973338228342193E-12,4.8973338228342193E-12,10923797538.042852,0,false,0,1.5486729342335689E-8,1.5486729342335689E-8,3454408.091875494,0,false,0,4.8973338228342395E-5,4.8973338228342395E-5]
[null,12,2,1189.4842861200673,null,222,18,6,2929.3239105016387,1,0.66579600102818515,0.66579600102818515,2.8904764951753782E+24,0,false,0,4.7369569276519581E-22,4.7369569276519581E-22,9.1214225654512969E+20,0,false,0,1.5366080874851581E-18,1.5366080874851581E-18,2.8867065090163962E+17,0,false,0,4.4304570183500804E-15,4.4304570183500804E-15,100053857457397.02,0,false,0,1.4005728675681271E-11,1.4005728675681271E-11,31650214369.411285,0,false,0,4.4290002905486488E-8,4.4290002905486488E-8,10008676.583992969,0,false,0,1.4005728675681281E-4,1.4005728675681281E-4]
[null,12,3,1254.4966398684628,null,223,15,10,2934.5285321375086,1,0.32861964539095045,0.32861964539095045,1.4564155500883634E+24,0,false,0,2.2902782637432432E-22,2.2902782637432432E-22,4.5959832869853961E+20,0,false,0,7.4293690156135855E-19,7.4293690156135855E-19,1.4545159786942614E+17,0,false,0,2.1420881723333721E-15,2.1420881723333721E-15,50413831107260.078,0,false,0,6.7716503324209336E-12,6.7716503324209336E-12,15947496701.039227,0,false,0,2.1413838568686542E-8,2.1413838568686542E-8,5043041.255330517,0,false,0,6.77165033242095E-5,6.77165033242095E-5]
[null,12,4,1341.5274136367339,null,224,11,13,2941.8945884701484,1,0.89100102098808343,0.89100102098808343,4.0656393553240924E+24,0,false,0,6.0313435224676525E-22,6.0313435224676525E-22,1.2829862003908191E+21,0,false,0,1.9564905015125818E-18,1.9564905015125818E-18,4.0603366295892864E+17,0,false,0,5.6410916643996177E-15,5.6410916643996177E-15,140732125381320.19,0,false,0,1.7832832811376759E-11,1.7832832811376759E-11,44518043083.729019,0,false,0,5.6392368816934523E-8,5.6392368816934523E-8,14077841.31180894,0,false,0,1.7832832811376771E-4,1.7832832811376771E-4]
[null,12,5,1450.5766074248804,null,225,9,14,2945.2389752600561,1,0.83310603273709705,0.83310603273709705,3.8520146877458719E+24,0,false,0,5.5654352893645018E-22,5.5654352893645018E-22,1.2155730639533596E+21,0,false,0,1.8053558448233619E-18,1.8053558448233619E-18,3.8469905880580736E+17,0,false,0,5.2053295426861414E-15,5.2053295426861414E-15,133337506509680.39,0,false,0,1.6455285073393974E-11,1.6455285073393974E-11,42178890167.339317,0,false,0,5.2036180379296061E-8,5.2036180379296061E-8,13338136.210687304,0,false,0,1.6455285073393986E-4,1.6455285073393986E-4]
[null,12,6,1581.644221232903,null,226,16,9,2947.268318590397,1,0.11464505463628549,0.11464505463628549,5.3434403797403079E+23,0,false,0,7.5975960014585041E-23,7.5975960014585041E-23,1.686219477593433E+20,0,false,0,2.4645627223537502E-19,2.4645627223537502E-19,5.3364710456853192E+16,0,false,0,7.1060013931636054E-16,7.1060013931636054E-16,18496321384346.617,0,false,0,2.2463760977580882E-12,2.2463760977580882E-12,5850974182.6732635,0,false,0,7.1036649502766615E-9,7.1036649502766615E-9,1850240.49480895,0,false,0,2.2463760977580976E-5,2.2463760977580976E-5]
[null,12,7,1734.730255060801,null,227,14,11,2958.3427632957432,1,0.23131543484800746,0.23131543484800746,1.1261807112938182E+24,0,false,0,1.4675322498018874E-22,1.4675322498018874E-22,3.5538673882722861E+20,0,false,0,4.7604864433687885E-19,4.7604864433687885E-19,1.1247118580783789E+17,0,false,0,1.3725770901220266E-15,1.3725770901220266E-15,38982750611235.867,0,false,0,4.3390427287937674E-12,4.3390427287937674E-12,12331482712.500834,0,false,0,1.3721257887780553E-8,1.3721257887780553E-8,3899557.2298494019,0,false,0,4.3390427287937538E-5,4.3390427287937538E-5]
[null,12,8,1909.8347089085744,null,228,19,4,2964.6949760196198,1,0.45066206405795195,0.45066206405795195,2.2494953124013893E+24,0,false,0,2.7887104473294995E-22,2.7887104473294995E-22,7.0986902462841632E+20,0,false,0,9.0462191074745773E-19,9.0462191074745773E-19,2.2465613441762342E+17,0,false,0,2.608269815879806E-15,2.608269815879806E-15,77866290804912.891,0,false,0,8.2453614159618926E-12,8.2453614159618926E-12,24631582017.47311,0,false,0,2.6074122205710572E-8,2.6074122205710572E-8,7789190.1548460508,0,false,0,8.2453614159618986E-5,8.2453614159618986E-5]
[null,12,9,2106.9575827762233,null,229,1,16,2991.6657381951045,1,0.21097490936380794,0.21097490936380794,1.1700205411817816E+24,0,false,0,1.1750453949490432E-22,1.1750453949490432E-22,3.6922119187582275E+20,0,false,0,3.8116965904858505E-19,3.8116965904858505E-19,1.1684945086216418E+17,0,false,0,1.0990152953559787E-15,1.0990152953559787E-15,40500266528729.008,0,false,0,3.4742488130291781E-12,3.4742488130291781E-12,12811521216.944334,0,false,0,1.098653940730866E-8,1.098653940730866E-8,4051358.7337116189,0,false,0,3.4742488130291796E-5,3.4742488130291796E-5]
[null,12,10,2326.0988766637483,null,230,17,8,2996.5621226544058,1,0.23636208680024071,0.23636208680024071,1.3359740347613041E+24,0,false,0,1.2916478548156192E-22,1.2916478548156192E-22,4.2159082517601976E+20,0,false,0,4.1899400188897085E-19,4.1899400188897085E-19,1.3342315526382987E+17,0,false,0,1.2080731133946309E-15,1.2080731133946309E-15,46244747488486.578,0,false,0,3.8190065215646288E-12,3.8190065215646288E-12,14628683077.942602,0,false,0,1.2076759007181114E-8,1.2076759007181114E-8,4625995.7695060996,0,false,0,3.8190065215646169E-5,3.8190065215646169E-5]
[null,12,11,2567.2585905711489,null,231,13,12,3018.7110120650996,1,0.1462561002520463,0.1462561002520463,9.0057415389216377E+23,0,false,0,7.3366028991659503E-23,7.3366028991659503E-23,2.8419249984856834E+20,0,false,0,2.3798999065659053E-19,2.3798999065659053E-19,8.9939955444430144E+16,0,false,0,6.8618955802010634E-16,6.8618955802010634E-16,31173378567078.082,0,false,0,2.1692084428107557E-12,2.1692084428107557E-12,9861130188.6781292,0,false,0,6.8596393989490794E-9,6.8596393989490794E-9,3118363.1699668891,0,false,0,2.169208442810757E-5,2.169208442810757E-5]
[null,12,12,2830.4367244984251,null,232,2,16,3020.0484522580728,1,0.37595983027309338,0.37595983027309338,2.3269314556344257E+24,0,false,0,1.8762288623941362E-22,1.8762288623941362E-22,7.3430540338625459E+20,0,false,0,6.0862458493094719E-19,6.0862458493094719E-19,2.3238964891175942E+17,0,false,0,1.7548294101853911E-15,1.7548294101853911E-15,80546743266652.078,0,false,0,5.5474332533566038E-12,5.5474332533566038E-12,25479494303.684971,0,false,0,1.7542524248364881E-8,1.7542524248364881E-8,8057323.5628930582,0,false,0,5.5474332533566266E-5,5.5474332533566266E-5]
[null,12,13,3115.6332784455767,null,233,7,15,3028.7441724348241,1,0.11709726212757737,0.11709726212757737,7.4938843233262326E+23,0,false,0,5.6516207375443648E-23,5.6516207375443648E-23,2.3648310471911224E+20,0,false,0,1.8333132990960765E-19,1.8333132990960765E-19,7.4841102116103056E+16,0,false,0,5.2859384503878235E-16,5.2859384503878235E-16,25940084105157.426,0,false,0,1.6710109008134179E-12,1.6710109008134179E-12,8205672860.1231298,0,false,0,5.2842004415401027E-9,5.2842004415401027E-9,2594861.5972217382,0,false,0,1.6710109008134128E-5,1.6710109008134128E-5]
[null,12,14,3422.8482524126034,null,234,20,1,3059.6813854798297,1,7.8152363515805365E-6,7.8152363515805365E-6,5.6288325121448935E+19,0,false,0,3.3516018410881049E-27,3.3516018410881049E-27,1.7762801385558104E+16,0,false,0,1.0872166611823152E-23,1.0872166611823152E-23,5621490947286.1455,0,false,0,3.134739902928449E-20,3.134739902928449E-20,1948420638.4717069,0,false,0,9.9096586125097899E-17,9.9096586125097899E-17,616347.35987738357,0,false,0,3.1337092050234838E-13,3.1337092050234838E-13,194.90614870440137,0,false,0,9.9096586125097782E-10,9.9096586125097782E-10]
[null,12,15,3752.0816463995052,null,235,3,16,3062.9667639122872,1,0.45899003767752311,0.45899003767752311,3.3473294891185233E+24,0,false,0,1.9439924252021056E-22,1.9439924252021056E-22,1.056310500604632E+21,0,false,0,6.3060621580449395E-19,6.3060621580449395E-19,3.3429636394516627E+17,0,false,0,1.818208401596215E-15,1.818208401596215E-15,115867825988629.34,0,false,0,5.7477893235682316E-12,5.7477893235682316E-12,36652675111.69474,0,false,0,1.8176105773274113E-8,1.8176105773274113E-8,11590593.5691122,0,false,0,5.7477893235682359E-5,5.7477893235682359E-5]
[null,12,16,4103.3334604062857,null,236,19,5,3073.7441698077669,1,0.44077978719351923,0.44077978719351923,3.3485185442553788E+24,0,false,0,1.7921615133168157E-22,1.7921615133168157E-22,1.0566857285082314E+21,0,false,0,5.8135421484766611E-19,5.8135421484766611E-19,3.3441511437295693E+17,0,false,0,1.6762015521697576E-15,1.6762015521697576E-15,115908985137777.55,0,false,0,5.2988718879814303E-12,5.2988718879814303E-12,36665695058.420517,0,false,0,1.6756504195458011E-8,1.6756504195458011E-8,11594710.837778868,0,false,0,5.2988718879814429E-5,5.2988718879814429E-5]
[null,12,17,4476.6036944329389,null,237,18,7,3082.4099443295368,1,0.45956346029452272,0.45956346029452272,3.607383468726471E+24,0,false,0,1.8083612160059119E-22,1.8083612160059119E-22,1.1383752481225814E+21,0,false,0,5.8660919067858219E-19,5.8660919067858219E-19,3.602678436262121E+17,0,false,0,1.6913530698150042E-15,1.6913530698150042E-15,124869595714261.91,0,false,0,5.3467694399236323E-12,5.3467694399236323E-12,39500220911.132446,0,false,0,1.6907969553941414E-8,1.6907969553941414E-8,12491066.615899062,0,false,0,5.3467694399236254E-5,5.3467694399236254E-5]
[null,12,18,4871.8923484794677,null,238,10,14,3089.9064700529925,1,0.93501203436802027,0.93501203436802027,7.5496966758720549E+24,0,false,0,3.5767732690997803E-22,3.5767732690997803E-22,2.3824436468020543E+21,0,false,0,1.1602593851584595E-18,1.1602593851584595E-18,7.5398497693084122E+17,0,false,0,3.3453418460752593E-15,3.3453418460752593E-15,261332785897108.63,0,false,0,1.0575421458660502E-11,1.0575421458660502E-11,82667864144.277557,0,false,0,3.3442419025587463E-8,3.3442419025587463E-8,26141873.999728296,0,false,0,1.0575421458660543E-4,1.0575421458660543E-4]
[null,12,19,5289.1994225458729,null,239,20,2,3102.6753192083497,1,1.4614741160010376E-5,1.4614741160010376E-5,1.2380178469968999E+20,0,false,0,5.3289526807388079E-27,5.3289526807388079E-27,3.906789743794028E+16,0,false,0,1.7286439188941516E-23,1.7286439188941516E-23,12364031270171.432,0,false,0,4.9841482971933799E-20,4.9841482971933799E-20,4285399358.8909931,0,false,0,1.5756078535628212E-16,1.5756078535628212E-16,1355607.9876799455,0,false,0,4.9825095165075712E-13,4.9825095165075712E-13,428.68088553860946,0,false,0,1.575607853562822E-9,1.575607853562822E-9]
[null,12,20,5728.5249166321546,null,240,12,13,3115.6332784455767,1,0.58777455413812707,0.58777455413812707,5.2262599390363562E+24,0,false,0,2.0418181886363237E-22,2.0418181886363237E-22,1.6492410652849102E+21,0,false,0,6.623396390872645E-19,6.623396390872645E-19,5.2194434409031603E+17,0,false,0,1.9097044499669489E-15,1.9097044499669489E-15,180907012338088.88,0,false,0,6.0370301000998221E-12,6.0370301000998221E-12,57226636402.982582,0,false,0,1.909076541930985E-8,1.909076541930985E-8,18096651.386372935,0,false,0,6.0370301000998587E-5,6.0370301000998587E-5]
[null,13,1,1334.7646399582216,null,241,4,16,3120.4206731577469,1,0.44196594669555295,0.44196594669555295,4.0005702024698206E+24,0,false,0,1.5081419983065331E-22,1.5081419983065331E-22,1.2624524496355131E+21,0,false,0,4.8922192603143967E-19,4.8922192603143967E-19,3.9953523450278816E+17,0,false,0,1.410559226760321E-15,1.410559226760321E-15,138479756349633.27,0,false,0,4.4591132989573173E-12,4.4591132989573173E-12,43805547188.982986,0,false,0,1.4100954369452574E-8,1.4100954369452574E-8,13852530.32671714,0,false,0,4.4591132989573354E-5,4.4591132989573354E-5]
[null,13,2,1377.7585736867416,null,242,8,15,3144.3404720452686,1,0.43996396130706694,0.43996396130706694,4.3522051926111685E+24,0,false,0,1.3737615530864164E-22,1.3737615530864164E-22,1.3734172452057548E+21,0,false,0,4.45630632701393E-19,4.45630632701393E-19,4.3465287052345779E+17,0,false,0,1.2848737295629669E-15,1.2848737295629669E-15,150651603185042.94,0,false,0,4.0617915407451651E-12,4.0617915407451651E-12,47655889108.847473,0,false,0,1.2844512649559362E-8,1.2844512649559362E-8,15070115.350437017,0,false,0,4.0617915407451671E-5,4.0617915407451671E-5]
[null,13,3,1442.7709274351371,null,243,16,10,3166.4096124779217,1,0.44198767132487993,0.44198767132487993,4.7426274033543003E+24,0,false,0,1.2722949921141876E-22,1.2722949921141876E-22,1.4966220513707567E+21,0,false,0,4.1271618138158348E-19,4.1271618138158348E-19,4.7364416967078342E+17,0,false,0,1.1899724577014696E-15,1.1899724577014696E-15,164166069843776.72,0,false,0,3.761786042629746E-12,3.761786042629746E-12,51930944341.168564,0,false,0,1.1895811964941243E-8,1.1895811964941243E-8,16422006.51615251,0,false,0,3.7617860426297345E-5,3.7617860426297345E-5]
[null,13,4,1529.8017012034079,null,244,20,3,3167.6876729567452,1,1.951479559696128E-5,1.951479559696128E-5,2.1038295606794532E+20,0,false,0,5.591186433188012E-27,5.591186433188012E-27,6.6390155604710128E+16,0,false,0,1.8137091856844855E-23,1.8137091856844855E-23,21010855811529.434,0,false,0,5.2294144853245393E-20,5.2294144853245393E-20,7282407012.4849758,0,false,0,1.6531423307071991E-16,1.6531423307071991E-16,2303656.7397573385,0,false,0,5.2276950614740539E-13,5.2276950614740539E-13,728.48022448309644,0,false,0,1.6531423307072001E-9,1.6531423307072001E-9]
[null,13,5,1638.8508949915547,null,245,15,11,3175.6882460449092,1,0.52929014658938356,0.52929014658938356,5.8759425428389182E+24,0,false,0,1.4726399945657716E-22,1.4726399945657716E-22,1.8542601883463451E+21,0,false,0,4.777055312439939E-19,4.777055312439939E-19,5.8682786776960691E+17,0,false,0,1.3773543435323314E-15,1.3773543435323314E-15,203395778720347.19,0,false,0,4.3541447633700141E-12,4.3541447633700141E-12,64340547800.202812,0,false,0,1.3769014714344158E-8,1.3769014714344158E-8,20346267.695157669,0,false,0,4.3541447633700095E-5,4.3541447633700095E-5]
[null,13,6,1769.9185087995772,null,246,5,16,3192.4101799944538,1,0.32859860405814478,0.32859860405814478,3.8776448367007433E+24,0,false,0,8.6010191202517414E-23,8.6010191202517414E-23,1.22366112207883E+21,0,false,0,2.7900603156518158E-19,2.7900603156518158E-19,3.8725873081623821E+17,0,false,0,8.0444990546223769E-16,8.0444990546223769E-16,134224694236141.02,0,false,0,2.5430575361449623E-12,2.5430575361449623E-12,42459535836.001778,0,false,0,8.0418540350740726E-9,8.0418540350740726E-9,13426884.163530685,0,false,0,2.5430575361449682E-5,2.5430575361449682E-5]
[null,13,7,1923.0045426274751,null,247,17,9,3193.6849965220549,1,0.11905980051831135,0.11905980051831135,1.4115083078258189E+24,0,false,0,3.1019398758531444E-23,3.1019398758531444E-23,4.4542703432512464E+20,0,false,0,1.0062295209619843E-19,1.0062295209619843E-19,1.4096673079793664E+17,0,false,0,2.9012320574943347E-16,2.9012320574943347E-16,48859366705407.961,0,false,0,9.1714847597339399E-13,9.1714847597339399E-13,15455770216.938469,0,false,0,2.9002781366281461E-9,2.9002781366281461E-9,4887543.6877720198,0,false,0,9.1714847597339622E-6,9.1714847597339622E-6]
[null,13,8,2098.1089964752487,null,248,19,6,3204.811783615789,1,0.37361019190458822,0.37361019190458822,4.6120991362053682E+24,0,false,0,9.3481421892512723E-23,9.3481421892512723E-23,1.4554314904584467E+21,0,false,0,3.032417459215776E-19,3.032417459215776E-19,4.6060836747628755E+17,0,false,0,8.7432802964988441E-16,8.7432802964988441E-16,159647833263310.13,0,false,0,2.7639589112591181E-12,2.7639589112591181E-12,50501682541.798584,0,false,0,8.7404055186980433E-9,8.7404055186980433E-9,15970034.250284424,0,false,0,2.7639589112591199E-5,2.7639589112591199E-5]
[null,13,9,2295.2318703428973,null,249,14,12,3221.5208972230198,1,0.28895074256258241,0.28895074256258241,3.7893250588032169E+24,0,false,0,6.8056918508635308E-23,6.8056918508635308E-23,1.1957902151043289E+21,0,false,0,2.2076791701276365E-19,2.2076791701276365E-19,3.7843827238465344E+17,0,false,0,6.365336583360656E-16,6.365336583360656E-16,131167504709369.03,0,false,0,2.0122343303792394E-12,2.0122343303792394E-12,41492449645.132637,0,false,0,6.3632436699821602E-9,6.3632436699821602E-9,13121064.657846358,0,false,0,2.0122343303792408E-5,2.0122343303792408E-5]
[null,13,10,2514.3731642304224,null,250,11,14,3249.1095624371751,1,0.83309667735921555,0.83309667735921555,1.2064018362214295E+25,0,false,0,1.776991410119479E-22,1.776991410119479E-22,3.8070196904487472E+21,0,false,0,5.7643322788978249E-19,5.7643322788978249E-19,1.2048283523227223E+18,0,false,0,1.6620130148437265E-15,1.6620130148437265E-15,417596052274129.81,0,false,0,5.2540185459289194E-12,5.2540185459289194E-12,132098900633.83011,0,false,0,1.6614665473901467E-8,1.6614665473901467E-8,41773340.240716115,0,false,0,5.2540185459289224E-5,5.2540185459289224E-5]
[null,13,11,2755.532878137823,null,251,20,4,3254.7184467250167,1,2.1878548819942735E-5,2.1878548819942735E-5,3.2323943332020532E+20,0,false,0,4.5740320274135643E-27,4.5740320274135643E-27,1.0200406286132971E+17,0,false,0,1.4837573389597802E-23,1.4837573389597802E-23,32281783909805.02,0,false,0,4.2780740056375624E-20,4.2780740056375624E-20,11188934502.671867,0,false,0,1.3524009719376029E-16,1.3524009719376029E-16,3539415.5165447546,0,false,0,4.2766673811482796E-13,4.2766673811482796E-13,1119.2614618022858,0,false,0,1.3524009719376063E-9,1.3524009719376063E-9]
[null,13,12,3018.7110120650996,null,252,18,8,3257.5143981773099,1,0.1936023225356121,0.1936023225356121,2.8890311068649061E+24,0,false,0,4.0073328931067994E-23,4.0073328931067994E-23,9.1168613806178081E+20,0,false,0,1.2999274063160064E-19,1.2999274063160064E-19,2.8852630058947277E+17,0,false,0,3.7480425539631644E-16,3.7480425539631644E-16,100003825334240.17,0,false,0,1.1848454201969527E-12,1.1848454201969527E-12,31634387619.064018,0,false,0,3.7468102030416476E-9,3.7468102030416476E-9,10003671.726087309,0,false,0,1.1848454201969532E-5,1.1848454201969532E-5]
[null,13,13,3303.9075660122508,null,253,9,15,3274.4723692469588,1,0.66692381752625762,0.66692381752625762,1.0571485995286367E+25,0,false,0,1.2995797313907462E-22,1.2995797313907462E-22,3.3360240454716715E+21,0,false,0,4.2156700094308583E-19,4.2156700094308583E-19,1.0557697834078821E+18,0,false,0,1.2154917660819068E-15,1.2154917660819068E-15,365932037382328.63,0,false,0,3.8424586476651355E-12,3.8424586476651355E-12,115755931076.59634,0,false,0,1.2150921141632199E-8,1.2150921141632199E-8,36605239.487551309,0,false,0,3.8424586476651175E-5,3.8424586476651175E-5]
[null,13,14,3611.1225399792775,null,254,6,16,3278.9352844224059,1,0.14360072463142337,0.14360072463142337,2.3125644213844051E+24,0,false,0,2.7542663509319275E-23,2.7542663509319275E-23,7.2977162528338857E+20,0,false,0,8.9344868753708705E-20,8.9344868753708705E-20,2.3095481934805014E+17,0,false,0,2.5760543891921509E-16,2.5760543891921509E-16,80049428308602.859,0,false,0,8.1435207878980315E-13,8.1435207878980315E-13,25322177780.051479,0,false,0,2.5752073862686979E-9,2.5752073862686979E-9,8007575.7100668177,0,false,0,8.1435207878980796E-6,8.1435207878980796E-6]
[null,13,15,3940.3559339661797,null,255,13,13,3303.9075660122508,1,0.1564203158854546,0.1564203158854546,2.7513193727284657E+24,0,false,0,2.7468302676529555E-23,2.7468302676529555E-23,8.6822870391984384E+20,0,false,0,8.9103651747088454E-20,8.9103651747088454E-20,2.7477308862033805E+17,0,false,0,2.5690994500074151E-16,2.5690994500074151E-16,95236933010260.781,0,false,0,8.1215345705002381E-13,8.1215345705002381E-13,30126468106.874485,0,false,0,2.5682547338578061E-9,2.5682547338578061E-9,9526825.7074144501,0,false,0,8.1215345705002576E-6,8.1215345705002576E-6]
[null,13,16,4291.6077479729593,null,256,19,7,3357.897817443687,1,0.25788318392994486,0.25788318392994486,5.4766928596425262E+24,0,false,0,3.7507159434577936E-23,3.7507159434577936E-23,1.7282697132244961E+21,0,false,0,1.2166841583323571E-19,1.2166841583323571E-19,5.4695497272516166E+17,0,false,0,3.5080297392037883E-16,3.5080297392037883E-16,189575749061181.03,0,false,0,1.1089716593572923E-12,1.1089716593572923E-12,59968833281.445816,0,false,0,3.50687630414543E-9,3.50687630414543E-9,18963810.179227769,0,false,0,1.1089716593572909E-5,1.1089716593572909E-5]
[null,13,17,4664.8779819996134,null,257,20,5,3363.7676405131633,1,{"$f":"ABS(SIN(G266*3.1416*$J$2/$C$2)*SIN(H266*3.1416*$K$2/$D$2))*(1/F266^$N$2)+(1-1/F266^$N$2)","v":2.1398788276346416E-5},2.1398788276346416E-5,4.6377098440600453E+20,0,false,0,3.049729376061167E-27,3.049729376061167E-27,1.4635134135923126E+17,0,{"$f":"AND($I266>44.548,$I266<89.095)","v":false},0,9.892931043009551E-24,{"$f":"IF($I266>89.095,W266,0)","v":9.892931043009551E-24},46316609791235.32,0,false,0,2.8523997842083316E-20,2.8523997842083316E-20,16053434803.599623,0,false,0,9.0171143262938638E-17,9.0171143262938638E-17,5078211.5333798397,0,false,0,2.8514619193223388E-13,2.8514619193223388E-13,1605.8714885616446,0,false,0,9.0171143262939018E-10,9.0171143262939018E-10]
[null,13,18,{"$f":"3.141625/2*SQRT($H$2/$I$2)*((1+($D$8-1)/B267)*(B267/$C$2)^2+(1+($D$8-1)/C267)*(C267/$D$2)^2)","v":5060.1666360461422},null,258,1,17,3364.9359722217582,{"$f":"IF(ABS(I267-I266)>0.0001,1,$M$2)","v":1},5.4716131611338911E-2,{"$f":"$J267*$K267","v":5.4716131611338911E-2},{"$f":"10^(LOG10($I267/22.27)/LOG10(2)*70/20)*$L267","v":1.1906477177705672E+24},{"$f":"IF($I267<22.27,M267,0)","v":0},{"$f":"AND($I267>22.27,$I267<44.45)","v":false},{"$f":"IF($O267=TRUE,$L267,0)","v":0},{"$f":"10^(LOG10(44.45/$I267)/LOG10(2)*70/20)*$L267","v":7.7666547583768546E-24},{"$f":"IF($I267>44.45,Q267,0)","v":7.7666547583768546E-24},{"$f":"10^(LOG10($I267/44.548)/LOG10(2)*70/20)*$L267","v":3.7573047137740482E+20},{"$f":"IF($I267<44.528,S267,0)","v":0},false,{"$f":"IF($U267=TRUE,$L267,0)","v":0},{"$f":"10^(LOG10(89.095/$I267)/LOG10(2)*70/20)*$L267","v":2.5194032153344652E-20},2.5194032153344652E-20,{"$f":"10^(LOG10($I267/89.09)/LOG10(2)*70/20)*$L267","v":1.1890947816288234E+17},{"$f":"IF($I267<89.09,Y267,0)","v":0},{"$f":"AND($I267>89.09,$I267<176.78)","v":false},{"$f":"IF($AA267=TRUE,$L267,0)","v":0},{"$f":"10^(LOG10(176.78/$I267)/LOG10(2)*70/20)*$L267","v":7.2641213776900378E-17},{"$f":"IF($I267>176.78,AC267,0)","v":7.2641213776900378E-17},{"$f":"10^(LOG10($I267/176.78)/LOG10(2)*70/20)*$L267","v":41214276343237.477},{"$f":"IF($I267<176.78,AE267,0)","v":0},{"$f":"AND($I267>176.78,$I267<353.55)","v":false},{"$f":"IF($AG267=TRUE,$L267,0)","v":0},{"$f":"10^(LOG10(353.55/$I267)/LOG10(2)*70/20)*$L267","v":2.2963615866660581E-13},{"$f":"IF($I267>353.55,AI267,0)","v":2.2963615866660581E-13},{"$f":"10^(LOG10($I267/353.55)/LOG10(2)*70/20)*$L267","v":13037385209.251604},{"$f":"IF($I267<353.55,AK267,0)","v":0},{"$f":"AND($I267>353.55,$I267<707.1)","v":false},{"$f":"IF($AM267=TRUE,$L267,0)","v":0},{"$f":"10^(LOG10(707.1/$I267)/LOG10(2)*70/20)*$L267","v":7.2617329451828784E-10},{"$f":"IF($I267>707.1,AO267,0)","v":7.2617329451828784E-10},{"$f":"10^(LOG10($I267/707.1)/LOG10(2)*70/20)*$L267","v":4122783.1994226063},{"$f":"IF($I267<707.1,AQ267,0)","v":0},{"$f":"AND($I267>707.1,$I267<1414.2)","v":false},{"$f":"IF($AS267=TRUE,$L267,0)","v":0},{"$f":"10^(LOG10(1414.2/$I267)/LOG10(2)*70/20)*$L267","v":2.2963615866660592E-6},{"$f":"IF($I267>1414.2,AU267,0)","v":2.2963615866660592E-6}]
[null,13,19,5477.4737101125465,null,259,7,16,3379.9959864416037,1,7.2700382689909179E-2,7.2700382689909179E-2,1.6663003079879847E+24,0,false,0,9.7973050970110949E-24,9.7973050970110949E-24,5.2583126883990248E+20,0,false,0,3.178120147081232E-20,3.178120147081232E-20,1.6641269884303587E+17,0,false,0,9.1633805818635168E-17,9.1633805818635168E-17,57678992987808.313,0,false,0,2.8967626059801071E-13,2.8967626059801071E-13,18245698257.593227,0,false,0,9.1603676757020178E-10,9.1603676757020178E-10,5769796.3994160276,0,false,0,2.8967626059801092E-6,2.8967626059801092E-6]
[null,13,20,5916.7992041988291,null,260,2,17,3393.3186862847265,1,9.7504805741265632E-2,9.7504805741265632E-2,2.3394107497167423E+24,0,false,0,1.2552553321179852E-23,1.2552553321179852E-23,7.3824347085829059E+20,0,false,0,4.0718873417062876E-20,4.0718873417062876E-20,2.3363595067257245E+17,0,false,0,1.1740353313197996E-16,1.1740353313197996E-16,80978714089927.594,0,false,0,3.7114049945692196E-13,3.7114049945692196E-13,25616140401.151344,0,false,0,1.1736493102163574E-9,1.1736493102163574E-9,8100534.8530297671,0,false,0,3.711404994569209E-6,3.711404994569209E-6]
[null,14,1,1537.574525116142,null,261,16,11,3407.5693263853218,1,0.71188598316431695,0.71188598316431695,1.7932968395903279E+25,0,false,0,8.7288134892869844E-23,8.7288134892869844E-23,5.6590732657728233E+21,0,false,0,2.8315151703177142E-19,2.8315151703177142E-19,1.7909578811952502E+18,0,false,0,8.1640246208973047E-16,8.1640246208973047E-16,620749785257416.25,0,false,0,2.580842411251992E-12,2.580842411251992E-12,196362881676.2901,0,false,0,8.1613403015172564E-9,8.1613403015172564E-9,62095395.401121996,0,false,0,2.5808424112519891E-5,2.5808424112519891E-5]
[null,14,2,1580.568458844662,null,262,17,10,3412.82629040958,1,0.45900770989591244,0.45900770989591244,1.1771874866103072E+25,0,false,0,5.5281629642838457E-23,5.5281629642838457E-23,3.7148285142801606E+21,0,false,0,1.7932651804932885E-19,1.7932651804932885E-19,1.1756521063578017E+18,0,false,0,5.1704688849335106E-16,5.1704688849335106E-16,407483503784005.31,0,false,0,1.6345082240612417E-12,1.6345082240612417E-12,128899980215.69823,0,false,0,5.1687688423103493E-9,5.1687688423103493E-9,40761752.783224925,0,false,0,1.6345082240612459E-5,1.6345082240612459E-5]
[null,14,3,1645.5808125930573,null,263,10,15,3419.1398640398952,1,0.74850231649984456,0.74850231649984456,1.9613332757450459E+25,0,false,0,8.8231043208382249E-23,8.8231043208382249E-23,6.1893427016661373E+21,0,false,0,2.8621019070244917E-19,2.8621019070244917E-19,1.9587751510500165E+18,0,false,0,8.2522144615043911E-16,8.2522144615043911E-16,678915605525232.5,0,false,0,2.6087213179737645E-12,2.6087213179737645E-12,214762578871.70294,0,false,0,8.2495011454334618E-9,8.2495011454334618E-9,67913890.540613458,0,false,0,2.60872131797377E-5,2.60872131797377E-5]
[null,14,4,1732.6115863613284,null,264,12,14,3422.8482524126034,1,0.54957628168118244,0.54957628168118244,1.4583436005937973E+25,0,false,0,6.3970922834874836E-23,6.3970922834874836E-23,4.6020675998718524E+21,0,false,0,2.0751347097573055E-19,2.0751347097573055E-19,1.4564415144850102E+18,0,false,0,5.9831750293028752E-16,5.9831750293028752E-16,504805705845623,0,false,0,1.891423971216723E-12,1.891423971216723E-12,159686085183.86316,0,false,0,5.981207770085574E-9,5.981207770085574E-9,50497173.981667779,0,false,0,1.8914239712167209E-5,1.8914239712167209E-5]
[null,14,5,1841.6607801494752,null,265,3,17,3436.2369979389409,1,0.11903860693950849,0.11903860693950849,3.3054641147073247E+24,0,false,0,1.3241272958728691E-23,1.3241272958728691E-23,1.0430991227746176E+21,0,false,0,4.295299160988332E-20,4.295299160988332E-20,3.3011528691454739E+17,0,false,0,1.2384510057381589E-16,1.2384510057381589E-16,114418655856740.03,0,false,0,3.915038266402747E-13,3.915038266402747E-13,36194256550.955215,0,false,0,1.2380438048549775E-9,1.2380438048549775E-9,11445628.891748844,0,false,0,3.9150382664027501E-6,3.9150382664027501E-6]
[null,14,6,1972.7283939574975,null,266,15,12,3438.8663799721858,1,0.66116980472381082,0.66116980472381082,1.8523367005489455E+25,0,false,0,7.2894137964489552E-23,7.2894137964489552E-23,5.8453842497603843E+21,0,false,0,2.3645923667289062E-19,2.3645923667289062E-19,1.8499207377364255E+18,0,false,0,6.8177597996745046E-16,6.8177597996745046E-16,641186435901412.13,0,false,0,2.1552560725612878E-12,2.1552560725612878E-12,202827643658.61276,0,false,0,6.8155181302027901E-9,6.8155181302027901E-9,64139732.64062202,0,false,0,2.1552560725612971E-5,2.1552560725612971E-5]
[null,14,7,2125.8144277853953,null,267,18,9,3454.6372720449594,1,9.7520944297857987E-2,9.7520944297857987E-2,2.8814357909193825E+24,0,false,0,1.0194674470857635E-23,1.0194674470857635E-23,9.0928929842746792E+20,0,false,0,3.3070216766702924E-20,3.3070216766702924E-20,2.8776775963560176E+17,0,false,0,9.5350385804742577E-17,9.5350385804742577E-17,99740913437111.219,0,false,0,3.0142525413779299E-13,3.0142525413779299E-13,31551220231.860142,0,false,0,9.5319034737052125E-10,9.5319034737052125E-10,9977371.8890263718,0,false,0,3.0142525413779315E-6,3.0142525413779315E-6]
[null,14,8,2300.9188816331693,null,268,4,17,3493.6909071844011,1,0.11462342598011482,0.11462342598011482,3.8596374563587246E+24,0,false,0,1.0514455098804702E-23,1.0514455098804702E-23,1.2179785667745137E+21,0,false,0,3.4107544119746866E-20,3.4107544119746866E-20,3.8546034144582112E+17,0,false,0,9.8341281329145098E-17,9.8341281329145098E-17,133601368681018.36,0,false,0,3.1088018644807086E-13,3.1088018644807086E-13,42262358156.471031,0,false,0,9.8308946859371715E-10,9.8308946859371715E-10,13364531.106424294,0,false,0,3.1088018644807219E-6,3.1088018644807219E-6]
[null,14,9,2498.041755500818,null,269,20,6,3494.8352543211859,1,1.8137867540058979E-5,1.8137867540058979E-5,6.1307415455706487E+20,0,false,0,1.6574710715032932E-27,1.6574710715032932E-27,1.9346666326489152E+17,0,false,0,5.3766236259765618E-24,5.3766236259765618E-24,61227453515834.117,0,false,0,1.5502261163886156E-20,1.5502261163886156E-20,21221564739.672779,0,false,0,4.9006335649272302E-17,4.9006335649272302E-17,6713055.2517776396,0,false,0,1.5497164043040736E-13,1.5497164043040736E-13,2122.8544654172401,0,false,0,4.9006335649272581E-10,4.9006335649272581E-10]
[null,14,10,2717.1830493883431,null,270,8,16,3495.5922860520482,1,0.27315368246564065,0.27315368246564065,9.2560886031372341E+24,0,false,0,2.4898496877580514E-23,2.4898496877580514E-23,2.9209265528848337E+21,0,false,0,8.0767531249813446E-20,8.0767531249813446E-20,9.244016086381472E+17,0,false,0,2.3287465333218818E-16,2.3287465333218818E-16,320399550474508.25,0,false,0,7.3617218190022155E-13,7.3617218190022155E-13,101352558652.71588,0,false,0,2.3279808448604964E-9,2.3279808448604964E-9,32050493.202838704,0,false,0,7.361721819002247E-6,7.361721819002247E-6]
[null,14,11,2958.3427632957432,null,271,14,13,3506.717451170171,1,0.30903166670713578,0.30903166670713578,1.0865966643039187E+25,0,false,0,2.7147141970172744E-23,2.7147141970172744E-23,3.4289527522086455E+21,0,false,0,8.8061847596646149E-20,8.8061847596646149E-20,1.0851794397073462E+18,0,false,0,2.5390614165773678E-16,2.5390614165773678E-16,376125486387502.06,0,false,0,8.0265772005427352E-13,8.0265772005427352E-13,118980442898.29054,0,false,0,2.5382265768893289E-9,2.5382265768893289E-9,37624919.657420419,0,false,0,8.0265772005427845E-6,8.0265772005427845E-6]
[null,14,12,3221.5208972230198,null,272,19,8,3533.0022712914601,1,0.10863958444328654,0.10863958444328654,4.1663972410531193E+24,0,false,0,8.7498786458408785E-24,8.7498786458408785E-24,1.314782177769269E+21,0,false,0,2.8383484369948522E-20,2.8383484369948522E-20,4.1609630989807328E+17,0,false,0,8.1837267782362852E-17,8.1837267782362852E-17,144219860069101.84,0,false,0,2.5870707319167185E-13,2.5870707319167185E-13,45621324389.788376,0,false,0,8.1810359808156861E-10,8.1810359808156861E-10,14426729.494512333,0,false,0,2.5870707319167069E-6,2.5870707319167069E-6]
[null,14,13,3506.717451170171,null,273,5,17,3565.680414021107,1,8.522171911894677E-2,8.522171911894677E-2,3.6375787980905834E+24,0,false,0,6.1670104553933434E-24,6.1670104553933434E-24,1.1479039316836668E+21,0,false,0,2.0004991149582459E-20,2.0004991149582459E-20,3.632834382509312E+17,0,false,0,5.7679804084432348E-17,5.7679804084432348E-17,125914807182031.59,0,false,0,1.8233958319131933E-13,1.8233958319131933E-13,39830854510.44519,0,false,0,5.7660839049032403E-10,5.7660839049032403E-10,12595622.140379747,0,false,0,1.8233958319131911E-6,1.8233958319131911E-6]
[null,14,14,3813.9324251371977,null,274,11,15,3578.3429564240773,1,0.66691632829429215,0.66691632829429215,2.9664251142587705E+25,0,false,0,4.6312244029615631E-23,4.6312244029615631E-23,9.3610922009174999E+21,0,false,0,1.5023098122357213E-19,1.5023098122357213E-19,2.9625560699537853E+18,0,false,0,4.3315658075502197E-16,4.3315658075502197E-16,1026828192637088,0,false,0,1.3693110031343563E-12,1.3693110031343563E-12,324818385251.73865,0,false,0,4.3301415950345682E-9,4.3301415950345682E-9,102716592.32935299,0,false,0,1.3693110031343645E-5,1.3693110031343645E-5]
[null,14,15,4143.1658191241004,null,275,13,14,3611.1225399792775,1,0.14625487779030727,0.14625487779030727,7.2329821216261724E+24,0,false,0,9.1346064288651225E-24,9.1346064288651225E-24,2.2824986278154724E+21,0,false,0,2.963149196618463E-20,2.963149196618463E-20,7.2235482990255693E+17,0,false,0,8.5435611471122571E-17,8.5435611471122571E-17,250369710114239.03,0,false,0,2.7008229366618956E-13,2.7008229366618956E-13,79199894917.567108,0,false,0,8.5407520366762891E-10,8.5407520366762891E-10,25045205.838550512,0,false,0,2.7008229366619116E-6,2.7008229366619116E-6]
[null,14,16,4494.4176331308799,null,276,9,16,3625.7241832537384,1,0.41406277036903771,0.41406277036903771,2.1460978790491756E+25,0,false,0,2.4675692806454444E-23,2.4675692806454444E-23,6.772400901477868E+21,0,false,0,8.0044783412232442E-20,8.0044783412232442E-20,2.1432987698665559E+18,0,false,0,2.3079077569573194E-16,2.3079077569573194E-16,742871881637568.75,0,false,0,7.2958454892045661E-13,7.2958454892045661E-13,234993981245.03522,0,false,0,2.3071489202551885E-9,2.3071489202551885E-9,74311621.716520295,0,false,0,7.2958454892046091E-6,7.2958454892046091E-6]
[null,14,17,4867.6878671575341,null,277,20,7,3647.9212881490835,1,1.2519602334950551E-5,1.2519602334950551E-5,6.9661504068825435E+20,0,false,0,6.94983885833161E-28,6.94983885833161E-28,2.1982950431088141E+17,0,false,0,2.2544386110187062E-24,2.2544386110187062E-24,69570646071332.047,0,false,0,6.5001567074751174E-21,6.5001567074751174E-21,24113332905.505077,0,false,0,2.0548541790889481E-17,2.0548541790889481E-17,7627813.4098446164,0,false,0,6.4980194654366048E-14,6.4980194654366048E-14,2412.1263941884458,0,false,0,2.0548541790889491E-10,2.0548541790889491E-10]
[null,14,18,5262.976521204062,null,278,6,17,3652.2055184490596,1,3.7242704225398708E-2,3.7242704225398708E-2,2.1007300562073298E+24,0,false,0,2.0393824611352851E-24,2.0393824611352851E-24,6.6292345122317586E+20,0,false,0,6.6154952031815406E-21,6.6154952031815406E-21,2.0979901192976467E+17,0,false,0,1.907426323700111E-17,1.907426323700111E-17,72716780762987.969,0,false,0,6.0298284009861783E-14,6.0298284009861783E-14,23002628363.249668,0,false,0,1.9067991647087456E-10,1.9067991647087456E-10,7274069.7798259547,0,false,0,6.0298284009861824E-7,6.0298284009861824E-7]
[null,14,19,5680.2835952704672,null,279,17,11,3653.9860043169801,1,0.73929925208042668,0.73929925208042668,4.1938254989890943E+25,0,false,0,4.0254708954526166E-23,4.0254708954526166E-23,1.3234376617798245E+22,0,false,0,1.30581114170165E-19,1.30581114170165E-19,4.188355582831467E+18,0,false,0,3.7650069555863163E-16,3.7650069555863163E-16,1451692893463893.3,0,false,0,1.1902082711465117E-12,1.1902082711465117E-12,459216590387.31189,0,false,0,3.7637690267942501E-9,3.7637690267942501E-9,145217036.49604869,0,false,0,1.1902082711465187E-5,1.1902082711465187E-5]
[null,14,20,6119.6090893567489,null,280,16,12,3670.7474603125984,1,0.88926181510708346,0.88926181510708346,5.3202173732497747E+25,0,false,0,4.5910965334551495E-23,4.5910965334551495E-23,1.6788910369091969E+22,0,false,0,1.4892928459092569E-19,1.4892928459092569E-19,5.3132783284613816E+18,0,false,0,4.2940343704269123E-16,4.2940343704269123E-16,1841593493647152.5,0,false,0,1.3574464229571809E-12,1.3574464229571809E-12,582554539489.54053,0,false,0,4.2926224981929797E-9,4.2926224981929797E-9,184219920.60574484,0,false,0,1.3574464229571867E-5,1.3574464229571867E-5]
[null,15,1,1754.920007865308,null,281,18,10,3673.7785659324841,1,0.37596959774984778,0.37596959774984778,2.2710165007937636E+25,0,false,0,1.9225235968597961E-23,1.9225235968597961E-23,7.1666042576124647E+21,0,false,0,6.2364200317527863E-20,6.2364200317527863E-20,2.2680544629466964E+18,0,false,0,1.7981286916352151E-16,1.7981286916352151E-16,786112468422024.13,0,false,0,5.6843125832601235E-13,5.6843125832601235E-13,248672352833.75653,0,false,0,1.7975374695457536E-9,1.7975374695457536E-9,78637102.606769562,0,false,0,5.6843125832601174E-6,5.6843125832601174E-6]
[null,15,2,1797.913941593828,null,282,15,13,3724.062933919337,1,0.70711846911408283,0.70711846911408283,5.002700217978072E+25,0,false,0,3.0872115871398617E-23,3.0872115871398617E-23,1.5786927426194006E+22,0,false,0,1.0014518529575244E-19,1.0014518529575244E-19,4.9961753039679437E+18,0,false,0,2.8874567475021054E-16,2.8874567475021054E-16,1731684915435705.5,0,false,0,9.1279377275935831E-13,9.1279377275935831E-13,547786963807.50232,0,false,0,2.8865073559377264E-9,2.8865073559377264E-9,173225447.81799316,0,false,0,9.1279377275936215E-6,9.1279377275936215E-6]
[null,15,3,1862.9262953422233,null,283,19,9,3730.1251451591097,1,5.4723697134817999E-2,5.4723697134817999E-2,3.9454882893285514E+24,0,false,0,2.3444264683248338E-24,2.3444264683248338E-24,1.2450703534201097E+21,0,false,0,7.6050188480981639E-21,7.6050188480981639E-21,3.9403422740379846E+17,0,false,0,2.1927327732203281E-17,2.1927327732203281E-17,136573095667521.13,0,false,0,6.9317499645747139E-14,6.9317499645747139E-14,43202409830.242935,0,false,0,2.192011805884762E-10,2.192011805884762E-10,13661801.547161574,0,false,0,6.9317499645747309E-7,6.9317499645747309E-7]
[null,15,4,1949.9570691104946,null,284,12,15,3752.0816463995052,1,0.43995061540547553,0.43995061540547553,3.3959744656558194E+25,0,false,0,1.7604753811727679E-23,1.7604753811727679E-23,1.0716613047860104E+22,0,false,0,5.7107563987699581E-20,5.7107563987699581E-20,3.3915451693951237E+18,0,false,0,1.6465656385048808E-16,1.6465656385048808E-16,1175516720799597.3,0,false,0,5.2051857142691324E-13,5.2051857142691324E-13,371853291353.37909,0,false,0,1.64602425012609E-9,1.64602425012609E-9,117590335.6106872,0,false,0,5.2051857142691551E-6,5.2051857142691551E-6]
[null,15,5,2059.0062628986411,null,285,7,17,3753.2662204682579,1,1.8854771496056244E-2,1.8854771496056244E-2,1.4607492458002521E+24,0,false,0,7.5171529957504771E-25,7.5171529957504771E-25,4.6096590494156718E+20,0,false,0,2.4384680427861213E-21,2.4384680427861213E-21,1.4588440220602899E+17,0,false,0,7.0307633691199267E-18,7.0307633691199267E-18,50563842004683.328,0,false,0,2.222591568385942E-14,2.222591568385942E-14,15994949914.556852,0,false,0,7.0284516643854794E-11,7.0284516643854794E-11,5058047.2790315151,0,false,0,2.2225915683859437E-7,2.2225915683859437E-7]
[null,15,6,2190.0738767066637,null,286,1,18,3760.224626268287,1,0.10865399867054942,0.10865399867054942,8.6010780867981207E+24,0,false,0,4.2396016287811261E-24,4.2396016287811261E-24,2.7142261104381987E+21,0,false,0,1.3752724058923562E-20,1.3752724058923562E-20,8.5898598861333926E+17,0,false,0,3.9652825808049482E-17,3.9652825808049482E-17,297726358374772.19,0,false,0,1.2535201609932688E-13,1.2535201609932688E-13,94180307540.846573,0,false,0,3.9639788016796783E-10,3.9639788016796783E-10,29782428.256420713,0,false,0,1.2535201609932673E-6,1.2535201609932673E-6]
[null,15,7,2343.1599105345617,null,287,10,16,3770.3916780466743,1,0.46471116288385628,0.46471116288385628,3.7959870592880811E+25,0,false,0,1.7572275344447087E-23,1.7572275344447087E-23,1.1978925301259049E+22,0,false,0,5.7002208004407959E-20,5.7002208004407959E-20,3.7910360352278344E+18,0,false,0,1.6435279403474951E-16,1.6435279403474951E-16,1313981098874448,0,false,0,5.1955828277012792E-13,5.1955828277012792E-13,415653973905.3938,0,false,0,1.6429875507594194E-9,1.6429875507594194E-9,131441327.60412391,0,false,0,5.1955828277012835E-6,5.1955828277012835E-6]
[null,15,8,2518.2643643823349,null,288,2,18,3788.6073403312548,1,0.1936227346742507,0.1936227346742507,1.6727623410683155E+25,0,false,0,6.9225319681330021E-24,6.9225319681330021E-24,5.2787048052200162E+21,0,false,0,2.2455806059821162E-20,2.2455806059821162E-20,1.6705805932203098E+18,0,false,0,6.4746166814251182E-17,6.4746166814251182E-17,579026762932372.88,0,false,0,2.0467803692371676E-13,2.0467803692371676E-13,183164563947.36517,0,false,0,6.4724878369098945E-10,6.4724878369098945E-10,57921720.870523423,0,false,0,2.0467803692371721E-6,2.0467803692371721E-6]
[null,15,9,2715.387238249984,null,289,14,14,3813.9324251371977,1,0.28894832740706655,0.28894832740706655,2.6973598196281695E+25,0,false,0,9.5606627561388971E-24,9.5606627561388971E-24,8.5120078876147481E+21,0,false,0,3.1013564060595111E-20,3.1013564060595111E-20,2.6938417113845059E+18,0,false,0,8.9420499394344499E-17,8.9420499394344499E-17,933691228262384.63,0,false,0,2.826794724277678E-13,2.826794724277678E-13,295356203951.72333,0,false,0,8.9391098064651536E-10,8.9391098064651536E-10,93399832.554866835,0,false,0,2.8267947242776999E-6,2.8267947242776999E-6]
[null,15,10,2934.5285321375086,null,290,20,8,3823.0257419968575,1,5.2741880037967573E-6,5.2741880037967573E-6,5.0617304946897656E+20,0,false,0,1.6974567143994721E-28,1.6974567143994721E-28,1.5973208165352854E+17,0,false,0,5.5063319243545271E-25,5.5063319243545271E-25,50551285887627.219,0,false,0,1.5876245295277398E-21,1.5876245295277398E-21,17521182484.921787,0,false,0,5.0188588462375761E-18,5.0188588462375761E-18,5542506.7633147091,0,false,0,1.5871025208995511E-14,1.5871025208995511E-14,1752.6945318962285,0,false,0,5.0188588462376064E-11,5.0188588462376064E-11]
[null,15,11,3175.6882460449092,null,291,3,18,3831.5256519854693,1,0.23638404724995346,0.23638404724995346,2.3279612705648269E+25,0,false,0,7.4139062620576511E-24,7.4139062620576511E-24,7.3463038015600455E+21,0,false,0,2.404976126262079E-20,2.404976126262079E-20,2.3249249608825897E+18,0,false,0,6.9341971087765293E-17,6.9341971087765293E-17,805823903153039.38,0,false,0,2.1920646761038638E-13,2.1920646761038638E-13,254907705978.74762,0,false,0,6.9319171548874954E-10,6.9319171548874954E-10,80608894.402136162,0,false,0,2.1920646761038686E-6,2.1920646761038686E-6]
[null,15,12,3438.8663799721858,null,292,8,17,3868.8625200787023,1,7.0842134190179665E-2,7.0842134190179665E-2,7.8093694564145611E+24,0,false,0,1.9849694006747868E-24,1.9849694006747868E-24,2.4643881000445186E+21,0,false,0,6.4389862121869556E-21,6.4389862121869556E-21,7.7991838642431501E+17,0,false,0,1.8565340041605396E-17,1.8565340041605396E-17,270321360415300.5,0,false,0,5.8689456712372861E-14,5.8689456712372861E-14,85511235880.317917,0,false,0,1.8559235784895685E-10,1.8559235784895685E-10,27041027.091771655,0,false,0,5.8689456712373206E-7,5.8689456712373206E-7]
[null,15,13,3724.062933919337,null,293,4,18,3888.9795612309299,1,0.22761648543655985,0.22761648543655985,2.6651134938110527E+25,0,false,0,6.0045191127168338E-24,6.0045191127168338E-24,8.4102487608921843E+21,0,false,0,1.9477890069465995E-20,1.9477890069465995E-20,2.661637443754754E+18,0,false,0,5.6160029003979751E-17,5.6160029003979751E-17,922529161066142.5,0,false,0,1.7753521259552687E-13,1.7753521259552687E-13,291825287417.92285,0,false,0,5.6141563668407759E-10,5.6141563668407759E-10,92283258.70739153,0,false,0,1.7753521259552728E-6,1.7753521259552728E-6]
[null,15,14,4031.2779078863641,null,294,18,11,3914.9382798398842,1,0.60555419098400776,0.60555419098400776,7.6605102161982675E+25,0,false,0,1.4785460164955492E-23,1.4785460164955492E-23,2.4174128682773443E+22,0,false,0,4.7962136902777957E-20,4.7962136902777957E-20,7.6505187779236936E+18,0,false,0,1.3828782224083597E-16,1.3828782224083597E-16,2651685971160026,0,false,0,4.3716070586714708E-13,4.3716070586714708E-13,838812531174.14185,0,false,0,1.3824235340671318E-9,1.3824235340671318E-9,265255812.84012562,0,false,0,4.371607058671497E-6,4.371607058671497E-6]
[null,15,15,4360.5113018732663,null,295,17,12,3917.1641382442563,1,0.92350546345931062,0.92350546345931062,1.1760186692451082E+26,0,false,0,2.2400165919449607E-23,2.2400165919449607E-23,3.7111400992013535E+22,0,false,0,7.2663265971256774E-20,7.2663265971256774E-20,1.1744848134558947E+19,0,false,0,2.0950786301370441E-16,2.0950786301370441E-16,4070789175981468,0,false,0,6.6230419855974195E-13,6.6230419855974195E-13,1287719967492.0454,0,false,0,2.0943897713411839E-9,2.0943897713411839E-9,407212808.57528675,0,false,0,6.6230419855974006E-6,6.6230419855974006E-6]
[null,15,16,4711.7631158800459,null,296,11,16,3929.5947704308574,1,0.41405812064435538,0.41405812064435538,5.4705932826298676E+25,0,false,0,9.6799853171550526E-24,9.6799853171550526E-24,1.7263448811251452E+22,0,false,0,3.1400631148341989E-20,3.1400631148341989E-20,5.4634581057856788E+18,0,false,0,9.0536518572850251E-17,9.0536518572850251E-17,1893646121742388,0,false,0,2.862074745607933E-13,2.862074745607933E-13,599020439751.37036,0,false,0,9.0506750297681167E-10,9.0506750297681167E-10,189426895.46099862,0,false,0,2.86207474560794E-6,2.86207474560794E-6]
[null,15,17,5085.0333499066992,null,297,13,15,3940.3559339661797,1,0.11708096880211757,0.11708096880211757,1.5968655803257789E+25,0,false,0,2.6514947288284761E-24,2.6514947288284761E-24,5.0391988181493172E+21,0,false,0,8.601108911205018E-21,8.601108911205018E-21,1.5947828229860698E+18,0,false,0,2.4799324988330321E-17,2.4799324988330321E-17,552755095636389.44,0,false,0,7.839656624316973E-14,7.839656624316973E-14,174854000787.77975,0,false,0,2.4791171006468583E-10,2.4791171006468583E-10,55293690.048226088,0,false,0,7.8396566243169795E-7,7.8396566243169795E-7]
[null,15,18,5480.3220039532289,null,298,19,10,3949.2664390466343,1,0.21097464290667181,0.21097464290667181,2.9540506150357714E+25,0,false,0,4.6540291799900961E-24,4.6540291799900961E-24,9.3220422253729064E+21,0,false,0,1.5097073894884782E-20,1.5097073894884782E-20,2.9501977105232435E+18,0,false,0,4.3528950250164624E-17,4.3528950250164624E-17,1022544759149787.9,0,false,0,1.3760536762143558E-13,1.3760536762143558E-13,323463399131.70703,0,false,0,4.3514637994852077E-10,4.3514637994852077E-10,102288108.09563302,0,false,0,1.3760536762143518E-6,1.3760536762143518E-6]
[null,15,19,5897.6290780196332,null,299,16,13,3955.9440142597491,1,0.95106196448702685,0.95106196448702685,1.3580853203313824E+26,0,false,0,2.057202697837915E-23,2.057202697837915E-23,4.2856844217054292E+22,0,false,0,6.6733017660368878E-20,6.6733017660368878E-20,1.3563139989354521E+19,0,false,0,1.924093520377992E-16,1.924093520377992E-16,4701012974235412,0,false,0,6.0825173749425169E-13,6.0825173749425169E-13,1487079780520.1023,0,false,0,1.9234608812366773E-9,1.9234608812366773E-9,470255916.88268232,0,false,0,6.0825173749425312E-6,6.0825173749425312E-6]
[null,15,20,6336.9545721059158,null,300,5,18,3960.9690680676363,1,0.16923127207942237,0.16923127207942237,2.4524990752637639E+25,0,false,0,3.6069398407432942E-24,3.6069398407432942E-24,7.7393054204725612E+21,0,false,0,1.1700450341873655E-20,1.1700450341873655E-20,2.4493003336085064E+18,0,false,0,3.3735565208335156E-17,3.3735565208335156E-17,848932670099254.63,0,false,0,1.066461475806506E-13,1.066461475806506E-13,268544378763.99817,0,false,0,3.3724473003731096E-10,3.3724473003731096E-10,84921188.972918838,0,false,0,1.0664614758065047E-6,1.0664614758065047E-6]
[null,16,1,1986.8010882057206,null,301,9,17,3998.9944172803926,1,0.10738676512380775,0.10738676512380775,1.7390913929148023E+25,0,false,0,2.0481682410911321E-24,2.0481682410911321E-24,5.4880181524370869E+21,0,false,0,6.6439951467976859E-21,6.6439951467976859E-21,1.73682313351486E+18,0,false,0,1.9156436288311271E-17,1.9156436288311271E-17,601986567344590.63,0,false,0,6.0558052574670812E-14,6.0558052574670812E-14,190427479640.90289,0,false,0,1.9150137680018343E-10,1.9150137680018343E-10,60218456.475059688,0,false,0,6.0558052574670841E-7,6.0558052574670841E-7]
[null,16,2,2029.7950219342406,null,302,20,9,4020.1486158645057,1,2.6567026045882462E-6,2.6567026045882462E-6,4.5746205529596107E+20,0,false,0,4.7655970632995443E-29,4.7655970632995443E-29,1.4436044441043382E+17,0,false,0,1.5458985802498182E-25,1.5458985802498182E-25,45686539740249.789,0,false,0,4.4572440235782526E-22,4.4572440235782526E-22,15835051192.821589,0,false,0,1.4090408772047245E-18,1.4090408772047245E-18,5009129.8580548419,0,false,0,4.4557784882485342E-15,4.4557784882485342E-15,1584.0259447009309,0,false,0,1.4090408772047231E-11,1.4090408772047231E-11]
[null,16,3,2094.8073756826357,null,303,15,14,4031.2779078863641,1,0.66116427842584524,0.66116427842584524,1.1756578353609479E+26,0,false,0,1.1484823712065005E-23,1.1484823712065005E-23,3.7100014224679746E+22,0,false,0,3.7255295475207586E-20,3.7255295475207586E-20,1.1741244501995629E+19,0,false,0,1.0741710046507463E-16,1.0741710046507463E-16,4069540149321930.5,0,false,0,3.3957100994571697E-13,3.3957100994571697E-13,1287324860671.2583,0,false,0,1.0738178187921539E-9,1.0738178187921539E-9,407087864.82800978,0,false,0,3.3957100994571715E-6,3.3957100994571715E-6]
[null,16,4,2181.8381494509072,null,304,6,18,4047.4941724955884,1,7.3955680276117319E-2,7.3955680276117319E-2,1.3778890815894651E+25,0,false,0,1.2260701719084791E-24,1.2260701719084791E-24,4.3481787803766405E+21,0,false,0,3.9772144242670297E-21,3.9772144242670297E-21,1.3760919305747878E+18,0,false,0,1.1467385667815647E-17,1.1467385667815647E-17,476956370313228.5,0,false,0,3.6251134277481913E-14,3.6251134277481913E-14,150876455429.9957,0,false,0,1.1463615208144548E-10,1.1463615208144548E-10,47711324.445166454,0,false,0,3.6251134277481998E-7,3.6251134277481998E-7]
[null,16,5,2290.8873432390537,null,305,12,16,4103.3334604062857,1,0.27314539660023773,0.27314539660023773,5.9679132107987968E+25,0,false,0,3.8614621813161799E-24,3.8614621813161799E-24,1.8832831998632737E+22,0,false,0,1.2526088178449494E-20,1.2526088178449494E-20,5.9601293902970931E+18,0,false,0,3.6116102560353838E-17,3.6116102560353838E-17,2065793438237766.8,0,false,0,1.1417159249899897E-13,1.1417159249899897E-13,653476106016.08545,0,false,0,3.6104227638543036E-10,3.6104227638543036E-10,206647289.15085009,0,false,0,1.1417159249899905E-6,1.1417159249899905E-6]
[null,16,6,2421.9549570470763,null,306,14,15,4143.1658191241004,1,0.23131091843018756,0.23131091843018756,5.6546380204274844E+25,0,false,0,2.9226308910106851E-24,2.9226308910106851E-24,1.7844235344960526E+22,0,false,0,9.4806398547667658E-21,9.4806398547667658E-21,5.6472627980007844E+18,0,false,0,2.733525075463089E-17,2.733525075463089E-17,1957353216375840,0,false,0,8.6413230907191348E-14,8.6413230907191348E-14,619173018105.08472,0,false,0,2.7326262964078159E-10,2.7326262964078159E-10,195799700.29327369,0,false,0,8.6413230907191088E-7,8.6413230907191088E-7]
[null,16,7,2575.0409908749743,null,307,10,17,4143.6619120733285,1,0.1205223750363814,0.1205223750363814,2.950400196817471E+25,0,false,0,1.5206909020153437E-24,1.5206909020153437E-24,9.3105226689379377E+21,0,false,0,4.9329262948569428E-21,4.9329262948569428E-21,2.9465520534667244E+18,0,false,0,1.4222961666055518E-17,1.4222961666055518E-17,1021281166712066.1,0,false,0,4.4962165581187201E-14,4.4962165581187201E-14,323063684692.44513,0,false,0,1.421828517701792E-10,1.421828517701792E-10,102161707.29146054,0,false,0,4.4962165581187229E-7,4.4962165581187229E-7]
[null,16,8,2750.1454447227475,null,308,7,18,4148.5548745147862,1,3.7441358822988574E-2,3.7441358822988574E-2,9.2923135407946953E+24,0,false,0,4.6597848118078344E-25,4.6597848118078344E-25,2.9323579886474966E+21,0,false,0,1.5115744426482919E-21,1.5115744426482919E-21,9.2801937766339443E+17,0,false,0,4.3582782446174137E-18,4.3582782446174137E-18,321653476861671.69,0,false,0,1.3777554400012574E-14,1.3777554400012574E-14,101749215413.04202,0,false,0,4.3568452490914409E-11,4.3568452490914409E-11,32175927.084032226,0,false,0,1.3777554400012606E-7,1.3777554400012606E-7]
[null,16,9,2947.268318590397,null,309,1,19,4177.5317003346918,1,0.25790257347103335,0.25790257347103335,6.9402418093141531E+25,0,false,0,2.9602150515123107E-24,2.9602150515123107E-24,2.1901191154756686E+22,0,false,0,9.6025580521879392E-21,9.6025580521879392E-21,6.9311898015898982E+18,0,false,0,2.7686773916475595E-17,2.7686773916475595E-17,2402365028285269.5,0,false,0,8.7524479251915848E-14,8.7524479251915848E-14,759944394659.46106,0,false,0,2.7677670545620583E-10,2.7677670545620583E-10,240315518.22017825,0,false,0,8.7524479251916054E-7,8.7524479251916054E-7]
[null,16,10,3166.4096124779217,null,310,18,12,4178.1164137671603,1,0.75643604700086486,0.75643604700086486,2.0389090032293691E+26,0,false,0,8.6682834167264691E-24,8.6682834167264691E-24,6.4341469726533004E+22,0,false,0,2.8118799909286849E-20,2.8118799909286849E-20,2.0362496981859176E+19,0,false,0,8.1074110842127077E-17,8.1074110842127077E-17,7057684472377525,0,false,0,2.5629455254252819E-13,2.5629455254252819E-13,2232569859663.1216,0,false,0,8.1047453792808654E-10,8.1047453792808654E-10,706000579.19779527,0,false,0,2.5629455254252786E-6,2.5629455254252786E-6]
[null,16,11,3407.5693263853218,null,311,19,11,4190.4261529540345,1,0.33980561185825642,0.33980561185825642,9.47787875488157E+25,0,false,0,3.7630194094002925E-24,3.7630194094002925E-24,2.9909164558745933E+22,0,false,0,1.2206752449223447E-20,1.2206752449223447E-20,9.4655169620137677E+18,0,false,0,3.5195371220800011E-17,3.5195371220800011E-17,3280768176189146.5,0,false,0,1.1126094168541916E-13,1.1126094168541916E-13,1037811221990.5485,0,false,0,3.518379903410998E-10,3.518379903410998E-10,328184724.27727634,0,false,0,1.1126094168541963E-6,1.1126094168541963E-6]
[null,16,12,3670.7474603125984,null,312,17,13,4202.3606921914079,1,0.9876854098208967,0.9876854098208967,2.8474744236584501E+26,0,false,0,1.0581907432367791E-23,1.0581907432367791E-23,8.9857217333737671E+22,0,false,0,3.4326350840719702E-20,3.4326350840719702E-20,2.8437605241739592E+19,0,false,0,9.8972160328475199E-17,9.8972160328475199E-17,9856534054985218,0,false,0,3.1287454505604428E-13,3.1287454505604428E-13,3117934917327.104,0,false,0,9.8939618426607592E-10,9.8939618426607592E-10,985977593.49224234,0,false,0,3.1287454505604446E-6,3.1287454505604446E-6]
[null,16,13,3955.9440142597491,null,313,2,19,4205.91441439766,1,0.45958549308800906,0.45958549308800906,1.3380604940967455E+26,0,false,0,4.8757719893857225E-24,4.8757719893857225E-24,4.2224924524261212E+22,0,false,0,1.581637913549197E-20,1.581637913549197E-20,1.3363152906498431E+19,0,false,0,4.5602901947762933E-17,4.5602901947762933E-17,4631697028818356,0,false,0,1.4416162234701412E-13,1.4416162234701412E-13,1465152944439.8154,0,false,0,4.5587907780159259E-10,4.5587907780159259E-10,463322042.49319583,0,false,0,1.4416162234701369E-6,1.4416162234701369E-6]
[null,16,14,4263.1589882267772,null,314,20,10,4239.2899097520303,1,1.0242306581212575E-5,1.0242306581212575E-5,3.2690246004967819E+21,0,false,0,9.9120587424174327E-29,9.9120587424174327E-29,1.031599973490784E+18,0,false,0,3.2153447582172454E-25,3.2153447582172454E-25,326476088220746.81,0,false,0,9.2707092110734665E-22,9.2707092110734665E-22,113157301901.1815,0,false,0,2.9306917391061428E-18,2.9306917391061428E-18,35795250.214731306,0,false,0,9.2676610154154254E-15,9.2676610154154254E-15,11319.452009418153,0,false,0,2.9306917391061607E-11,2.9306917391061607E-11]
[null,16,15,4592.3923822136794,null,315,3,19,4248.8327260518736,1,0.5610843122130359,0.5610843122130359,1.8382401625035561E+26,0,false,0,5.2898153798970347E-24,5.2898153798970347E-24,5.800900068540929E+22,0,false,0,1.7159482803408959E-20,1.7159482803408959E-20,1.8358425855016014E+19,0,false,0,4.9475433350115722E-17,4.9475433350115722E-17,6363069185948610,0,false,0,1.5640361541562126E-13,1.5640361541562126E-13,2012840972857.2837,0,false,0,4.9459165899838685E-10,4.9459165899838685E-10,636516204.1938163,0,false,0,1.564036154156219E-6,1.564036154156219E-6]
[null,16,16,4943.644196220459,null,316,16,14,4263.1589882267772,1,0.88925438233304477,0.88925438233304477,3.0296833003603053E+26,0,false,0,8.0619724252077993E-24,8.0619724252077993E-24,9.5607148745905658E+22,0,false,0,2.6152004797302431E-20,2.6152004797302431E-20,3.025731749767406E+19,0,false,0,7.5403308196665337E-17,7.5403308196665337E-17,1.0487250167274444E+16,0,false,0,2.3836779625153636E-13,2.3836779625153636E-13,3317450464928.0127,0,false,0,7.5378515698980009E-10,7.5378515698980009E-10,1049069949.3957074,0,false,0,2.3836779625153692E-6,2.3836779625153692E-6]
[null,16,17,5316.9144302471123,null,317,8,18,4264.1511741252307,1,0.14067663278526701,0.14067663278526701,4.8058280291688737E+25,0,false,0,1.2719270875015594E-24,1.2719270875015594E-24,1.5165661545460717E+22,0,false,0,4.1259683784271741E-21,4.1259683784271741E-21,4.7995598913090232E+18,0,false,0,1.1896283579771023E-17,1.1896283579771023E-17,1663537598032088.5,0,false,0,3.7606982615369961E-14,3.7606982615369961E-14,526229801901.54181,0,false,0,1.1892372099092486E-10,1.1892372099092486E-10,166408474.66680801,0,false,0,3.760698261536998E-7,3.760698261536998E-7]
[null,16,18,5712.203084293641,null,318,13,16,4291.6077479729593,1,7.2690266902616665E-2,7.2690266902616665E-2,2.6756619619767975E+25,0,false,0,6.0996904475770025E-25,6.0996904475770025E-25,8.4435363644132358E+21,0,false,0,1.9786613676364793E-21,1.9786613676364793E-21,2.6721721537809879E+18,0,false,0,5.705016272256096E-18,5.705016272256096E-18,926180513817201.75,0,false,0,1.8034913704979727E-14,1.8034913704979727E-14,292980326316.43176,0,false,0,5.703140471232184E-11,5.703140471232184E-11,92648514.077929556,0,false,0,1.8034913704979671E-7,1.8034913704979671E-7]
[null,16,19,6129.5101583600463,null,319,11,17,4302.8650044575106,1,0.10738555922236456,0.10738555922236456,4.0750094429551203E+25,0,false,0,8.7407693445677165E-25,8.7407693445677165E-25,1.2859431014035083E+22,0,false,0,2.8353934964662873E-21,2.8353934964662873E-21,4.0696944960170271E+18,0,false,0,8.1752068849009498E-18,8.1752068849009498E-18,1410564710086805.8,0,false,0,2.5843773909384263E-14,2.5843773909384263E-14,446206439118.88611,0,false,0,8.1725188888088157E-11,8.1725188888088157E-11,141102865.42489377,0,false,0,2.5843773909384276E-7,2.5843773909384276E-7]
[null,16,20,6568.8356524463288,null,320,4,19,4306.2866352973351,1,0.54027351111590649,0.54027351111590649,2.0692364311848286E+26,0,false,0,4.3571624034426428E-24,4.3571624034426428E-24,6.5298506693160336E+22,0,false,0,1.4134076137641955E-20,1.4134076137641955E-20,2.066537570731126E+19,0,false,0,4.075236706868825E-17,4.075236706868825E-17,7162662878490439,0,false,0,1.2882792761374488E-13,1.2882792761374488E-13,2265777865251.9961,0,false,0,4.0738967749873388E-10,4.0738967749873388E-10,716501872.61903977,0,false,0,1.2882792761374472E-6,1.2882792761374472E-6]
[null,17,1,2233.2177661373789,null,321,15,15,4360.5113018732663,1,{"$f":"ABS(SIN(G330*3.1416*$J$2/$C$2)*SIN(H330*3.1416*$K$2/$D$2))*(1/F330^$N$2)+(1-1/F330^$N$2)","v":0.5292798122359863},0.5292798122359863,2.3445911989247724E+26,0,false,0,3.6905410620808162E-24,3.6905410620808162E-24,7.3987825551694532E+22,0,{"$f":"AND($I330>44.548,$I330<89.095)","v":false},0,1.1971641984088038E-20,{"$f":"IF($I330>89.095,W330,0)","v":1.1971641984088038E-20},2.3415331991855698E+19,0,false,0,3.4517484114236938E-17,3.4517484114236938E-17,8115803536359614,0,false,0,1.091179792668824E-13,1.091179792668824E-13,2567286541802.5874,0,false,0,3.4506134815837926E-10,3.4506134815837926E-10,811847287.839324,0,false,0,1.0911797926688286E-6,1.0911797926688286E-6]
[null,17,2,{"$f":"3.141625/2*SQRT($H$2/$I$2)*((1+($D$8-1)/B331)*(B331/$C$2)^2+(1+($D$8-1)/C331)*(C331/$D$2)^2)","v":2276.2116998658989},null,322,5,19,4378.276142134041,{"$f":"IF(ABS(I331-I330)>0.0001,1,$M$2)","v":1},0.40168959371110241,{"$f":"$J331*$K331","v":0.40168959371110241},{"$f":"10^(LOG10($I331/22.27)/LOG10(2)*70/20)*$L331","v":1.8655294748985173E+26},{"$f":"IF($I331<22.27,M331,0)","v":0},{"$f":"AND($I331>22.27,$I331<44.45)","v":false},{"$f":"IF($O331=TRUE,$L331,0)","v":0},{"$f":"10^(LOG10(44.45/$I331)/LOG10(2)*70/20)*$L331","v":2.6715638604020784E-24},{"$f":"IF($I331>44.45,Q331,0)","v":2.6715638604020784E-24},{"$f":"10^(LOG10($I331/44.548)/LOG10(2)*70/20)*$L331","v":5.8870164408035671E+22},{"$f":"IF($I331<44.528,S331,0)","v":0},false,{"$f":"IF($U331=TRUE,$L331,0)","v":0},{"$f":"10^(LOG10(89.095/$I331)/LOG10(2)*70/20)*$L331","v":8.6662106006562823E-21},8.6662106006562823E-21,{"$f":"10^(LOG10($I331/89.09)/LOG10(2)*70/20)*$L331","v":1.8630963050349314E+19},{"$f":"IF($I331<89.09,Y331,0)","v":0},{"$f":"AND($I331>89.09,$I331<176.78)","v":false},{"$f":"IF($AA331=TRUE,$L331,0)","v":0},{"$f":"10^(LOG10(176.78/$I331)/LOG10(2)*70/20)*$L331","v":2.4987030779602139E-17},{"$f":"IF($I331>176.78,AC331,0)","v":2.4987030779602139E-17},{"$f":"10^(LOG10($I331/176.78)/LOG10(2)*70/20)*$L331","v":6457531153621917},{"$f":"IF($I331<176.78,AE331,0)","v":0},{"$f":"AND($I331>176.78,$I331<353.55)","v":false},{"$f":"IF($AG331=TRUE,$L331,0)","v":0},{"$f":"10^(LOG10(353.55/$I331)/LOG10(2)*70/20)*$L331","v":7.8989948906067936E-14},{"$f":"IF($I331>353.55,AI331,0)","v":7.8989948906067936E-14},{"$f":"10^(LOG10($I331/353.55)/LOG10(2)*70/20)*$L331","v":2042722294803.1987},{"$f":"IF($I331<353.55,AK331,0)","v":0},{"$f":"AND($I331>353.55,$I331<707.1)","v":false},{"$f":"IF($AM331=TRUE,$L331,0)","v":0},{"$f":"10^(LOG10(707.1/$I331)/LOG10(2)*70/20)*$L331","v":2.4978815080349911E-10},{"$f":"IF($I331>707.1,AO331,0)","v":2.4978815080349911E-10},{"$f":"10^(LOG10($I331/707.1)/LOG10(2)*70/20)*$L331","v":645965507.87840736},{"$f":"IF($I331<707.1,AQ331,0)","v":0},{"$f":"AND($I331>707.1,$I331<1414.2)","v":false},{"$f":"IF($AS331=TRUE,$L331,0)","v":0},{"$f":"10^(LOG10(1414.2/$I331)/LOG10(2)*70/20)*$L331","v":7.8989948906067858E-7},{"$f":"IF($I331>1414.2,AU331,0)","v":7.8989948906067858E-7}]
[null,17,3,2341.224053614294,null,323,9,18,4394.2830713269204,1,0.21324609564647715,0.21324609564647715,1.0332838192174848E+26,0,false,0,1.3593430195863772E-24,1.3593430195863772E-24,3.2607144049978533E+22,0,false,0,4.409534453162865E-21,4.409534453162865E-21,1.0319361294150414E+19,0,false,0,1.2713881323926363E-17,1.2713881323926363E-17,3576712425566594,0,false,0,4.0191603597597797E-14,4.0191603597597797E-14,1131427791828.2515,0,false,0,1.2709701018302684E-10,1.2709701018302684E-10,357788883.01921111,0,false,0,4.01916035975979E-7,4.01916035975979E-7]
[null,17,4,2428.2548273825655,null,324,19,12,4453.6042868813111,1,0.42447268569817886,0.42447268569817886,2.4037969480462443E+26,0,false,0,2.3151984985321316E-24,2.3151984985321316E-24,7.585617029326961E+22,0,false,0,7.5102070618604322E-21,7.5102070618604322E-21,2.4006617275252625E+19,0,false,0,2.1653959690488119E-17,2.1653959690488119E-17,8320744264753151,0,false,0,6.8453318229471784E-14,6.8453318229471784E-14,2632115806275.8716,0,false,0,2.1646839900145596E-10,2.1646839900145596E-10,832348101.31622541,0,false,0,6.8453318229471829E-7,6.8453318229471829E-7]
[null,17,5,2537.3040211707121,null,325,18,13,4463.3129677143115,1,0.80900533526542173,0.80900533526542173,4.6988869708202388E+26,0,false,0,4.302236557349357E-24,4.302236557349357E-24,1.4828189649590514E+23,0,false,0,1.3955903735806872E-20,1.3955903735806872E-20,4.692758313876589E+19,0,false,0,4.023864780961678E-17,4.023864780961678E-17,1.6265199456615402E+16,0,false,0,1.2720393881795504E-13,1.2720393881795504E-13,5145199422044.4307,0,false,0,4.0225417400944395E-10,4.0225417400944395E-10,1627054918.9442382,0,false,0,1.2720393881795536E-6,1.2720393881795536E-6]
[null,17,6,2668.3716349787346,null,326,6,19,4464.8012465619931,1,0.17554218435940008,0.17554218435940008,1.0235487895137394E+26,0,false,0,9.2991009124563618E-25,9.2991009124563618E-25,3.2299937540037019E+22,0,false,0,3.0165090978575042E-21,3.0165090978575042E-21,1.0222137969006082E+19,0,false,0,8.6974121849066727E-18,8.6974121849066727E-18,3543014615674475,0,false,0,2.749458909946292E-14,2.749458909946292E-14,1120768103796.5232,0,false,0,8.6945524884740178E-11,8.6945524884740178E-11,354417993.68650383,0,false,0,2.7494589099462889E-7,2.7494589099462889E-7]
[null,17,7,2821.4576688066322,null,327,12,17,4476.6036944329389,1,7.0839985259279453E-2,7.0839985259279453E-2,4.2592760620110006E+25,0,false,0,3.6392144484685687E-25,3.6392144484685687E-25,1.3440917734277039E+22,0,false,0,1.1805145030908224E-21,1.1805145030908224E-21,4.2537207800953871E+18,0,false,0,3.403742833374403E-18,3.403742833374403E-18,1474348608928214.5,0,false,0,1.0760040873568734E-14,1.0760040873568734E-14,466383313084.06378,0,false,0,3.4026236876985011E-11,3.4026236876985011E-11,147483353.2041052,0,false,0,1.076004087356878E-7,1.076004087356878E-7]
[null,17,8,2996.5621226544058,null,328,20,11,4480.4496236594314,1,1.6496737270025364E-5,1.6496737270025364E-5,1.0018243411030028E+22,0,false,0,8.390561972371718E-29,8.390561972371718E-29,3.1614383188405048E+18,0,false,0,2.7217907154758047E-25,2.7217907154758047E-25,1000517683219427.4,0,false,0,7.8476593192968855E-22,7.8476593192968855E-22,346781542729.64368,0,false,0,2.4808318128359753E-18,2.4808318128359753E-18,109698021.10250394,0,false,0,7.8450790203662415E-15,7.8450790203662415E-15,34689.560149712699,0,false,0,2.4808318128359762E-11,2.4808318128359762E-11]
[null,17,9,3193.6849965220549,null,329,14,16,4494.4176331308799,1,0.14361046522084825,0.14361046522084825,9.0426758699479539E+25,0,false,0,7.0446874132274243E-25,7.0446874132274243E-25,2.8535802961857757E+22,0,false,0,2.2852062660269944E-21,2.2852062660269944E-21,9.0308817028178688E+18,0,false,0,6.5888681845133114E-18,6.5888681845133114E-18,3130122677127416,0,false,0,2.0828979874967448E-14,2.0828979874967448E-14,990157263809.86279,0,false,0,6.5867017742706684E-11,6.5867017742706684E-11,313115219.53993601,0,false,0,2.0828979874967498E-7,2.0828979874967498E-7]
[null,17,10,3412.82629040958,null,330,17,14,4509.5756661584355,1,0.92349774446439048,0.92349774446439048,6.0471112299754559E+26,0,false,0,4.3562243104984229E-24,4.3562243104984229E-24,1.9082755705143823E+23,0,false,0,1.41310330844184E-20,1.41310330844184E-20,6.0392241132053455E+19,0,false,0,4.0743593122604159E-17,4.0743593122604159E-17,2.0932078362957748E+16,0,false,0,1.2880019108278164E-13,1.2880019108278164E-13,6621481512264.835,0,false,0,4.0730196688650124E-10,4.0730196688650124E-10,2093896306.3452902,0,false,0,1.2880019108278217E-6,1.2880019108278217E-6]
[null,17,11,3653.9860043169801,null,331,10,18,4538.9505661198573,1,0.23933047880637628,0.23933047880637628,1.6900320322138966E+26,0,false,0,1.0468575666068372E-24,1.0468575666068372E-24,5.3332024462755666E+22,0,false,0,3.3958717122861292E-21,3.3958717122861292E-21,1.6878277598801541E+19,0,false,0,9.7912172815240963E-18,9.7912172815240963E-18,5850046673335932,0,false,0,3.0952367234732031E-14,3.0952367234732031E-14,1850555650600.3125,0,false,0,9.7879979435721378E-11,9.7879979435721378E-11,585197079.27916956,0,false,0,3.0952367234732328E-7,3.0952367234732328E-7]
[null,17,12,3917.1641382442563,null,332,7,19,4565.8619485811914,1,8.8871306282798088E-2,8.8871306282798088E-2,6.7221486628802857E+25,0,false,0,3.6291216639671953E-25,3.6291216639671953E-25,2.1212958695308346E+22,0,false,0,1.1772405332137644E-21,1.1772405332137644E-21,6.7133811093437993E+18,0,false,0,3.394303092078068E-18,3.394303092078068E-18,2326872075403115.5,0,false,0,1.0730199605542173E-14,1.0730199605542173E-14,736063574840.81799,0,false,0,3.3931870501753516E-11,3.3931870501753516E-11,232763739.91827986,0,false,0,1.0730199605542161E-7,1.0730199605542161E-7]
[null,17,13,4202.3606921914079,null,333,16,15,4592.3923822136794,1,0.71187208363987653,0.71187208363987653,5.7597531512153964E+26,0,false,0,2.717606462889484E-24,2.717606462889484E-24,1.8175945195408923E+23,0,false,0,8.8155668992918943E-21,8.8155668992918943E-21,5.7522408293904785E+19,0,false,0,2.5417665413712506E-17,2.5417665413712506E-17,1.9937388238354408E+16,0,false,0,8.0351287435866433E-14,8.0351287435866433E-14,6306829419133.5625,0,false,0,2.5409308122421006E-10,2.5409308122421006E-10,1994394577.8618667,0,false,0,8.0351287435866914E-7,8.0351287435866914E-7]
[null,17,14,4509.5756661584355,null,334,1,20,4616.8571944209734,1,0.37363203673738121,0.37363203673738121,3.2156901708022043E+26,0,false,0,1.3409127793390426E-24,1.3409127793390426E-24,1.0147693273553176E+23,0,false,0,4.3497491170263352E-21,4.3497491170263352E-21,3.2114960154593968E+19,0,false,0,1.2541504018198388E-17,1.2541504018198388E-17,1.1131113036678492E+16,0,false,0,3.9646677924271043E-14,3.9646677924271043E-14,3521124749548.3701,0,false,0,1.2537380389981341E-10,1.2537380389981341E-10,1113477413.4162769,0,false,0,3.9646677924271138E-7,3.9646677924271138E-7]
[null,17,15,4838.8090601453368,null,335,2,20,4645.2399084839417,1,0.66581679091586476,0.66581679091586476,6.1536364114935722E+26,0,false,0,2.2251749765206358E-24,2.2251749765206358E-24,1.9418915226284918E+23,0,false,0,7.2181822997620932E-21,7.2181822997620932E-21,6.1456103562264445E+19,0,false,0,2.081197326121695E-17,2.081197326121695E-17,2.1300815328818964E+16,0,false,0,6.5791598811332112E-14,6.5791598811332112E-14,6738124731347.0547,0,false,0,2.0805130314783574E-10,2.0805130314783574E-10,2130782130.9366884,0,false,0,6.579159881133228E-7,6.579159881133228E-7]
[null,17,16,5190.0608741521173,null,336,13,17,4664.8779819996134,1,1.8852147976745261E-2,1.8852147976745261E-2,1.8299522584782852E+25,0,false,0,5.9988559543561749E-26,5.9988559543561749E-26,5.7747460849598202E+21,0,false,0,1.9459519509905343E-22,1.9459519509905343E-22,1.8275654912108332E+18,0,false,0,5.6107061708545487E-19,5.6107061708545487E-19,633438060227221,0,false,0,1.7736777037332046E-15,1.7736777037332046E-15,200376586224.79926,0,false,0,5.6088613788542941E-12,5.6088613788542941E-12,63364640.22394821,0,false,0,1.7736777037332183E-8,1.7736777037332183E-8]
[null,17,17,5563.3311081787706,null,337,8,19,4681.458248191635,1,0.33391192286044968,0.33391192286044968,3.3777391437041053E+26,0,false,0,1.0195869295906287E-24,1.0195869295906287E-24,1.0659068183746585E+23,0,false,0,3.3074092625953774E-21,3.3074092625953774E-21,3.3733336313806074E+19,0,false,0,9.5361560956011041E-18,9.5361560956011041E-18,1.1692045632494942E+16,0,false,0,3.0146058144961351E-14,3.0146058144961351E-14,3698565553486.7554,0,false,0,9.5330206213947808E-11,9.5330206213947808E-11,1169589122.4459524,0,false,0,3.014605814496126E-7,3.014605814496126E-7]
[null,17,18,5958.6197622252994,null,338,3,20,4688.1582201381561,1,0.81286150631255794,0.81286150631255794,8.3604985953112038E+26,0,false,0,2.4411105653385375E-24,2.4411105653385375E-24,2.6383068906799214E+23,0,false,0,7.9186496614484697E-21,7.9186496614484697E-21,8.349594177289139E+19,0,false,0,2.2831610255180451E-17,2.2831610255180451E-17,2.89398698146923E+16,0,false,0,7.2176151836824362E-14,7.2176151836824362E-14,9154600399568.7266,0,false,0,2.2824103255051189E-10,2.2824103255051189E-10,2894938833.1324544,0,false,0,7.2176151836824532E-7,7.2176151836824532E-7]
[null,17,19,6375.9268362917046,null,339,11,18,4698.1536585040394,1,0.21324370099594275,0.21324370099594275,2.2482575943901834E+26,0,false,0,6.2473072699395884E-25,6.2473072699395884E-25,7.0947844027265625E+22,0,false,0,2.0265463719875288E-21,2.0265463719875288E-21,2.2453252404939227E+19,0,false,0,5.8430817004734128E-18,5.8430817004734128E-18,7782344719014074,0,false,0,1.8471371370429175E-14,1.8471371370429175E-14,2461802922074.5669,0,false,0,5.841160503738166E-11,5.841160503738166E-11,778490438.42136788,0,false,0,1.8471371370429086E-7,1.8471371370429086E-7]
[null,17,20,6815.2523303779872,null,340,15,16,4711.7631158800459,1,0.32860584611856092,0.32860584611856092,3.5830348254430284E+26,0,false,0,9.3086361463385828E-25,9.3086361463385828E-25,1.1306915923428364E+23,0,false,0,3.0196022054629268E-21,3.0196022054629268E-21,3.5783615503890301E+19,0,false,0,8.7063304513212311E-18,8.7063304513212311E-18,1.2402676731263806E+16,0,false,0,2.7522781861325277E-14,2.7522781861325277E-14,3923360750645.2769,0,false,0,8.7034678225755976E-11,8.7034678225755976E-11,1240675605.4546976,0,false,0,2.7522781861325194E-7,2.7522781861325194E-7]
[null,18,1,2494.170041660283,null,341,19,13,4738.8008408284622,1,0.4539718443691203,0.4539718443691203,5.2905062635384092E+26,0,false,0,1.203225749138831E-24,1.203225749138831E-24,1.6695151576374505E+23,0,false,0,3.9031100460387655E-21,3.9031100460387655E-21,5.2836059703096492E+19,0,false,0,1.1253722688109994E-17,1.1253722688109994E-17,1.8313089916249984E+16,0,false,0,3.5575694766524009E-14,3.5575694766524009E-14,5793012247053.2217,0,false,0,1.1250022480514784E-10,1.1250022480514784E-10,1831911321.3938253,0,false,0,3.5575694766523844E-7,3.5575694766523844E-7]
[null,18,2,2537.163975388803,null,342,20,12,4743.627757586708,1,2.0607118098996661E-5,2.0607118098996661E-5,2.4301119517786752E+22,0,false,0,5.397526110913288E-29,5.397526110913288E-29,7.6686587939827343E+18,0,false,0,1.7508882603568459E-25,1.7508882603568459E-25,2426942409165796,0,false,0,5.0482847543385502E-22,5.0482847543385502E-22,841183366253.34814,0,false,0,1.5958829135233334E-18,1.5958829135233334E-18,266093027.71997309,0,false,0,5.046624885679273E-15,5.046624885679273E-15,84146.003708543445,0,false,0,1.5958829135233314E-11,1.5958829135233314E-11]
[null,18,3,2602.1763291371981,null,343,4,20,4745.6121293836168,1,0.78271220653858598,0.78271220653858598,9.2751936063004832E+26,0,false,0,2.0401765110786617E-24,2.0401765110786617E-24,2.9269554829680415E+23,0,false,0,6.618070999380393E-21,6.618070999380393E-21,9.2630961713010983E+19,0,false,0,1.9081689954613749E-17,1.9081689954613749E-17,3.2106087024874476E+16,0,false,0,6.0321761631110251E-14,6.0321761631110251E-14,10156175511103.457,0,false,0,1.9075415922806178E-10,1.9075415922806178E-10,3211664693.1511679,0,false,0,6.0321761631110287E-7,6.0321761631110287E-7]
[null,18,4,2689.2071029054696,null,344,18,14,4770.5279416813391,1,0.75642972443295908,0.75642972443295908,9.5264494484028865E+26,0,false,0,1.8552080446201187E-24,1.8552080446201187E-24,3.0062438187037001E+23,0,false,0,6.0180570118544979E-21,6.0180570118544979E-21,9.514024305827029E+19,0,false,0,1.735168722731249E-17,1.735168722731249E-17,3.2975809240329724E+16,0,false,0,5.4852811428814123E-14,5.4852811428814123E-14,10431296283660.563,0,false,0,1.7345982017876739E-10,1.7345982017876739E-10,3298665520.4417286,0,false,0,5.4852811428814064E-7,5.4852811428814064E-7]
[null,18,5,2798.2562966936166,null,345,9,19,4811.5901453933257,1,0.5061637631637701,0.5061637631637701,7.0425577020514571E+26,0,false,0,1.123668483139434E-24,1.123668483139434E-24,2.2224067502090834E+23,0,false,0,3.6450364764032509E-21,3.6450364764032509E-21,7.0333722459147665E+19,0,false,0,1.0509626736022693E-17,1.0509626736022693E-17,2.4377816793621656E+16,0,false,0,3.3223430435678983E-14,3.3223430435678983E-14,7711478067748.5811,0,false,0,1.0506171186090605E-10,1.0506171186090605E-10,2438583482.051971,0,false,0,3.3223430435679002E-7,3.3223430435679002E-7]
[null,18,6,2929.3239105016387,null,346,5,20,4817.6016362203227,1,0.58194107571147302,0.58194107571147302,8.2152935127084362E+26,0,false,0,1.2732727772890967E-24,1.2732727772890967E-24,2.5924847945901644E+23,0,false,0,4.130333623546262E-21,4.130333623546262E-21,8.2045784825442353E+19,0,false,0,1.1908869762957267E-17,1.1908869762957267E-17,2.843724235305852E+16,0,false,0,3.7646770534773942E-14,3.7646770534773942E-14,8995603362243.6152,0,false,0,1.1904954143960108E-10,1.1904954143960108E-10,2844659555.2158489,0,false,0,3.7646770534774236E-7,3.7646770534774236E-7]
[null,18,7,3082.4099443295368,null,347,17,15,4838.8090601453368,1,0.73928481731381235,0.73928481731381235,1.0983355433072967E+27,0,false,0,1.5370041834255468E-24,1.5370041834255468E-24,3.465996912925087E+23,0,false,0,4.9858444879737675E-21,4.9858444879737675E-21,1.0969030079439757E+20,0,false,0,1.4375539139779832E-17,1.4375539139779832E-17,3.8018889990590456E+16,0,false,0,4.544449927501429E-14,4.544449927501429E-14,12026582971092.602,0,false,0,1.4370812483491557E-10,1.4370812483491557E-10,3803139465.7647643,0,false,0,4.5444499275014317E-7,4.5444499275014317E-7]
[null,18,8,3257.5143981773099,null,348,14,17,4867.6878671575341,1,3.7245230437518199E-2,3.7245230437518199E-2,5.9298019423589076E+25,0,false,0,7.2258286130770792E-26,7.2258286130770792E-26,1.8712564982268809E+22,0,false,0,2.343966148566985E-22,2.343966148566985E-22,5.922067829562795E+18,0,false,0,6.7582888299706169E-19,6.7582888299706169E-19,2052601220877183.8,0,false,0,2.1364558841766185E-15,2.1364558841766185E-15,649302988476.3833,0,false,0,6.7560667144669927E-12,6.7560667144669927E-12,205327633.51394367,0,false,0,2.1364558841766236E-8,2.1364558841766236E-8]
[null,18,9,3454.6372720449594,null,349,12,18,4871.8923484794677,1,0.14067236548916442,0.14067236548916442,2.2622359220453789E+26,0,false,0,2.7018808914836583E-25,2.7018808914836583E-25,7.1388955496305081E+22,0,false,0,8.7645551620699232E-22,8.7645551620699232E-22,2.2592853365177868E+19,0,false,0,2.5270584768338924E-18,2.5270584768338924E-18,7830730706758316,0,false,0,7.9886330524196108E-15,7.9886330524196108E-15,2477108947484.2529,0,false,0,2.5262275836949137E-11,2.5262275836949137E-11,783330628.64326727,0,false,0,7.988633052419572E-8,7.988633052419572E-8]
[null,18,10,3673.7785659324841,null,350,6,20,4904.1267406482748,1,0.25431380149798366,0.25431380149798366,4.4156847966540366E+26,0,false,0,4.5240595000284013E-25,4.5240595000284013E-25,1.3934493850183184E+23,0,false,0,1.4675468918510119E-21,1.4675468918510119E-21,4.4099255141988114E+19,0,false,0,4.2313348990634659E-18,4.2313348990634659E-18,1.528489499771589E+16,0,false,0,1.3376256283893225E-14,1.3376256283893225E-14,4835097972086.1162,0,false,0,4.2299436423242389E-11,4.2299436423242389E-11,1528992230.1853325,0,false,0,1.3376256283893233E-7,1.3376256283893233E-7]
[null,18,11,3914.9382798398842,null,351,16,16,4943.644196220459,1,0.44196911154504026,0.44196911154504026,8.424523109236809E+26,0,false,0,7.1618467543795356E-25,7.1618467543795356E-25,2.6585109866840675E+23,0,false,0,2.3232112540157715E-21,2.3232112540157715E-21,8.4135351854218723E+19,0,false,0,6.6984468514086768E-18,6.6984468514086768E-18,2.916149069971842E+16,0,false,0,2.1175384110652792E-14,2.1175384110652792E-14,9224706127604.2051,0,false,0,6.6962444118601928E-11,6.6962444118601928E-11,2917108210.8941078,0,false,0,2.1175384110652843E-7,2.1175384110652843E-7]
[null,18,12,4178.1164137671603,null,352,10,19,4956.2576401862616,1,0.56807800126503094,0.56807800126503094,1.1153940644416773E+27,0,false,0,8.9366372029265291E-25,8.9366372029265291E-25,3.5198281687295036E+23,0,false,0,2.8989305181933867E-21,2.8989305181933867E-21,1.113939280017119E+20,0,false,0,8.3584013156269995E-18,8.3584013156269995E-18,3.860937077978344E+16,0,false,0,2.6422895088309317E-14,2.6422895088309317E-14,12213370807502.953,0,false,0,8.3556530854733243E-11,8.3556530854733243E-11,3862206965.9919286,0,false,0,2.6422895088309477E-7,2.6422895088309477E-7]
[null,18,13,4463.3129677143115,null,353,7,20,5005.1874426674731,1,0.12875081751630119,0.12875081751630119,2.8338414672343939E+26,0,false,0,1.8068036237129561E-25,1.8068036237129561E-25,8.942700467998527E+22,0,false,0,5.8610392771104524E-22,5.8610392771104524E-22,2.8301453489210503E+19,0,false,0,1.6898962599238635E-18,1.6898962599238635E-18,9809343569920000,0,false,0,5.342164117271133E-15,5.342164117271133E-15,3103007067402.4111,0,false,0,1.6893406244999728E-11,1.6893406244999728E-11,981256992.85911846,0,false,0,5.3421641172711561E-8,5.3421641172711561E-8]
[null,18,14,4770.5279416813391,null,354,20,13,5028.8243115338591,1,2.2039230616562454E-5,2.2039230616562454E-5,5.1240300936568265E+22,0,false,0,2.9279772651161446E-29,2.9279772651161446E-29,1.6169805843550857E+19,0,false,0,9.4979828068236988E-26,9.4979828068236988E-26,5117346931706353,0,false,0,2.7385255179497158E-22,2.7385255179497158E-22,1773683257600.8982,0,false,0,8.6571306790639545E-19,8.6571306790639545E-19,561072373.95028305,0,false,0,2.7376250947562412E-15,2.7376250947562412E-15,177426.6633880609,0,false,0,8.6571306790640073E-12,8.6571306790640073E-12]
[null,18,15,5099.7613356682414,null,355,19,14,5046.0158147954899,1,0.42446913780091755,0.42446913780091755,1.0268189560256392E+27,0,false,0,5.4198201343737455E-25,5.4198201343737455E-25,3.2403133572470246E+23,0,false,0,1.7581201557012411E-21,1.7581201557012411E-21,1.0254796982048335E+20,0,false,0,5.0691362660191217E-18,5.0691362660191217E-18,3.5543342985914256E+16,0,false,0,1.6024745724394638E-14,1.6024745724394638E-14,11243488791910.969,0,false,0,5.067469541413202E-11,5.067469541413202E-11,3555503342.9013543,0,false,0,1.6024745724394677E-7,1.6024745724394677E-7]
[null,18,16,5451.0131496750219,null,356,13,18,5060.1666360461422,1,3.7436149100456423E-2,3.7436149100456423E-2,9.355769459919475E+25,0,false,0,4.626891742921029E-26,4.626891742921029E-26,2.9523826542547883E+22,0,false,0,1.5009043528742802E-22,1.5009043528742802E-22,9.3435669315718492E+18,0,false,0,4.3275134878060927E-19,4.3275134878060927E-19,3238500038002426,0,false,0,1.3680299684553733E-15,1.3680299684553733E-15,1024440466793.2693,0,false,0,4.3260906076872889E-12,4.3260906076872889E-12,323956520.23128152,0,false,0,1.3680299684553742E-8,1.3680299684553742E-8]
[null,18,17,5824.2833837016751,null,357,15,17,5085.0333499066992,1,8.5223597340068236E-2,8.5223597340068236E-2,2.2547655913059938E+26,0,false,0,9.9495820714421721E-26,9.9495820714421721E-26,7.1153215667625112E+22,0,false,0,3.2275168450083512E-22,3.2275168450083512E-22,2.251824749169734E+19,0,false,0,9.3058046318191518E-19,9.3058046318191518E-19,7804872153395145,0,false,0,2.9417862365515911E-15,2.9417862365515911E-15,2468929065388.5049,0,false,0,9.3027448968379268E-12,9.3027448968379268E-12,780743922.80184484,0,false,0,2.941786236551603E-8,2.941786236551603E-8]
[null,18,18,6219.572037748203,null,358,18,15,5099.7613356682414,1,0.60554236758043378,0.60554236758043378,1.6568752348589163E+27,0,false,0,6.8357437756974435E-25,6.8357437756974435E-25,5.2285701615651618E+23,0,false,0,2.2174276292015565E-21,2.2174276292015565E-21,1.6547142082209192E+20,0,false,0,6.3934440294127608E-18,6.3934440294127608E-18,5.7352744037175368E+16,0,false,0,2.0211197627746398E-14,2.0211197627746398E-14,18142495347803.055,0,false,0,6.3913418743470488E-11,6.3913418743470488E-11,5737160773.8066435,0,false,0,2.0211197627746411E-7,2.0211197627746411E-7]
[null,18,19,6636.8791118146091,null,359,11,19,5115.4607325704446,1,0.50615807918947608,0.50615807918947608,1.4353308856026405E+27,0,false,0,5.5132391292492441E-25,5.5132391292492441E-25,4.5294468059775525E+23,0,false,0,1.7884240797696027E-21,1.7884240797696027E-21,1.4334588144817527E+20,0,false,0,5.1565106812428411E-18,5.1565106812428411E-18,4.9683985347050392E+16,0,false,0,1.6300957037979552E-14,1.6300957037979552E-14,15716623295912.605,0,false,0,5.1548152280567533E-11,5.1548152280567533E-11,4970032674.1946077,0,false,0,1.6300957037979589E-7,1.6300957037979589E-7]
[null,18,20,7076.2046059008908,null,360,8,20,5120.7837422779176,1,0.48374930947813027,0.48374930947813027,1.3884741086035285E+27,0,false,0,5.2058235501678773E-25,5.2058235501678773E-25,4.3815817519708818E+23,0,false,0,1.6887024077657926E-21,1.6887024077657926E-21,1.3866631517664045E+20,0,false,0,4.868986109942559E-18,4.868986109942559E-18,4.8062037791134424E+16,0,false,0,1.5392023463735392E-14,1.5392023463735392E-14,15203549745874.455,0,false,0,4.867385194415805E-11,4.867385194415805E-11,4807784571.6637325,0,false,0,1.5392023463735404E-7,1.5392023463735404E-7]
[null,19,1,2769.6579147744333,null,361,17,16,5190.0608741521173,1,0.45898843541702289,0.45898843541702289,1.5401856196245489E+27,0,false,0,4.2249048800396893E-25,4.2249048800396893E-25,4.8603349272261259E+23,0,false,0,1.3705049690503909E-21,1.3705049690503909E-21,1.5381767887352794E+20,0,false,0,3.9515367700233909E-18,3.9515367700233909E-18,5.3313532457733168E+16,0,false,0,1.2491747831815049E-14,1.2491747831815049E-14,16864764377488.736,0,false,0,3.9502375105005874E-11,3.9502375105005874E-11,5333106763.4935627,0,false,0,1.2491747831815121E-7,1.2491747831815121E-7]
[null,19,2,2812.6518485029533,null,362,9,20,5250.9156394796073,1,0.73329628009616599,0.73329628009616599,2.8178135593239815E+27,0,false,0,5.8943133849398365E-25,5.8943133849398365E-25,8.8921214990515094E+23,0,false,0,1.9120396819736859E-21,1.9120396819736859E-21,2.8141383458652606E+20,0,false,0,5.5129279205006621E-18,5.5129279205006621E-18,9.7538629591594736E+16,0,false,0,1.742767672574653E-14,1.742767672574653E-14,30854567872978.543,0,false,0,5.511115277846477E-11,5.511115277846477E-11,9757071069.8868828,0,false,0,1.7427676725746566E-7,1.7427676725746566E-7]
[null,19,3,2877.6642022513483,null,363,14,18,5262.976521204062,1,7.3960696768332487E-2,7.3960696768332487E-2,2.9188955906431702E+26,0,false,0,5.7885520207666949E-26,5.7885520207666949E-26,9.2111041730071801E+22,0,false,0,1.8777320515658089E-22,1.8777320515658089E-22,2.9150885380708532E+19,0,false,0,5.4140097362469916E-19,5.4140097362469916E-19,1.0103758458050312E+16,0,false,0,1.7114972811904333E-15,1.7114972811904333E-15,3196139851681.4683,0,false,0,5.4122296177474186E-12,5.4122296177474186E-12,1010708165.1746199,0,false,0,1.7114972811904343E-8,1.7114972811904343E-8]
[null,19,4,2964.6949760196198,null,364,12,19,5289.1994225458729,1,0.33390179394977831,0.33390179394977831,1.3961521936242516E+27,0,false,0,2.466557561842125E-25,2.466557561842125E-25,4.4058113411352906E+23,0,false,0,8.0011964551534922E-22,8.0011964551534922E-22,1.3943312224264148E+20,0,false,0,2.3069615003750564E-18,2.3069615003750564E-18,4.8327814740190928E+16,0,false,0,7.2928541470261271E-15,7.2928541470261271E-15,15287623440041.463,0,false,0,2.3062029748007008E-11,2.3062029748007008E-11,4834371008.1509657,0,false,0,7.2928541470261449E-8,7.2928541470261449E-8]
[null,19,5,3073.7441698077669,null,365,16,17,5316.9144302471123,1,0.11462424678066215,0.11462424678066215,5.0930750260639078E+26,0,false,0,7.9681853751464277E-26,7.9681853751464277E-26,1.6072121516233863E+23,0,false,0,2.5847771632790204E-22,2.5847771632790204E-22,5.0864322381406159E+19,0,false,0,7.4526121638878813E-19,7.4526121638878813E-19,1.7629681594996516E+16,0,false,0,2.3559480085277338E-15,2.3559480085277338E-15,5576828479438.6064,0,false,0,7.4501617558853986E-12,7.4501617558853986E-12,1763548011.5119586,0,false,0,2.3559480085277358E-8,2.3559480085277358E-8]
[null,19,6,3204.811783615789,null,366,20,14,5336.0392855008859,1,2.0606945857200359E-5,2.0606945857200359E-5,9.546569732395488E+22,0,false,0,1.3739357501427325E-29,1.3739357501427325E-29,3.0125931390575972E+19,0,false,0,4.4568713999281216E-26,4.4568713999281216E-26,9534118347367116,0,false,0,1.285036655378522E-22,1.285036655378522E-22,3304545561282.084,0,false,0,4.0623065880095287E-19,4.0623065880095287E-19,1045332764.43238,0,false,0,1.2846141372017303E-15,1.2846141372017303E-15,330563.24484065868,0,false,0,4.0623065880095311E-12,4.0623065880095311E-12]
[null,19,7,3357.897817443687,null,367,19,15,5375.2492087823921,1,0.33979897717725593,0.33979897717725593,1.714052137865925E+27,0,false,0,2.0806863577680416E-25,2.0806863577680416E-25,5.4090022440198238E+23,0,false,0,6.7494797476472208E-22,6.7494797476472208E-22,1.7118165366263546E+20,0,false,0,1.9460576943282538E-18,1.9460576943282538E-18,5.9331922803329472E+16,0,false,0,6.1519513542496614E-15,6.1519513542496614E-15,18768572480819.313,0,false,0,1.9454178333986214E-11,1.9454178333986214E-11,5935143746.9346437,0,false,0,6.1519513542496443E-8,6.1519513542496443E-8]
[null,19,8,3533.0022712914601,null,368,10,20,5395.5831342725442,1,0.82299349627154261,0.82299349627154261,4.3377420858383639E+27,0,false,0,4.8229814722777298E-25,4.8229814722777298E-25,1.3688531496767435E+24,0,false,0,1.5645133467081536E-21,1.5645133467081536E-21,4.3320844623800684E+20,0,false,0,4.5109154335961493E-18,4.5109154335961493E-18,1.5015096267617066E+17,0,false,0,1.4260076867965775E-14,1.4260076867965775E-14,47497520607816.914,0,false,0,4.5094322511852135E-11,4.5094322511852135E-11,15020034833.148685,0,false,0,1.4260076867965807E-7,1.4260076867965807E-7]
[null,19,9,3730.1251451591097,null,369,18,16,5451.0131496750219,1,0.37595381017609097,0.37595381017609097,2.231573026527105E+27,0,false,0,1.9563402539940885E-25,1.9563402539940885E-25,7.0421332242597808E+23,0,false,0,6.3461169313401834E-22,6.3461169313401834E-22,2.2286624339529027E+20,0,false,0,1.8297572768695817E-18,1.8297572768695817E-18,7.7245910795191504E+16,0,false,0,5.7842980658759236E-15,5.7842980658759236E-15,24435336107548.383,0,false,0,1.8291556553474638E-11,1.8291556553474638E-11,7727131749.1605854,0,false,0,5.7842980658759378E-8,5.7842980658759378E-8]
[null,19,10,3949.2664390466343,null,370,13,19,5477.4737101125465,1,8.8858940416244134E-2,8.8858940416244134E-2,5.579941333935127E+26,0,false,0,4.370781949727944E-26,4.370781949727944E-26,1.760851640973546E+23,0,false,0,1.4178256199419068E-22,1.4178256199419068E-22,5.5726635367858102E+19,0,false,0,4.0879750144675733E-19,4.0879750144675733E-19,1.9314969548379212E+16,0,false,0,1.2923061582237866E-15,1.2923061582237866E-15,6109938609864.8477,0,false,0,4.0866308942491407E-12,4.0866308942491407E-12,1932132237.0975676,0,false,0,1.292306158223799E-8,1.292306158223799E-8]
[null,19,11,4190.4261529540345,null,371,15,18,5480.3220039532289,1,0.16923500180645579,0.16923500180645579,1.0691625114141955E+27,0,false,0,8.2741458408892469E-26,8.2741458408892469E-26,3.3739361223058304E+23,0,false,0,2.6840268151740569E-22,2.6840268151740569E-22,1.0677680258072584E+20,0,false,0,7.7387757734566038E-19,7.7387757734566038E-19,3.7009065354581952E+16,0,false,0,2.4464111335704082E-15,2.4464111335704082E-15,11707143351098.068,0,false,0,7.7362312752769201E-12,7.7362312752769201E-12,3702123788.3566122,0,false,0,2.44641113357041E-8,2.44641113357041E-8]
[null,19,12,4453.6042868813111,null,372,11,20,5554.7862266567263,1,0.73328804553354165,0.73328804553354165,5.4197054612688927E+27,0,false,0,3.0645029099803429E-25,3.0645029099803429E-25,1.7102863066014515E+24,0,false,0,9.9408544927003403E-22,9.9408544927003403E-22,5.4126366563127768E+20,0,false,0,2.8662174118620807E-18,2.8662174118620807E-18,1.8760312999880538E+17,0,false,0,9.0607951346299589E-15,9.0607951346299589E-15,59344831191171.336,0,false,0,2.8652750037602923E-11,2.8652750037602923E-11,18766483392.230301,0,false,0,9.0607951346299978E-8,9.0607951346299978E-8]
[null,19,13,4738.8008408284622,null,373,17,17,5563.3311081787706,1,0.11903819139485121,0.11903819139485121,8.9567186438824032E+26,0,false,0,4.8866385962202072E-26,4.8866385962202072E-26,2.8264549352701411E+23,0,false,0,1.5851629014687451E-22,1.5851629014687451E-22,8.9450365889085915E+19,0,false,0,4.5704536890303278E-19,4.5704536890303278E-19,3.100368579287272E+16,0,false,0,1.4448291458013673E-15,1.4448291458013673E-15,9807450972134.0508,0,false,0,4.5689509305278351E-12,4.5689509305278351E-12,3101388311.2376099,0,false,0,1.444829145801368E-8,1.444829145801368E-8]
[null,19,14,5046.0158147954899,null,374,20,15,5665.272679487789,1,1.6496415172374486E-5,1.6496415172374486E-5,1.5329912604680207E+23,0,false,0,5.4830977784351008E-30,5.4830977784351008E-30,4.8376318227159343E+19,0,false,0,1.778646612054333E-26,1.778646612054333E-26,1.530991813026251E+16,0,false,0,5.1283195954262926E-23,5.1283195954262926E-23,5306449968173.7588,0,false,0,1.6211838308831669E-19,1.6211838308831669E-19,1678598739.7314396,0,false,0,5.1266334114280221E-16,5.1266334114280221E-16,530819.52950395353,0,false,0,1.6211838308831678E-12,1.6211838308831678E-12]
[null,19,15,5375.2492087823921,null,375,14,19,5680.2835952704672,1,0.17555409157190877,0.17555409157190877,1.6823739156696535E+27,0,false,0,5.6582990743208855E-26,5.6582990743208855E-26,5.3090358712585334E+23,0,false,0,1.8354796659130906E-22,1.8354796659130906E-22,1.6801796316521585E+20,0,false,0,5.2921846722754548E-19,5.2921846722754548E-19,5.8235380993208864E+16,0,false,0,1.6729854801546268E-15,1.6729854801546268E-15,18421701463176.859,0,false,0,5.2904446096790569E-12,5.2904446096790569E-12,5825453499.9295206,0,false,0,1.672985480154634E-8,1.672985480154634E-8]
[null,19,16,5726.5010227891717,null,376,16,18,5712.203084293641,1,0.22761811536285309,0.22761811536285309,2.3281635516681976E+27,0,false,0,6.8736382744915795E-26,6.8736382744915795E-26,7.3469421362511006E+23,0,false,0,2.2297201187064445E-22,2.2297201187064445E-22,2.3251269781550465E+20,0,false,0,6.428886603770842E-19,6.428886603770842E-19,8.0589392276647264E+16,0,false,0,2.032324003736042E-15,2.032324003736042E-15,25492985540737.719,0,false,0,6.4267727952384096E-12,6.4267727952384096E-12,8061589866.6470804,0,false,0,2.0323240037360284E-8,2.0323240037360284E-8]
[null,19,17,6099.7712568158249,null,377,19,16,5726.5010227891717,1,0.21096578373892089,0.21096578373892089,2.2214773235224679E+27,0,false,0,6.1882617565249184E-26,6.1882617565249184E-26,7.0102744032820394E+23,0,false,0,2.0073927645495701E-22,2.0073927645495701E-22,2.2185798985559943E+20,0,false,0,5.7878566660671627E-19,5.7878566660671627E-19,7.6896447988265856E+16,0,false,0,1.8296791898199665E-15,1.8296791898199665E-15,24324789917382.586,0,false,0,5.7859536272426713E-12,5.7859536272426713E-12,7692173974.4027548,0,false,0,1.8296791898199674E-8,1.8296791898199674E-8]
[null,19,18,6495.0599108623537,null,378,12,20,5728.5249166321546,1,0.48373463538832523,0.48373463538832523,5.1147137151779286E+27,0,false,0,1.4131216533094429E-25,1.4131216533094429E-25,1.6140406322389598E+24,0,false,0,4.5839854451707847E-22,4.5839854451707847E-22,5.1080427043790317E+20,0,false,0,1.3216870751220352E-18,1.3216870751220352E-18,1.7704583927528394E+17,0,false,0,4.1781672842427072E-15,4.1781672842427072E-15,56005224672733.102,0,false,0,1.3212525063407175E-11,1.3212525063407175E-11,17710407083.529381,0,false,0,4.178167284242725E-8,4.178167284242725E-8]
[null,19,19,6912.3669849287589,null,379,18,17,5824.2833837016751,1,9.7503244435132641E-2,9.7503244435132641E-2,1.2500926772643473E+27,0,false,0,2.3489968606828765E-26,2.3489968606828765E-26,3.9448940596254857E+23,0,false,0,7.6198446148670214E-23,7.6198446148670214E-23,1.2484622083439043E+20,0,false,0,2.1970074430576297E-19,2.1970074430576297E-19,4.3271963895335104E+16,0,false,0,6.9452632129081018E-16,6.9452632129081018E-16,13688297165913.355,0,false,0,2.196285070216844E-12,2.196285070216844E-12,4328619633.3514004,0,false,0,6.9452632129081053E-9,6.9452632129081053E-9]
[null,19,20,7351.6924790150415,null,380,15,19,5897.6290780196332,1,0.40169844664069576,0.40169844664069576,5.9568158638848428E+27,0,false,0,8.3670553593965528E-26,8.3670553593965528E-26,1.8797812308721216E+24,0,false,0,2.7141654716412728E-22,2.7141654716412728E-22,5.9490465174134443E+20,0,false,0,7.8256736774546479E-19,7.8256736774546479E-19,2.0619520910822317E+17,0,false,0,2.4738816283938717E-15,2.4738816283938717E-15,65226096585029.172,0,false,0,7.8231006073708998E-12,7.8231006073708998E-12,20626302809.08231,0,false,0,2.473881628393873E-8,2.473881628393873E-8]
[null,20,1,3059.6813854798297,null,381,13,20,5916.7992041988291,1,0.1287329026741017,0.1287329026741017,1.9823943350098721E+27,0,false,0,2.5821150498768187E-26,2.5821150498768187E-26,6.2558046921203564E+23,0,false,0,8.3760501289265929E-23,8.3760501289265929E-23,1.9798087408294294E+20,0,false,0,2.4150419604057361E-19,2.4150419604057361E-19,6.862058921790144E+16,0,false,0,7.6345221943772224E-16,7.6345221943772224E-16,21706872819238.164,0,false,0,2.4142478981338896E-12,2.4142478981338896E-12,6864315898.8392906,0,false,0,7.6345221943772531E-9,7.6345221943772531E-9]
[null,20,2,3102.6753192083497,null,382,17,18,5958.6197622252994,1,0.23638322207121165,0.23638322207121165,3.9507678909086854E+27,0,false,0,4.3685598900404462E-26,4.3685598900404462E-26,1.2467364274072192E+24,0,false,0,1.4171048122717536E-22,1.4171048122717536E-22,3.9456149895476616E+20,0,false,0,4.0858967308589138E-19,4.0858967308589138E-19,1.3675584910101637E+17,0,false,0,1.291649163331101E-15,1.291649163331101E-15,43260220548328.773,0,false,0,4.0845532939771125E-12,4.0845532939771125E-12,13680082901.393738,0,false,0,1.2916491633311016E-8,1.2916491633311016E-8]
[null,20,3,3167.6876729567452,null,383,20,16,6016.5244934945677,1,1.0241876490131917E-5,1.0241876490131917E-5,1.915476973365034E+23,0,false,0,1.6914869293068824E-30,1.6914869293068824E-30,6.0446348266858439E+19,0,false,0,5.4869667069926064E-27,5.4869667069926064E-27,1.912978658056272E+16,0,false,0,1.5820410132185544E-23,1.5820410132185544E-23,6630424443024.5869,0,false,0,5.0012080228216449E-20,5.0012080228216449E-20,2097413936.0021122,0,false,0,1.5815208404423791E-16,1.5815208404423791E-16,663260.52339452959,0,false,0,5.0012080228216491E-13,5.0012080228216491E-13]
[null,20,4,3254.7184467250167,null,384,19,17,6099.7712568158249,1,5.4713764889656888E-2,5.4713764889656888E-2,1.2005515378500122E+27,0,false,0,7.7019182506049491E-27,7.7019182506049491E-27,3.7885580133970017E+23,0,false,0,2.4984035223000313E-23,2.4984035223000313E-23,1.1989856843693251E+20,0,false,0,7.2035735788430131E-20,7.2035735788430131E-20,4.155709712180744E+16,0,false,0,2.2772209869706289E-16,2.2772209869706289E-16,13145830314795.273,0,false,0,7.2012050543638492E-13,7.2012050543638492E-13,4157076552.8841114,0,false,0,2.2772209869706468E-9,2.2772209869706468E-9]
[null,20,5,3363.7676405131633,null,385,14,20,6119.6090893567489,1,{"$f":"ABS(SIN(G394*3.1416*$J$2/$C$2)*SIN(H394*3.1416*$K$2/$D$2))*(1/F394^$N$2)+(1-1/F394^$N$2)","v":0.25433105187281169},0.25433105187281169,5.7953389864927062E+27,0,false,0,3.4475172185413533E-26,3.4475172185413533E-26,1.8288242749618903E+24,0,{"$f":"AND($I394>44.548,$I394<89.095)","v":false},0,1.1183303797488703E-22,{"$f":"IF($I394>89.095,W394,0)","v":1.1183303797488703E-22},5.787780250830251E+20,0,false,0,3.2244491748715195E-19,3.2244491748715195E-19,2.0060568623882317E+17,0,false,0,1.0193250963665458E-15,1.0193250963665458E-15,63457952891871.688,0,false,0,3.2233889806888917E-12,3.2233889806888917E-12,20067166678.998428,0,false,0,1.0193250963665355E-8,1.0193250963665355E-8]
[null,20,6,{"$f":"3.141625/2*SQRT($H$2/$I$2)*((1+($D$8-1)/B395)*(B395/$C$2)^2+(1+($D$8-1)/C395)*(C395/$D$2)^2)","v":3494.8352543211859},null,386,16,19,6129.5101583600463,{"$f":"IF(ABS(I395-I394)>0.0001,1,$M$2)","v":1},0.540277379930591,{"$f":"$J395*$K395","v":0.540277379930591},{"$f":"10^(LOG10($I395/22.27)/LOG10(2)*70/20)*$L395","v":1.2544670072684301E+28},{"$f":"IF($I395<22.27,M395,0)","v":0},{"$f":"AND($I395>22.27,$I395<44.45)","v":false},{"$f":"IF($O395=TRUE,$L395,0)","v":0},{"$f":"10^(LOG10(44.45/$I395)/LOG10(2)*70/20)*$L395","v":7.1872183599520728E-26},{"$f":"IF($I395>44.45,Q395,0)","v":7.1872183599520728E-26},{"$f":"10^(LOG10($I395/44.548)/LOG10(2)*70/20)*$L395","v":3.958698050930951E+24},{"$f":"IF($I395<44.528,S395,0)","v":0},false,{"$f":"IF($U395=TRUE,$L395,0)","v":0},{"$f":"10^(LOG10(89.095/$I395)/LOG10(2)*70/20)*$L395","v":2.3314414775349555E-22},2.3314414775349555E-22,{"$f":"10^(LOG10($I395/89.09)/LOG10(2)*70/20)*$L395","v":1.2528308330036871E+21},{"$f":"IF($I395<89.09,Y395,0)","v":0},{"$f":"AND($I395>89.09,$I395<176.78)","v":false},{"$f":"IF($AA395=TRUE,$L395,0)","v":0},{"$f":"10^(LOG10(176.78/$I395)/LOG10(2)*70/20)*$L395","v":6.7221768134270096E-19},{"$f":"IF($I395>176.78,AC395,0)","v":6.7221768134270096E-19},{"$f":"10^(LOG10($I395/176.78)/LOG10(2)*70/20)*$L395","v":4.3423381348972858E+17},{"$f":"IF($I395<176.78,AE395,0)","v":0},{"$f":"AND($I395>176.78,$I395<353.55)","v":false},{"$f":"IF($AG395=TRUE,$L395,0)","v":0},{"$f":"10^(LOG10(353.55/$I395)/LOG10(2)*70/20)*$L395","v":2.1250400166138062E-15},{"$f":"IF($I395>353.55,AI395,0)","v":2.1250400166138062E-15},{"$f":"10^(LOG10($I395/353.55)/LOG10(2)*70/20)*$L395","v":137361953178556.3},{"$f":"IF($I395<353.55,AK395,0)","v":0},{"$f":"AND($I395>353.55,$I395<707.1)","v":false},{"$f":"IF($AM395=TRUE,$L395,0)","v":0},{"$f":"10^(LOG10(707.1/$I395)/LOG10(2)*70/20)*$L395","v":6.7199665715016946E-12},{"$f":"IF($I395>707.1,AO395,0)","v":6.7199665715016946E-12},{"$f":"10^(LOG10($I395/707.1)/LOG10(2)*70/20)*$L395","v":43437663589.364258},{"$f":"IF($I395<707.1,AQ395,0)","v":0},{"$f":"AND($I395>707.1,$I395<1414.2)","v":false},{"$f":"IF($AS395=TRUE,$L395,0)","v":0},{"$f":"10^(LOG10(1414.2/$I395)/LOG10(2)*70/20)*$L395","v":2.1250400166138002E-8},{"$f":"IF($I395>1414.2,AU395,0)","v":2.1250400166138002E-8}]
[null,20,7,3647.9212881490835,null,387,18,18,6219.572037748203,1,0.19361963426949796,0.19361963426949796,5.3265278639725282E+27,0,false,0,2.1739077004416952E-26,2.1739077004416952E-26,1.6808824266532068E+24,0,false,0,7.0518778299316411E-23,7.0518778299316411E-23,5.3195805885471726E+20,0,false,0,2.0332472462318415E-19,2.0332472462318415E-19,1.8437778703072448E+17,0,false,0,6.4275782708990535E-16,6.4275782708990535E-16,58324552723665.953,0,false,0,2.032578717504775E-12,2.032578717504775E-12,18443843011.736191,0,false,0,6.4275782708990343E-9,6.4275782708990343E-9]
[null,20,8,3823.0257419968575,null,388,15,20,6336.9545721059158,1,0.58195390124504776,0.58195390124504776,1.9897277236293581E+28,0,false,0,5.2573880045868692E-26,5.2573880045868692E-26,6.2789465293042197E+24,0,false,0,1.7054292555917695E-22,1.7054292555917695E-22,1.9871325646682849E+21,0,false,0,4.9172141395546183E-19,4.9172141395546183E-19,6.8874434499410714E+17,0,false,0,1.5544483739167939E-15,1.5544483739167939E-15,217871721478258.03,0,false,0,4.9155973667221515E-12,4.9155973667221515E-12,68897087761.312363,0,false,0,1.5544483739167949E-8,1.5544483739167949E-8]
[null,20,9,4020.1486158645057,null,389,17,19,6375.9268362917046,1,0.56108235355782121,0.56108235355782121,2.0601108129002777E+28,0,false,0,4.7200777420714943E-26,4.7200777420714943E-26,6.5010531265291605E+24,0,false,0,1.5311326961170001E-22,1.5311326961170001E-22,2.057423854793708E+21,0,false,0,4.4146699830527019E-19,4.4146699830527019E-19,7.1310745465121587E+17,0,false,0,1.3955822101245969E-15,1.3955822101245969E-15,225578547211401.81,0,false,0,4.4132184460054188E-12,4.4132184460054188E-12,71334200045.985504,0,false,0,1.3955822101246027E-8,1.3955822101246027E-8]
[null,20,10,4239.2899097520303,null,390,20,17,6389.7947275212218,1,2.6562204182051893E-6,2.6562204182051893E-6,1.0002276824385671E+23,0,false,0,2.1787924657807276E-31,2.1787924657807276E-31,3.1563997729830015E+19,0,false,0,7.0677233823403116E-28,7.0677233823403116E-28,9989231070424768,0,false,0,2.0378159478709008E-24,2.0378159478709008E-24,3462288592579.5732,0,false,0,6.4420210237102826E-21,6.4420210237102826E-21,1095231897.5864861,0,false,0,2.037145916961396E-17,2.037145916961396E-17,346342.73624415603,0,false,0,6.4420210237102411E-14,6.4420210237102411E-14]
[null,20,11,4480.4496236594314,null,391,19,18,6495.0599108623537,1,0.10864929889066879,0.10864929889066879,4.9472978232955821E+27,0,false,0,7.3700819052591568E-27,7.3700819052591568E-27,1.5612095126439833E+24,0,false,0,2.390760066856468E-23,2.390760066856468E-23,4.9408451694341102E+20,0,false,0,6.8932083617564436E-20,6.8932083617564436E-20,1.7125073739140598E+17,0,false,0,2.1791071580161873E-16,2.1791071580161873E-16,54172049804932.969,0,false,0,6.8909418849076097E-13,6.8909418849076097E-13,17130706290.3668,0,false,0,2.1791071580161881E-9,2.1791071580161881E-9]
[null,20,12,4743.627757586708,null,392,16,20,6568.8356524463288,1,0.78271781141910701,0.78271781141910701,4.064229981409072E+28,0,false,0,4.6560611059410507E-26,4.6560611059410507E-26,1.282541446902845E+25,0,false,0,1.5103665202125268E-22,1.5103665202125268E-22,4.0589290938902695E+21,0,false,0,4.3547954772957167E-19,4.3547954772957167E-19,1.4068333989663176E+18,0,false,0,1.3766544543930869E-15,1.3766544543930869E-15,445026106847421.63,0,false,0,4.3533636268985875E-12,4.3533636268985875E-12,140729611587.52948,0,false,0,1.3766544543930974E-8,1.3766544543930974E-8]
[null,20,13,5028.8243115338591,null,393,18,19,6636.8791118146091,1,0.4595781339261345,0.4595781339261345,2.6900977135429387E+28,0,false,0,2.4251419980248331E-26,2.4251419980248331E-26,8.4890909953897927E+24,0,false,0,7.866849676659602E-23,7.866849676659602E-23,2.6865890771076336E+21,0,false,0,2.2682256878722818E-19,2.2682256878722818E-19,9.3117744989986573E+17,0,false,0,7.1704010281495005E-16,7.1704010281495005E-16,294561015979236.69,0,false,0,2.2674798985765513E-12,2.2674798985765513E-12,93148372038.764252,0,false,0,7.1704010281494801E-9,7.1704010281494801E-9]
[null,20,14,5336.0392855008859,null,394,20,18,6785.0833815677506,1,5.2746596166265517E-6,5.2746596166265517E-6,3.991338462647143E+23,0,false,0,2.1530634780384855E-31,2.1530634780384855E-31,1.2595392067817053E+20,0,false,0,6.9842618452156035E-28,6.9842618452156035E-28,3.9861326459643416E+16,0,false,0,2.0137517277272945E-24,2.0137517277272945E-24,13816019963230.674,0,false,0,6.3659482987684819E-21,6.3659482987684819E-21,4370446124.5237007,0,false,0,2.0130896090982659E-17,2.0130896090982659E-17,1382056.4144550641,0,false,0,6.3659482987685555E-14,6.3659482987685555E-14]
[null,20,15,5665.272679487789,null,395,17,20,6815.2523303779872,1,0.81285866874359824,0.81285866874359824,6.476509508916693E+28,0,false,0,3.1511972515857244E-26,3.1511972515857244E-26,2.0437799815565511E+25,0,false,0,1.022207982044684E-22,1.022207982044684E-22,6.4680623372313255E+21,0,false,0,2.9473022855654383E-19,2.9473022855654383E-19,2.2418440707205993E+18,0,false,0,9.3171237111373402E-16,9.3171237111373402E-16,709166515157238.88,0,false,0,2.946333216875488E-12,2.946333216875488E-12,224258142822.11841,0,false,0,9.3171237111373779E-9,9.3171237111373779E-9]
[null,20,16,6016.5244934945677,null,396,19,19,6912.3669849287589,1,0.25789141801112581,0.25789141801112581,2.4221857736337419E+28,0,false,0,8.4811128987402383E-27,8.4811128987402383E-27,7.643646301990615E+24,0,false,0,2.75116427489643E-23,2.75116427489643E-23,2.4190265689641048E+21,0,false,0,7.9323512414264447E-20,7.9323512414264447E-20,8.3843971931617766E+17,0,false,0,2.5076049443087789E-16,2.5076049443087789E-16,265225125013151.34,0,false,0,7.9297430959154125E-13,7.9297430959154125E-13,83871548774.445541,0,false,0,2.5076049443087896E-9,2.5076049443087896E-9]
[null,20,17,6389.7947275212218,null,397,18,20,7076.2046059008908,1,0.66580612945327122,0.66580612945327122,8.2111535291378807E+28,0,false,0,1.6675463677256759E-26,1.6675463677256759E-26,2.5911783477249289E+25,0,false,0,5.4093065950125805E-23,5.4093065950125805E-23,8.2004438986648558E+21,0,false,0,1.559649500967002E-19,1.559649500967002E-19,2.8422911797983841E+18,0,false,0,4.9304231254770764E-16,4.9304231254770764E-16,899107015231379.13,0,false,0,1.5591366904873695E-12,1.5591366904873695E-12,284322602836.68652,0,false,0,4.9304231254770439E-9,4.9304231254770439E-9]
[null,20,18,6785.0833815677506,null,398,20,19,7202.3904556341549,1,1.2520002079596202E-5,1.2520002079596202E-5,1.8963170818248553E+24,0,false,0,2.5531971920571559E-31,2.5531971920571559E-31,5.9841723156300471E+20,0,false,0,8.2822443061651042E-28,8.2822443061651042E-28,1.8938437563494694E+17,0,false,0,2.3879952027320907E-24,2.3879952027320907E-24,65641024694587.313,0,false,0,7.5490209587338067E-21,7.5490209587338067E-21,20764341883.531464,0,false,0,2.3872100333946852E-17,2.3872100333946852E-17,6566261.4466390247,0,false,0,7.5490209587338393E-14,7.5490209587338393E-14]
[null,20,19,7202.3904556341549,null,399,19,20,7351.6924790150415,1,0.37361587545155184,0.37361587545155184,7.1834653714770914E+28,0,false,0,6.002098995038172E-27,6.002098995038172E-27,2.2668727196674356E+25,0,false,0,1.9470039518037102E-23,1.9470039518037102E-23,7.1740961325060226E+21,0,false,0,5.6137393739360264E-20,5.6137393739360264E-20,2.4865568757524623E+18,0,false,0,1.7746365713895602E-16,1.7746365713895602E-16,786576951246586.25,0,false,0,5.6118935846230251E-13,5.6118935846230251E-13,248737472093.04269,0,false,0,1.7746365713895675E-9,1.7746365713895675E-9]
[null,20,20,7641.7159497204375,null,400,20,20,17102.05123945621,1,1.8138143462462109E-5,1.8138143462462109E-5,6.39109369379179E+28,0,false,0,1.5899995231529076E-35,1.5899995231529076E-35,2.0168254726779231E+25,0,false,0,5.1577545746977371E-32,5.1577545746977371E-32,6.3827579281120376E+21,0,false,0,1.4871202449412812E-28,1.4871202449412812E-28,2.2122773823030508E+18,0,false,0,4.7011408918975803E-25,4.7011408918975803E-25,699813632116143,0,false,0,1.4866312819751799E-21,1.4866312819751799E-21,221300501512.21832,0,false,0,4.7011408918975826E-18,4.7011408918975826E-18]

{"sheet":"計算表c-2","index":14,"n_rows":409,"n_cols":48,"rows_kept":409,"cut":false,"hidden":true,"merged":[[7,36,7,41],[7,42,7,47],[8,44,8,45],[8,46,8,47],[8,36,8,37],[8,38,8,39],[8,40,8,41],[8,42,8,43],[7,30,7,35],[8,12,8,13],[8,14,8,15],[8,16,8,17],[8,18,8,19],[8,20,8,21],[8,22,8,23],[8,28,8,29],[8,30,8,31],[8,32,8,33],[8,34,8,35],[8,24,8,25],[8,26,8,27],[7,12,7,17],[7,18,7,23],[7,24,7,29]]}
[null,"ヤング率","辺長ｘ","辺長ｙ","板厚","ポアソン比","密度","曲げ剛性","面密度","加振点ｘ","加振点ｙ","辺長比","縮退重み","周波数重み"]
[null,{"$f":"床衝撃音計算シート!D7","v":29000000000},{"$f":"床衝撃音計算シート!D9","v":8},{"$f":"床衝撃音計算シート!F9","v":6.5},{"$f":"(床衝撃音計算シート!L9)/1000","v":0.24399999999999999},{"$f":"床衝撃音計算シート!L7","v":0.16},{"$f":"床衝撃音計算シート!G7","v":1684},{"$f":"B2*E2^3/12/(1-F2^2)","v":36028730.158730157},{"$f":"G2*E2","v":410.89600000000002},{"$f":"床衝撃音計算シート!D21","v":2.4},{"$f":"床衝撃音計算シート!F21","v":1.5},{"$f":"C2/D2","v":1.2307692307692308},1,0]
[]
[null,"周波数","31.5Hz","63Hz","125Hz","250Hz","500Hz","1000Hz","(2000Hz)","(4000Hz)"]
[null,"モード数１",{"$f":"M8","v":0.54824755286547666},{"$f":"S8","v":1.618066212737123},{"$f":"Y8","v":3.6402991720802542},{"$f":"AE8","v":6.8791618769330976},{"$f":"AK8","v":15.65795116123018},{"$f":"AQ8","v":29.163797258079619},{"$f":"H6*I7/H7","v":49.314894473606593},{"$f":"H6*J7/H7","v":99.90036675211735}]
[null,"モード数２",{"$f":"C5*($D$7^2+$C$7^2)/2/$D$7^2","v":0.45508830071841322},{"$f":"D5*($D$7^2+$C$7^2)/2/$D$7^2","v":1.3431213679946823},3.0217327111994297,5.710241792376106,12.99732274125552,24.208230145866871,40.935215139224219,82.925109120409914]
[null,null,{"$f":"MIN(C2,D2)","v":6.5},{"$f":"MAX(C2,D2)","v":8},null,null,null,{"$f":"0.354*SQRT(I2/H2)*C2*D2*1000-0.139*SQRT(SQRT(I2/H2*1000^2))*(C2+D2)","v":58.461455975913239},{"$f":"0.354*SQRT(I2/H2)*C2*D2*2000-0.139*SQRT(SQRT(I2/H2*2000^2))*(C2+D2)","v":119.09257780737779},{"$f":"0.354*SQRT(I2/H2)*C2*D2*4000-0.139*SQRT(SQRT(I2/H2*4000^2))*(C2+D2)","v":241.25352649349409}]
[null,null,null,{"$f":"4/3*SQRT(1+2*(1+$L$2^4)/(1+$L$2^2)^2)","v":1.9052696505662141},null,null,null,null,null,null,null,null,{"$f":"M9+O9+Q9","v":0.54824755286547666},null,null,null,null,null,{"$f":"S9+U9+W9","v":1.618066212737123},null,null,null,null,null,{"$f":"Y9+AA9+AC9","v":3.6402991720802542},null,null,null,null,null,{"$f":"AE9+AG9+AI9","v":6.8791618769330976},null,null,null,null,null,{"$f":"AK9+AM9+AO9","v":15.65795116123018},null,null,null,null,null,{"$f":"AQ9+AS9+AU9","v":29.163797258079619}]
[null,"m","n","fi",null,"No.","m","n","fi","縮退ﾁｪｯｸ","周波数重み","重み",{"$f":"SUM(N10:N409)","v":0},null,{"$f":"SUM(P10:P409)","v":0.53647938552048702},null,{"$f":"SUM(R10:R409)","v":1.1768167344989646E-2},null,{"$f":"SUM(T10:T409)","v":3.0611092602234716E-2},null,{"$f":"SUM(V10:V409)","v":1.4337873950745688},null,{"$f":"SUM(X10:X409)","v":0.1536677250603195},null,{"$f":"SUM(Z10:Z409)","v":0.17824767436092953},null,{"$f":"SUM(AB10:AB409)","v":3.2940776258861506},null,{"$f":"SUM(AD10:AD409)","v":0.16797387183317422},null,{"$f":"SUM(AF10:AF409)","v":0.79890459309444661},null,{"$f":"SUM(AH10:AH409)","v":5.0612666394586219},null,{"$f":"SUM(AJ10:AJ409)","v":1.0189906443800287},null,{"$f":"SUM(AL10:AL409)","v":1.0631660259668692},null,{"$f":"SUM(AN10:AN409)","v":12.272326991212886},null,{"$f":"SUM(AP10:AP409)","v":2.3224581440504264},null,{"$f":"SUM(AR10:AR409)","v":2.1769630688476069},null,{"$f":"SUM(AT10:AT409)","v":21.567565676484779},null,{"$f":"SUM(AV10:AV409)","v":5.4192685127472329}]
[null,1,1,{"$f":"3.141625/2*SQRT($H$2/$I$2)*((1+($D$8-1)/B10)*(B10/$C$2)^2+(1+($D$8-1)/C10)*(C10/$D$2)^2)","v":34.822630180366467},null,1,1,1,34.822630180366467,{"$f":"1","v":1},{"$f":"ABS(SIN(G10*3.1416*$J$2/$C$2)*SIN(H10*3.1416*$K$2/$D$2))*(1/F10^$N$2)+(1-1/F10^$N$2)","v":0.53647938552048702},{"$f":"$J10*$K10","v":0.53647938552048702},{"$f":"10^(LOG10($I10/22.27)/LOG10(2)*70/20)*$L10","v":97.003118782732045},{"$f":"IF($I10<22.27,M10,0)","v":0},{"$f":"AND($I10>22.27,$I10<44.45)","v":true},{"$f":"IF($O10=TRUE,$L10,0)","v":0.53647938552048702},{"$f":"10^(LOG10(44.45/$I10)/LOG10(2)*70/20)*$L10","v":9.1644602721569353},{"$f":"IF($I10>44.45,Q10,0)","v":0},{"$f":"10^(LOG10($I10/44.548)/LOG10(2)*70/20)*$L10","v":3.0611092602234716E-2},{"$f":"IF($I10<44.528,S10,0)","v":3.0611092602234716E-2},{"$f":"AND($I10>44.548,$I10<89.095)","v":false},{"$f":"IF($U10=TRUE,$L10,0)","v":0},{"$f":"10^(LOG10(89.095/$I10)/LOG10(2)*70/20)*$L10","v":29728.334005800913},{"$f":"IF($I10>89.095,W10,0)","v":0},{"$f":"10^(LOG10($I10/89.09)/LOG10(2)*70/20)*$L10","v":9.6876599706794948E-6},{"$f":"IF($I10<89.09,Y10,0)","v":9.6876599706794948E-6},{"$f":"AND($I10>89.09,$I10<176.78)","v":false},{"$f":"IF($AA10=TRUE,$L10,0)","v":0},{"$f":"10^(LOG10(176.78/$I10)/LOG10(2)*70/20)*$L10","v":85714833.282840878},{"$f":"IF($I10>176.78,AC10,0)","v":0},{"$f":"10^(LOG10($I10/176.78)/LOG10(2)*70/20)*$L10","v":3.3577634122990897E-9},{"$f":"IF($I10<176.78,AE10,0)","v":3.3577634122990897E-9},{"$f":"AND($I10>176.78,$I10<353.55)","v":false},{"$f":"IF($AG10=TRUE,$L10,0)","v":0},{"$f":"10^(LOG10(353.55/$I10)/LOG10(2)*70/20)*$L10","v":270964980242.10291},{"$f":"IF($I10>353.55,AI10,0)","v":0},{"$f":"10^(LOG10($I10/353.55)/LOG10(2)*70/20)*$L10","v":1.0621672617298574E-12},{"$f":"IF($I10<353.55,AK10,0)","v":1.0621672617298574E-12},{"$f":"AND($I10>353.55,$I10<707.1)","v":false},{"$f":"IF($AM10=TRUE,$L10,0)","v":0},{"$f":"10^(LOG10(707.1/$I10)/LOG10(2)*70/20)*$L10","v":856866503707573},{"$f":"IF($I10>707.1,AO10,0)","v":0},{"$f":"10^(LOG10($I10/707.1)/LOG10(2)*70/20)*$L10","v":3.3588678031305295E-16},{"$f":"IF($I10<707.1,AQ10,0)","v":3.3588678031305295E-16},{"$f":"AND($I10>707.1,$I10<1414.2)","v":false},{"$f":"IF($AS10=TRUE,$L10,0)","v":0},{"$f":"10^(LOG10(1414.2/$I10)/LOG10(2)*70/20)*$L10","v":2.7096498024210304E+18},{"$f":"IF($I10>1414.2,AU10,0)","v":0}]
[null,1,2,77.816563908886351,null,2,2,1,63.205344243334672,{"$f":"IF(ABS(I11-I10)>0.0001,1,$M$2)","v":1},0.63066742883669102,0.63066742883669102,116709.94630134005,0,false,0,1.0526389804431609E-2,1.0526389804431609E-2,36.829939270655146,0,true,0.63066742883669102,34.146258774467782,0,1.1655772403525182E-2,1.1655772403525182E-2,false,0,98452.906157308695,0,4.0399153394209507E-6,4.0399153394209507E-6,false,0,311233059.0863238,0,1.2779535919581247E-9,1.2779535919581247E-9,false,0,984205349854.55249,0,4.041244094581091E-13,4.041244094581091E-13,false,0,3112330590863250.5,0]
[null,1,3,142.82891765728186,null,3,1,2,77.816563908886351,1,0.80311996623787774,0.80311996623787774,1667997.6763729358,0,false,0,1.1944058391652472E-3,1.1944058391652472E-3,526.36690420363698,0,true,0.80311996623787774,3.8744993890214401,0,0.16658221429743367,0.16658221429743367,false,0,11171.230420098163,0,5.7737747402426637E-5,5.7737747402426637E-5,false,0,35314917.081777208,0,1.8264284145884519E-8,1.8264284145884519E-8,false,0,111675573358.40259,0,5.7756737733498219E-12,5.7756737733498219E-12,false,0,353149170817771,0]
[null,1,4,229.85969142555297,null,4,3,1,106.12365589754889,1,0.20491239304635941,0.20491239304635941,15688198.987241961,0,false,0,8.2670368681463657E-6,8.2670368681463657E-6,4950.6955857406847,0,false,0,2.6817207555713714E-2,2.6817207555713714E-2,1.5667737207621999,0,true,0.20491239304635941,77.321267794582866,0,5.4304708163266054E-4,5.4304708163266054E-4,false,0,244430.92283827337,0,1.7178304748195702E-7,1.7178304748195702E-7,false,0,772958446.74581444,0,5.4322569344783545E-11,5.4322569344783545E-11,false,0,2444309228382.7354,0]
[null,1,5,338.90888521369965,null,5,2,2,106.19927797185454,1,0.94412128000640616,0.94412128000640616,72883549.776085094,0,false,0,3.7775704248735429E-5,3.7775704248735429E-5,22999.725363185757,0,false,0,0.12253954077608219,0.12253954077608219,7.2788489333859969,0,true,0.94412128000640616,353.31466291142294,0,2.5228644178416208E-3,2.5228644178416208E-3,false,0,1116911.7058086193,0,7.9806218049761265E-7,7.9806218049761265E-7,false,0,3531984935.6591611,0,2.5236942048128602E-10,2.5236942048128602E-10,false,0,11169117058086.201,0]
[null,1,6,469.97649902172213,null,6,1,3,142.82891765728186,1,0.66580666232859376,0.66580666232859376,1611570737.0272794,0,false,0,8.4963699359929331E-7,8.4963699359929331E-7,508560.36058683653,0,false,0,2.7561134621471276E-3,2.7561134621471276E-3,160.94688000688168,0,true,0.66580666232859376,7.9466210878294055,0,5.5784528631932999E-2,5.5784528631932999E-2,false,0,25121.159822476628,0,1.7646418984385828E-5,1.7646418984385828E-5,false,0,79440082.504137024,0,5.5802876536294676E-9,5.5802876536294676E-9,false,0,251211598224.76599,0]
[null,1,7,623.06253284961986,null,7,3,2,149.11758962606876,1,0.30675779652828866,0.30675779652828866,1225363800.7924073,0,false,0,2.3719890830382274E-7,2.3719890830382274E-7,386685.76070731436,0,false,0,7.6944284359996783E-4,7.6944284359996783E-4,122.37655852122423,0,true,0.30675779652828866,2.2185119773942508,0,4.2415973720104201E-2,4.2415973720104201E-2,false,0,7013.2441620445288,0,1.3417520274020865E-5,1.3417520274020865E-5,false,0,22177825.338939689,0,4.242992461739255E-9,4.242992461739255E-9,false,0,70132441620.445587,0]
[null,1,8,798.16698669739355,null,8,4,1,163.57756514300908,1,0.38977919427024693,0.38977919427024693,4566922723.1869431,0,false,0,1.0275433603315392E-7,1.0275433603315392E-7,1441175.2543734943,0,false,0,3.3332189037019519E-4,3.3332189037019519E-4,456.0966184365688,0,true,0.38977919427024693,0.96105722766124457,0,0.1580840515144791,0.1580840515144791,false,0,3038.1305397334518,0,5.0007008684785534E-5,5.0007008684785534E-5,false,0,9607412.3344743978,0,1.5813604641574337E-8,1.5813604641574337E-8,false,0,30381305397.334595,0]
[null,1,9,995.28986056504255,null,9,2,3,171.21163172025004,1,0.78270029970625576,0.78270029970625576,15585505517.869011,0,false,0,1.2141060416215881E-7,1.2141060416215881E-7,4918288.7998551335,0,false,0,3.9384043197224184E-4,3.9384043197224184E-4,1556.5177679126457,0,true,0.78270029970625576,1.1355485631975031,0,0.53949234670795077,0.53949234670795077,false,0,3589.7391642288467,0,1.7065857187199433E-4,1.7065857187199433E-4,false,0,11351751.964872414,0,5.3966978934704724E-8,5.3966978934704724E-8,false,0,35897391642.28849,0]
[null,1,10,1214.4311544525676,null,10,4,2,206.57149887152897,1,0.5835069562623364,0.5835069562623364,103082079913.7674,0,false,0,1.0202237188822534E-8,1.0202237188822534E-8,32529418.986402988,0,false,0,3.3094749254047997E-5,3.3094749254047997E-5,10294.763217992126,0,false,0,9.542111960578116E-2,9.542111960578116E-2,3.5681866804034827,0,true,0.5835069562623364,301.64886051100746,0,1.1287308277238197E-3,1.1287308277238197E-3,false,0,953897.45280920854,0,3.5693602808544006E-7,3.5693602808544006E-7,false,0,3016488605.1100764,0]
[null,1,11,1455.590868359968,null,11,3,3,214.12994337446429,1,0.2543099328068244,0.2543099328068244,68227449355.594604,0,false,0,2.9278850610714576E-9,2.9278850610714576E-9,21530408.469816975,0,false,0,9.4976837087255035E-6,9.4976837087255035E-6,6813.8461764738622,0,false,0,2.7384392798725444E-2,2.7384392798725444E-2,2.3616934799161116,0,true,0.2543099328068244,86.568580599853789,0,7.4707869155383577E-4,7.4707869155383577E-4,false,0,273753.88850340375,0,2.3624702566885154E-7,2.3624702566885154E-7,false,0,865685805.99854243,0]
[null,1,12,1718.7690022872443,null,12,1,4,229.85969142555297,1,0.19360542266315439,0.19360542266315439,118426154680.79108,0,false,0,9.7762864881248715E-10,9.7762864881248715E-10,37371519.936177716,0,false,0,3.1713019798706577E-6,3.1713019798706577E-6,11827.169400112429,0,false,0,9.143721960373356E-3,9.143721960373356E-3,4.0993219005368999,0,true,0.19360542266315439,28.905480480329494,0,1.2967457749088898E-3,1.2967457749088898E-3,false,0,91407.155179379057,0,4.1006701949121183E-7,4.1006701949121183E-7,false,0,289054804.80329537,0]
[null,1,13,2003.9655562343955,null,13,5,1,235.56707197971537,1,0.66312392716888768,0.66312392716888768,539473597034.20386,0,false,0,2.5177100659892515E-9,2.5177100659892515E-9,170240673.10931039,0,false,0,8.1671286195536909E-6,8.1671286195536909E-6,53876.997325544573,0,false,0,2.3548042345324805E-2,2.3548042345324805E-2,18.673881095308634,0,true,0.66312392716888768,74.440964118616648,0,5.9071419612889923E-3,5.9071419612889923E-3,false,0,235402.99783369762,0,1.8680023059627365E-6,1.8680023059627365E-6,false,0,744409641.18616629,0]
[null,1,14,2311.1805302014222,null,14,2,4,258.24240548852111,1,0.22759613400867507,0.22759613400867507,539012066314.20148,0,false,0,2.9683683164579099E-10,2.9683683164579099E-10,170095028.72399577,0,false,0,9.6290061982153847E-7,9.6290061982153847E-7,53830.904450000839,0,false,0,2.7763031079993225E-3,2.7763031079993225E-3,18.657905207267962,0,true,0.22759613400867507,8.776554628797566,0,5.9020882802608091E-3,5.9020882802608091E-3,false,0,27753.902635893999,0,1.8664041917010353E-6,1.8664041917010353E-6,false,0,87765546.287975922,0]
[null,1,15,2640.4139241883249,null,15,4,3,271.58385261992447,1,0.48374195055122243,0.48374195055122243,2057778364913.3174,0,false,0,3.5124926109884349E-10,3.5124926109884349E-10,649369266.40805948,0,false,0,1.13940756390878E-6,1.13940756390878E-6,205509.44489683426,0,false,0,3.2852204016071583E-3,3.2852204016071583E-3,71.230007767096438,0,true,0.48374195055122243,10.385363269330917,0,2.2532314821778719E-2,2.2532314821778719E-2,false,0,32841.402259338371,0,7.125343579279177E-6,7.125343579279177E-6,false,0,103853632.69330966,0]
[null,1,16,2991.6657381951045,null,16,5,2,278.5610057082352,1,0.99270928272987347,0.99270928272987347,5671416865001.5273,0,false,0,5.367092852899291E-10,5.367092852899291E-10,1789718403.06792,0,false,0,1.7410161016889218E-6,1.7410161016889218E-6,566401.97582897299,0,false,0,5.0198206488761788E-3,5.0198206488761788E-3,196.31612142132738,0,true,0.99270928272987347,15.868847326031382,0,6.2101027237276604E-2,6.2101027237276604E-2,false,0,50181.701391731782,0,1.9638069110594798E-5,1.9638069110594798E-5,false,0,158688473.26031393,0]
[null,1,17,3364.9359722217582,null,17,3,4,301.16071714273539,1,7.3949067821439771E-2,7.3949067821439771E-2,1046389038697.8271,0,false,0,1.6142051896138489E-11,1.6142051896138489E-11,330207030.07793093,0,false,0,5.2362746529145217E-8,5.2362746529145217E-8,104502.42560402377,0,false,0,1.5097597087349509E-4,1.5097597087349509E-4,36.220761489535356,0,true,7.3949067821439771E-2,0.4772709623056412,0,1.145777778987931E-2,1.145777778987931E-2,false,0,1509.263301946195,0,3.6232674740108722E-6,3.6232674740108722E-6,false,0,4772709.6230564257,0]
[null,1,18,3760.224626268287,null,18,6,1,322.09217640766764,1,0.38976737067734707,0.38976737067734707,12046365105253.52,0,false,0,3.8953048380454531E-11,3.8953048380454531E-11,3801448885.1969318,0,false,0,1.2635869417389311E-7,1.2635869417389311E-7,1203065.3291028889,0,false,0,3.6432631585877847E-4,3.6432631585877847E-4,416.98498470151503,0,true,0.38976737067734707,1.151722160534318,0,0.13190560054367009,0.13190560054367009,false,0,3642.0652589785295,0,4.1712213385034255E-5,4.1712213385034255E-5,false,0,11517221.60534315,0]
[null,1,19,4177.5317003346918,null,19,1,5,338.90888521369965,1,0.37597561809965446,0.37597561809965446,20998761107257.352,0,false,0,2.0792763046481216E-11,2.0792763046481216E-11,6626539732.4615898,0,false,0,6.7449057161309979E-8,6.7449057161309979E-8,2097137.2875987652,0,false,0,1.9447388772402631E-4,1.9447388772402631E-4,726.87221436131745,0,true,0.37597561809965446,0.61477822596774312,0,0.22993277808904383,0.22993277808904383,false,0,1944.0994499357439,0,7.2711128749143646E-5,7.2711128749143646E-5,false,0,6147782.2596774288,0]
[null,1,20,4616.8571944209734,null,20,5,3,343.57335945663073,1,0.82298097666920722,0.82298097666920722,53882320031125.148,0,false,0,3.8825746918266184E-11,3.8825746918266184E-11,17003542863.300564,0,false,0,1.2594574455384118E-7,1.2594574455384118E-7,5381204.2483091122,0,false,0,3.6313567033420817E-4,3.6313567033420817E-4,1865.1367609688639,0,true,0.82298097666920722,1.1479582467671887,0,0.59000202304114113,0.59000202304114113,false,0,3630.1627185579437,0,1.8657502169171466E-4,1.8657502169171466E-4,false,0,11479582.46767188,0]
[null,2,1,63.205344243334672,null,21,4,4,358.61462638819557,1,0.14066405474048385,0.14066405474048385,15156403854920.896,0,false,0,4.0323350290689961E-12,4.0323350290689961E-12,4782877991.3666401,0,false,0,1.3080377786311342E-8,1.3080377786311342E-8,1513663.5684223759,0,false,0,3.7714269525210152E-5,3.7714269525210152E-5,524.63899062946484,0,false,0,0.11922377849143777,0.11922377849143777,0.16595998337240078,0,true,0.14066405474048385,377.0186912843368,0,5.2481154790045847E-5,5.2481154790045847E-5,false,0,1192237.7849143795,0]
[null,2,2,106.19927797185454,null,22,6,2,365.08611013618747,1,0.58348925611618563,0.58348925611618563,77402409242513.594,0,false,0,1.3586192441634447E-11,1.3586192441634447E-11,24425733385.599701,0,false,0,4.4071866184972404E-8,4.4071866184972404E-8,7730145.4949336518,0,false,0,1.2707111881114609E-4,1.2707111881114609E-4,2679.2847594976565,0,false,0,0.40170203778366453,0.40170203778366453,0.84754290488905437,0,true,0.58348925611618563,1270.2933801273973,0,2.6801659941648681E-4,2.6801659941648681E-4,false,0,4017020.3778366451,0]
[null,2,3,171.21163172025004,null,23,2,5,367.29159927666785,1,0.44198450634248987,0.44198450634248987,62884059612174.914,0,false,0,9.5953326097537373E-12,9.5953326097537373E-12,19844204971.432449,0,false,0,3.1126028620164046E-8,3.1126028620164046E-8,6280204.1289329678,0,false,0,8.9744765159516815E-5,8.9744765159516815E-5,2176.7320188491117,0,false,0,0.28370455365686187,0.28370455365686187,0.68856950418599583,0,true,0.44198450634248987,897.15257211713515,0,2.1774479605605912E-4,2.1774479605605912E-4,false,0,2837045.5365686179,0]
[null,2,4,258.24240548852111,null,24,3,5,410.20991093088207,1,0.14360675491219269,0.14360675491219269,73847528914123.656,0,false,0,8.6258178465515873E-13,8.6258178465515873E-13,23303926455.185799,0,false,0,2.7981047044806433E-9,2.7981047044806433E-9,7375121.1174696973,0,false,0,8.0676932049300551E-6,8.0676932049300551E-6,2556.2325602327328,0,false,0,2.5503897588643479E-2,2.5503897588643479E-2,0.80861758422342722,0,true,0.14360675491219269,80.650405591789522,0,2.5570733222090648E-4,2.5570733222090648E-4,false,0,255038.97588643548,0]
[null,2,5,367.29159927666785,null,25,7,1,423.15287842686581,1,0.20492629247126729,0.20492629247126729,151222701719152.44,0,false,0,8.5775821508467289E-13,8.5775821508467289E-13,47721064889.195892,0,false,0,2.7824576632984036E-9,2.7824576632984036E-9,15102546.521044804,0,false,0,8.022578550134931E-6,8.022578550134931E-6,5234.5745303189515,0,false,0,2.5361279431703816E-2,2.5361279431703816E-2,1.6558622548640913,0,true,0.20492629247126729,80.1994073801648,0,5.236296216872754E-4,5.236296216872754E-4,false,0,253612.79431703876,0]
[null,2,6,498.35921308469034,null,26,6,3,430.09846388458294,1,0.48372727668464366,0.48372727668464366,431348091893063.69,0,false,0,1.6755592383548071E-12,1.6755592383548071E-12,136119709865.31157,0,false,0,5.4352993198794528E-9,5.4352993198794528E-9,43078549.387891121,0,false,0,1.5671439070716101E-5,1.5671439070716101E-5,14931.116226970113,0,false,0,4.9541147261520653E-2,4.9541147261520653E-2,4.7231865054220687,0,true,0.48372727668464366,156.66286324421853,0,1.4936027170904971E-3,1.4936027170904971E-3,false,0,495411.47261520725,0]
[null,2,7,651.44524691258812,null,27,5,4,430.60413322490183,1,0.23930908001809995,0.23930908001809995,216331440514954.38,0,false,0,8.1768348351984267E-13,8.1768348351984267E-13,68267307705.955391,0,false,0,2.6524603727027311E-9,2.6524603727027311E-9,21604928.40823194,0,false,0,7.6477611759606897E-6,7.6477611759606897E-6,7488.3138295588069,0,false,0,2.4176392539928728E-2,2.4176392539928728E-2,2.368791608778126,0,true,0.23930908001809995,76.452466032478142,0,7.4907767860333781E-4,7.4907767860333781E-4,false,0,241763.92539928755,0]
[null,2,8,826.54970076036182,null,28,7,2,466.1468121553857,1,0.30677860423491082,0.30677860423491082,697370141491375.88,0,false,0,4.1684375446065573E-13,4.1684375446065573E-13,220067790057.759,0,false,0,1.3521876894908338E-9,1.3521876894908338E-9,69646057.665475309,0,false,0,3.8987230952531638E-6,3.8987230952531638E-6,24139.470723352002,0,false,0,1.2324791241076712E-2,1.2324791241076712E-2,7.6360816321703595,0,true,0.30677860423491082,38.974412007895864,0,2.4147410356634368E-3,2.4147410356634368E-3,false,0,123247.91241076736,0]
[null,2,9,1023.6725746280107,null,29,4,5,467.66382017634226,1,0.27316515311387496,0.27316515311387496,644866108168531.25,0,false,0,3.5741070353788085E-13,3.5741070353788085E-13,203499190550.80661,0,false,0,1.1593944931272587E-9,1.1593944931272587E-9,64402502.32103119,0,false,0,3.3428481282555406E-6,3.3428481282555406E-6,22322.043363264202,0,false,0,1.0567538223357247E-2,1.0567538223357247E-2,7.0611716086152612,0,true,0.27316515311387496,33.417490046698134,0,2.2329385232539235E-3,2.2329385232539235E-3,false,0,105675.38223357272,0]
[null,2,10,1242.8138685155357,null,30,1,6,469.97649902172213,1,0.75644815970794699,0.75644815970794699,1891177140136252,0,false,0,9.345717409513466E-13,9.345717409513466E-13,596795229786.42773,0,false,0,3.0316308917606798E-9,3.0316308917606798E-9,188871051.85759869,0,false,0,8.7410124096315175E-6,8.7410124096315175E-6,65463.105588893864,0,false,0,2.763241978265547E-2,2.763241978265547E-2,20.708060416942256,0,true,0.75644815970794699,87.38138377508632,0,6.5484636841913633E-3,6.5484636841913633E-3,false,0,276324.19782655552,0]
[null,2,11,1483.973582422936,null,31,2,6,498.35921308469034,1,0.88925544728696637,0.88925544728696637,4396128832781044,0,false,0,5.5560886989644117E-13,5.5560886989644117E-13,1387278146108.115,0,false,0,1.8023239307446391E-9,1.8023239307446391E-9,439039505.67478019,0,false,0,5.1965877137718496E-6,5.1965877137718496E-6,152172.02019583975,0,false,0,1.6427650072445905E-2,1.6427650072445905E-2,48.136845321286174,0,true,0.88925544728696637,51.94879083315918,0,1.5222207059048391E-2,1.5222207059048391E-2,false,0,164276.50072445878,0]
[null,2,12,1747.1517163502124,null,32,6,4,517.12923765285404,1,0.14065978782592467,0.14065978782592467,1068808498454720,0,false,0,5.7177680142573321E-14,5.7177680142573321E-14,337281897023.67438,0,false,0,1.8547706274853069E-10,1.8547706274853069E-10,106741447.45792438,0,false,0,5.3478057358273452E-7,5.3478057358273452E-7,36996.811194326663,0,false,0,1.6905686216123665E-3,1.6905686216123665E-3,11.703266970827942,0,true,0.14065978782592467,5.3460473851064458,0,3.7008979692835626E-3,3.7008979692835626E-3,false,0,16905.686216123708,0]
[null,2,13,2032.348270297364,null,33,7,3,531.15916590378117,1,0.25432718291923501,0.25432718291923501,2638095425768749,0,false,0,7.5732374517242475E-14,7.5732374517242475E-14,832498834935.54907,0,false,0,2.4566611211585318E-10,2.4566611211585318E-10,263465461.47959575,0,false,0,7.0832189382509836E-7,7.0832189382509836E-7,91317.685554423428,0,false,0,2.2391740217476406E-3,2.2391740217476406E-3,28.886685600769219,0,true,0.25432718291923501,7.0808899862019521,0,9.1347720551620028E-3,9.1347720551620028E-3,false,0,22391.740217476385,0]
[null,2,14,2339.563244264391,null,34,8,1,538.74917803731012,1,0.63067194494817824,0.63067194494817824,7715153330445314,0,false,0,1.5923882921742391E-13,1.5923882921742391E-13,2434656493547.105,0,false,0,5.1655034351019997E-10,5.1655034351019997E-10,770509062.23351347,0,false,0,1.489354451128387E-6,1.489354451128387E-6,267060.06877232675,0,false,0,4.7082037491902942E-3,4.7082037491902942E-3,84.479585704658859,0,true,0.63067194494817824,14.888647535585491,0,2.671479066141226E-2,2.671479066141226E-2,false,0,47082.037491903007,0]
[null,2,15,2668.7966382512932,null,35,5,5,539.65332701304851,1,0.46473067767945364,0.46473067767945364,5797081884943736,0,false,0,1.150746763907198E-13,1.150746763907198E-13,1829374278163.3103,0,false,0,3.7328749470890663E-10,3.7328749470890663E-10,578952087.60564172,0,false,0,1.0762888821586743E-6,1.0762888821586743E-6,200666.01667689072,0,false,0,3.4024052141194976E-3,3.4024052141194976E-3,63.477037326459701,0,true,0.46473067767945364,10.759349999450516,0,2.0073201707113745E-2,2.0073201707113745E-2,false,0,34024.052141195119,0]
[null,2,16,3020.0484522580728,null,36,3,6,541.2775247389045,1,0.28893114405670067,0.28893114405670067,3732303334005756.5,0,false,0,6.9087311865653381E-14,6.9087311865653381E-14,1177795976155.9612,0,false,0,2.2411038094027143E-10,2.2411038094027143E-10,372743537.12550706,0,false,0,6.4617088651859561E-7,6.4617088651859561E-7,129193.69743766918,0,false,0,2.0426999014368373E-3,2.0426999014368373E-3,40.868071686493522,0,true,0.28893114405670067,6.4595842647418626,0,1.2923619010835835E-2,1.2923619010835835E-2,false,0,20426.999014368383,0]
[null,2,17,3393.3186862847265,null,37,8,2,581.74311176583001,1,0.94412804071222822,0.94412804071222822,2.8200808303535176E+16,0,false,0,9.7630777895225446E-14,9.7630777895225446E-14,8899276283795.748,0,false,0,3.1670172474132168E-10,3.1670172474132168E-10,2816402659.7420869,0,false,0,9.1313679169823079E-7,9.1313679169823079E-7,976171.11188931938,0,false,0,2.8866426410046071E-3,2.8866426410046071E-3,308.79394096003927,0,true,0.94412804071222822,9.1283655365383325,0,9.7649218109328639E-2,9.7649218109328639E-2,false,0,28866.426410046119,0]
[null,2,18,3788.6073403312548,null,38,4,6,598.73143398436468,1,0.54959754681368844,0.54959754681368844,2.294136301912012E+16,0,false,0,4.0668379465094852E-14,4.0668379465094852E-14,7239562981193.3672,0,false,0,1.3192300826335996E-10,1.3192300826335996E-10,2291144109.4069219,0,false,0,3.803697394296696E-7,3.803697394296696E-7,794115.3886650725,0,false,0,1.2024392392989407E-3,1.2024392392989407E-3,251.2039308029679,0,true,0.54959754681368844,3.8024467441449015,0,7.9437657852470853E-2,7.9437657852470853E-2,false,0,12024.392392989424,0]
[null,2,19,4205.91441439766,null,39,7,4,618.18993967205233,1,7.3954083865125128E-2,7.3954083865125128E-2,4477449093001271,0,false,0,3.7729424374826057E-15,3.7729424374826057E-15,1412940228392.4607,0,false,0,1.2238941479937784E-11,1.2238941479937784E-11,447160925.27063423,0,false,0,3.5288180908711725E-8,3.5288180908711725E-8,154986.92138533437,0,false,0,1.1155433518906492E-4,1.1155433518906492E-4,49.027288012255376,0,true,7.3954083865125128E-2,0.3527657820633161,0,1.5503789761979582E-2,1.5503789761979582E-2,false,0,1115.543351890653,0]
[null,2,20,4645.2399084839417,null,40,1,7,623.06253284961986,1,0.75644183703879875,0.75644183703879875,5.0175047901564136E+16,0,false,0,3.5224902426986844E-14,3.5224902426986844E-14,15833645937472.26,0,false,0,1.1426506674405047E-10,1.1426506674405047E-10,5010960566.8620567,0,false,0,3.2945711468755147E-7,3.2945711468755147E-7,1736809.5187906206,0,false,0,1.0414923199740247E-3,1.0414923199740247E-3,549.4080386852047,0,true,0.75644183703879875,3.2934878966907983,0,0.1737380767051146,0.1737380767051146,false,0,10414.923199740264,0]
[null,3,1,106.12365589754889,null,41,6,5,626.17843144100084,1,0.27315686690052049,0.27315686690052049,1.9200536222495644E+16,0,false,0,1.200320991186098E-14,1.200320991186098E-14,6059077271894.9395,0,false,0,3.8936873837040342E-11,3.8936873837040342E-11,1917549337.7163992,0,false,0,1.1226554602237923E-7,1.1226554602237923E-7,664626.65152882109,0,false,0,3.5489809983580399E-4,3.5489809983580399E-4,210.24252868479576,0,true,0.27315686690052049,1.1222863327469721,0,6.6484525167723907E-2,6.6484525167723907E-2,false,0,3548.9809983580521,0]
[null,3,2,149.11758962606876,null,42,8,3,646.75546551422553,1,0.78270590450151378,0.78270590450151378,8.0124010855244224E+16,0,false,0,2.3616800022243066E-14,2.3616800022243066E-14,25284584111629.344,0,false,0,7.6609870997258689E-11,7.6609870997258689E-11,8001950683.5775814,0,false,0,2.2088699350150659E-7,2.2088699350150659E-7,2773493.0121060042,0,false,0,6.9827633721659846E-4,6.9827633721659846E-4,877.34396869802868,0,true,0.78270590450151378,2.2081436618042516,0,0.27744052324972407,0.27744052324972407,false,0,6982.763372165995,0]
[null,3,3,214.12994337446429,null,43,2,7,651.44524691258812,1,0.88924801456615221,0.88924801456615221,9.9007826933204912E+16,0,false,0,2.4669638931066402E-14,2.4669638931066402E-14,31243714600420.152,0,false,0,8.0025145416734836E-11,8.0025145416734836E-11,9887869315.9658546,0,false,0,2.3073415403944411E-7,2.3073415403944411E-7,3427156.3943440402,0,false,0,7.2940555439419464E-4,7.2940555439419464E-4,1084.1184669434117,0,true,0.88924801456615221,2.3065828898634932,0,0.34282836089911412,0.34282836089911412,false,0,7294.0555439419377,0]
[null,3,4,301.16071714273539,null,44,9,1,668.88107523900021,1,0.53647079508693385,0.53647079508693385,8.1201305034077664E+16,0,false,0,1.0947518126715966E-14,1.0947518126715966E-14,25624543818924.574,0,false,0,3.55123450525884E-11,3.55123450525884E-11,8109539592.3043585,0,false,0,1.0239170264540731E-7,1.0239170264540731E-7,2810783.5551664787,0,false,0,3.2368453185596126E-4,3.2368453185596126E-4,889.14015239158107,0,true,0.53647079508693385,1.0235803640301673,0,0.28117080406666023,0.28117080406666023,false,0,3236.8453185596145,0]
[null,3,5,410.20991093088207,null,45,5,6,670.72094082107094,1,0.93501984960437212,0.93501984960437212,1.4611942990504419E+17,0,false,0,1.8480776098250451E-14,1.8480776098250451E-14,46110634956257.828,0,false,0,5.9949267956824521E-11,5.9949267956824521E-11,14592884948.371336,0,false,0,1.7284996553607317E-7,1.7284996553607317E-7,5057924.7525029285,0,false,0,5.4641986342994573E-4,5.4641986342994573E-4,1599.9823170159484,0,true,0.93501984960437212,1.7279313271967742,0,0.50595883377639772,0.50595883377639772,false,0,5464.1986342994596,0]
[null,3,6,541.2775247389045,null,46,3,7,694.36355856680234,1,0.28892872906499628,0.28892872906499628,6.7546511883840192E+16,0,false,0,3.8173768970695808E-15,3.8173768970695808E-15,21315526306585.324,0,false,0,1.2383081169209192E-11,1.2383081169209192E-11,6745841242.5043221,0,false,0,3.5703774646084638E-8,3.5703774646084638E-8,2338122.8261328642,0,false,0,1.1286812586592946E-4,1.1286812586592946E-4,739.62254479422916,0,true,0.28892872906499628,0.35692035297090191,0,0.23388918503596762,0.23388918503596762,false,0,1128.6812586592962,0]
[null,3,7,694.36355856680234,null,47,9,2,711.87500896752022,1,0.80310710619350056,0.80310710619350056,2.5081308490588426E+17,0,false,0,7.9429761923390131E-15,7.9429761923390131E-15,79148615675983.063,0,false,0,2.5765996276221757E-11,2.5765996276221757E-11,25048595480.807514,0,false,0,7.4290341152373318E-8,7.4290341152373318E-8,8681896.1121151578,0,false,0,2.3484944264088922E-4,2.3484944264088922E-4,2746.3596113563954,0,false,0,0.74265914596628124,0.74265914596628124,0.8684751645781027,0,true,0.80310710619350056,2348.4944264089017,0]
[null,3,8,869.46801241457604,null,48,7,5,727.2391334601989,1,0.14361649591065789,0.14361649591065789,5.7491233340643808E+16,0,false,0,1.1081372148080526E-15,1.1081372148080526E-15,18142400880418.043,0,false,0,3.594655033440191E-12,3.594655033440191E-12,5741624876.4807177,0,false,0,1.0364363399594762E-8,1.0364363399594762E-8,1990059.3121293357,0,false,0,3.2764218469936389E-5,3.2764218469936389E-5,629.51899544259095,0,false,0,0.10360955612035631,0.10360955612035631,0.19907138559397461,0,true,0.14361649591065789,327.64218469936475,0]
[null,3,9,1066.590886282225,null,49,8,4,733.78623928249669,1,0.22759776378923488,0.22759776378923488,1.0111610777215235E+17,0,false,0,1.5823485393941781E-15,1.5823485393941781E-15,31909020838017.492,0,false,0,5.1329357644353737E-12,5.1329357644353737E-12,10098422421.33732,0,false,0,1.4799643101905934E-8,1.4799643101905934E-8,3500134.5454870556,0,false,0,4.6785192796973245E-5,4.6785192796973245E-5,1107.2037750630277,0,false,0,0.14794777000853934,0.14794777000853934,0.35012857631358996,0,true,0.22759776378923488,467.85192796973325,0]
[null,3,10,1285.7321801697499,null,50,4,7,751.81746781226252,1,0.54959295307727885,0.54959295307727885,3.2379680452116915E+17,0,false,0,2.881351660172056E-15,2.881351660172056E-15,102179951447804.2,0,false,0,9.3467353229743513E-12,9.3467353229743513E-12,32337448333.177299,0,false,0,2.6949167746542823E-8,2.6949167746542823E-8,11208227.909411149,0,false,0,8.5192730666431229E-5,8.5192730666431229E-5,3545.5186341529338,0,false,0,0.26940306899519734,0.26940306899519734,1.1211914370492511,0,true,0.54959295307727885,851.92730666431351,0]
[null,3,11,1526.8918940771503,null,51,6,6,757.24604524902327,1,0.54958087527824517,0.54958087527824517,3.5203996961495949E+17,0,false,0,2.6500725355702624E-15,2.6500725355702624E-15,111092594184608.58,0,false,0,8.5964954986367476E-12,8.5964954986367476E-12,35158081147.440201,0,false,0,2.4786023271218476E-8,2.4786023271218476E-8,12185865.201794183,0,false,0,7.8354516350795213E-5,7.8354516350795213E-5,3854.7763745916704,0,false,0,0.24777873662941777,0.24777873662941777,1.2189873214316098,0,true,0.54958087527824517,783.54516350795245,0]
[null,3,12,1790.0700280044268,null,52,9,3,776.88736271591574,1,0.66579600102818515,0.66579600102818515,5.7438503398525715E+17,0,false,0,2.3837777532322852E-15,2.3837777532322852E-15,181257609912954.78,0,false,0,7.7326693705015471E-12,7.7326693705015471E-12,57363587597.215057,0,false,0,2.2295378738496855E-8,2.2295378738496855E-8,19882340.649352394,0,false,0,7.0480996438879328E-5,7.0480996438879328E-5,6289.4161175705913,0,false,0,0.22288048050507547,0.22288048050507547,1.9888880084096392,0,true,0.66579600102818515,704.80996438879447,0]
[null,3,13,2075.2665819515778,null,53,1,8,798.16698669739355,1,0.37595983027309338,0.37595983027309338,4.4407001805885901E+17,0,false,0,9.8314585095350246E-16,9.8314585095350246E-16,140134344289719.08,0,false,0,3.1891990761703697E-12,3.1891990761703697E-12,44349082711.076546,0,false,0,9.1953241330776091E-9,9.1953241330776091E-9,15371485.760955526,0,false,0,2.9068607224811605E-5,2.9068607224811605E-5,4862.4893819586587,0,false,0,9.1923007239230969E-2,9.1923007239230969E-2,1.5376541545373807,0,true,0.37595983027309338,290.68607224811655,0]
[null,3,14,2382.481555918605,null,54,10,1,813.54857003193661,1,1.4614741160010376E-5,1.4614741160010376E-5,21551806780615.125,0,false,0,3.0611533370327809E-20,3.0611533370327809E-20,6801063320.2890472,0,false,0,9.9299889075589238E-17,9.9299889075589238E-17,2152369.7223799978,0,false,0,2.8630845695752168E-13,2.8630845695752168E-13,746.01589294231337,0,false,0,9.0508914748332859E-10,9.0508914748332859E-10,0.23598853192307853,0,false,0,2.8621431915473728E-6,2.8621431915473728E-6,7.4626126255628443E-5,0,true,1.4614741160010376E-5,9.0508914748332926E-3,0]
[null,3,15,2711.7149499055072,null,55,5,7,823.80697464896878,1,0.93501203436802027,0.93501203436802027,1.5950792723774349E+18,0,false,0,1.6929286040951658E-15,1.6929286040951658E-15,503356179959681.56,0,false,0,5.4916433151463746E-12,5.4916433151463746E-12,159299884488.06833,0,false,0,1.5833894059275254E-8,1.5833894059275254E-8,55213676.505616322,0,false,0,5.0054706129679467E-5,5.0054706129679467E-5,17465.840317752802,0,false,0,0.1582868789801786,0.1582868789801786,5.523183665289781,0,true,0.93501203436802027,500.54706129679545,0]
[null,3,16,3062.9667639122872,null,56,2,8,826.54970076036182,1,0.44196594669555295,0.44196594669555295,7.8367715876425075E+17,0,false,0,7.6988691989342631E-16,7.6988691989342631E-16,247303533929869.5,0,false,0,2.4974144490346735E-12,2.4974144490346735E-12,78265502554.622711,0,false,0,7.2007218129140555E-9,7.2007218129140555E-9,27126988.531646494,0,false,0,2.2763194759147244E-5,2.2763194759147244E-5,8581.1284446355075,0,false,0,7.1983542260913275E-2,7.1983542260913275E-2,2.7135910779506296,0,true,0.44196594669555295,227.6319475914726,0]
[null,3,17,3436.2369979389409,null,57,8,5,842.83543307064326,1,0.44198767132487993,0.44198767132487993,9.8328953683152384E+17,0,false,0,6.1365659541081965E-16,6.1365659541081965E-16,310294838397679.25,0,false,0,1.9906233091173286E-12,1.9906233091173286E-12,98200705349.347412,0,false,0,5.7395057871939546E-9,5.7395057871939546E-9,34036571.936047867,0,false,0,1.8143943267025895E-5,1.8143943267025895E-5,10766.84923052076,0,false,0,5.7376186460678484E-2,5.7376186460678484E-2,3.4047766792076897,0,true,0.44198767132487993,181.43943267025907,0]
[null,3,18,3831.5256519854693,null,58,10,2,856.54250376045661,1,2.1878548819942735E-5,2.1878548819942735E-5,58714899879586.445,0,false,0,2.5181129893124247E-20,2.5181129893124247E-20,18528551039.380741,0,false,0,8.1684356511489796E-17,8.1684356511489796E-17,5863831.9301871685,0,false,0,2.3551810871178412E-13,2.3551810871178412E-13,2032.4165351225311,0,false,0,7.4452877325401884E-10,7.4452877325401884E-10,0.6429179309948635,0,false,0,2.3544067070137551E-6,2.3544067070137551E-6,2.0330850105067301E-4,0,true,2.1878548819942735E-5,7.4452877325402065E-3,0]
[null,3,19,4248.8327260518736,null,59,7,6,858.30674726822133,1,0.28895074256258241,0.28895074256258241,7.9422468727976755E+17,0,false,0,3.2470633418985871E-16,3.2470633418985871E-16,250631997758301,0,false,0,1.0533057124948879E-12,1.0533057124948879E-12,79318879714.775208,0,false,0,3.0369654594416975E-9,3.0369654594416975E-9,27492091.280753873,0,false,0,9.6005703353366478E-6,9.6005703353366478E-6,8696.6220454797676,0,false,0,3.0359669096310393E-2,3.0359669096310393E-2,2.7501133613348459,0,true,0.28895074256258241,96.005703353366712,0]
[null,3,20,4688.1582201381561,null,60,9,4,863.91813648418679,1,0.1936023225356121,0.1936023225356121,5.74029988511376E+17,0,false,0,2.0168474845315311E-16,2.0168474845315311E-16,181145568877413.97,0,false,0,6.542394628636584E-13,6.542394628636584E-13,57328129357.642632,0,false,0,1.8863494495006414E-9,1.8863494495006414E-9,19870050.748606164,0,false,0,5.9631993872870073E-6,5.9631993872870073E-6,6285.5284314475639,0,false,0,1.8857292205547452E-2,1.8857292205547452E-2,1.9876586141119845,0,true,0.1936023225356121,59.631993872870055,0]
[null,4,1,163.57756514300908,null,61,3,8,869.46801241457604,1,0.14360072463142337,0.14360072463142337,4.5868532116605677E+17,0,false,0,1.3886248537427089E-16,1.3886248537427089E-16,144746468131079.59,0,false,0,4.5045209684894872E-13,4.5045209684894872E-13,45808706779.330093,0,false,0,1.298775315689725E-9,1.298775315689725E-9,15877394.546660999,0,false,0,4.1057377617888913E-6,4.1057377617888913E-6,5022.5244063530172,0,false,0,1.2983482802614724E-2,1.2983482802614724E-2,1.5882616727860606,0,true,0.14360072463142337,41.057377617888868,0]
[null,4,2,206.57149887152897,null,62,6,7,910.33207907692099,1,0.54957628168118244,0.54957628168118244,2.9943053198983434E+18,0,false,0,3.1156337104423018E-16,3.1156337104423018E-16,944907324393054.75,0,false,0,1.0106716253128705E-12,1.0106716253128705E-12,299039991204.23639,0,false,0,2.9140398466488766E-9,2.9140398466488766E-9,103647892.71287879,0,false,0,9.2119732283254783E-6,9.2119732283254783E-6,32787.121922782346,0,false,0,2.9130817146002894E-2,2.9130817146002894E-2,10.368198319763133,0,true,0.54957628168118244,92.119732283255004,0]
[null,4,3,271.58385261992447,null,63,10,3,921.55485750885202,1,1.8137867540058979E-5,1.8137867540058979E-5,113952608798943.25,0,false,0,8.9173270061554252E-21,8.9173270061554252E-21,35959811436.821663,0,false,0,2.8926665379666932E-17,2.8926665379666932E-17,11380398.286869645,0,false,0,8.3403405652091523E-14,8.3403405652091523E-14,3944.4700888239468,0,false,0,2.636580075944355E-10,2.636580075944355E-10,1.2477612263791822,0,false,0,8.3375982734039038E-7,8.3375982734039038E-7,3.945767451403181E-4,0,true,1.8137867540058979E-5,2.6365800759443662E-3,0]
[null,4,4,358.61462638819557,null,64,4,8,926.92192166003622,1,0.27315368246564065,0.27315368246564065,1.8359773046889833E+18,0,false,0,1.2552589435350437E-16,1.2552589435350437E-16,579375921049669.13,0,false,0,4.0718990566801346E-13,4.0718990566801346E-13,183358267908.36966,0,false,0,1.1740387090638446E-9,1.1740387090638446E-9,63552363.025606431,0,false,0,3.7114156724217181E-6,3.7114156724217181E-6,20103.631829483198,0,false,0,1.173652686849801E-2,1.173652686849801E-2,6.3573265822624609,0,true,0.27315368246564065,37.114156724217231,0]
[null,4,5,{"$f":"3.141625/2*SQRT($H$2/$I$2)*((1+($D$8-1)/B74)*(B74/$C$2)^2+(1+($D$8-1)/C74)*(C74/$D$2)^2)","v":467.66382017634226},null,65,11,1,972.75166241611896,1,{"$f":"ABS(SIN(G74*3.1416*$J$2/$C$2)*SIN(H74*3.1416*$K$2/$D$2))*(1/F74^$N$2)+(1-1/F74^$N$2)","v":0.53648797569345719},{"$f":"$J74*$K74","v":0.53648797569345719},{"$f":"10^(LOG10($I74/22.27)/LOG10(2)*70/20)*$L74","v":6.319798970606806E+18},{"$f":"IF($I74<22.27,M74,0)","v":0},{"$f":"AND($I74>22.27,$I74<44.45)","v":false},{"$f":"IF($O74=TRUE,$L74,0)","v":0},{"$f":"10^(LOG10(44.45/$I74)/LOG10(2)*70/20)*$L74","v":1.4067056589502292E-16},{"$f":"IF($I74>44.45,Q74,0)","v":1.4067056589502292E-16},{"$f":"10^(LOG10($I74/44.548)/LOG10(2)*70/20)*$L74","v":1994327130347786},{"$f":"IF($I74<44.528,S74,0)","v":0},{"$f":"AND($I74>44.548,$I74<89.095)","v":false},{"$f":"IF($U74=TRUE,$L74,0)","v":0},{"$f":"10^(LOG10(89.095/$I74)/LOG10(2)*70/20)*$L74","v":4.563172782163185E-13},{"$f":"IF($I74>89.095,W74,0)","v":4.563172782163185E-13},{"$f":"10^(LOG10($I74/89.09)/LOG10(2)*70/20)*$L74","v":631155619309.71313},{"$f":"IF($I74<89.09,Y74,0)","v":0},{"$f":"AND($I74>89.09,$I74<176.78)","v":false},{"$f":"IF($AA74=TRUE,$L74,0)","v":0},{"$f":"10^(LOG10(176.78/$I74)/LOG10(2)*70/20)*$L74","v":1.3156862210562848E-9},{"$f":"IF($I74>176.78,AC74,0)","v":1.3156862210562848E-9},{"$f":"10^(LOG10($I74/176.78)/LOG10(2)*70/20)*$L74","v":218759871.05237812},{"$f":"IF($I74<176.78,AE74,0)","v":0},{"$f":"AND($I74>176.78,$I74<353.55)","v":false},{"$f":"IF($AG74=TRUE,$L74,0)","v":0},{"$f":"10^(LOG10(353.55/$I74)/LOG10(2)*70/20)*$L74","v":4.1591971568903851E-6},{"$f":"IF($I74>353.55,AI74,0)","v":4.1591971568903851E-6},{"$f":"10^(LOG10($I74/353.55)/LOG10(2)*70/20)*$L74","v":69200.698405663468},{"$f":"IF($I74<353.55,AK74,0)","v":0},{"$f":"AND($I74>353.55,$I74<707.1)","v":false},{"$f":"IF($AM74=TRUE,$L74,0)","v":0},{"$f":"10^(LOG10(707.1/$I74)/LOG10(2)*70/20)*$L74","v":1.3152536253470289E-2},{"$f":"IF($I74>707.1,AO74,0)","v":1.3152536253470289E-2},{"$f":"10^(LOG10($I74/707.1)/LOG10(2)*70/20)*$L74","v":21.883182263627901},{"$f":"IF($I74<707.1,AQ74,0)","v":0},{"$f":"AND($I74>707.1,$I74<1414.2)","v":true},{"$f":"IF($AS74=TRUE,$L74,0)","v":0.53648797569345719},{"$f":"10^(LOG10(1414.2/$I74)/LOG10(2)*70/20)*$L74","v":41.591971568903844},{"$f":"IF($I74>1414.2,AU74,0)","v":0}]
[null,4,6,598.73143398436468,null,66,9,5,972.96733027233336,{"$f":"IF(ABS(I75-I74)>0.0001,1,$M$2)","v":1},0.37596959774984778,0.37596959774984778,4.4403313528611512E+18,0,false,0,9.8327860348093937E-17,9.8327860348093937E-17,1401227052621677,0,false,0,3.1896297083471555E-13,3.1896297083471555E-13,443453992443.42511,0,false,0,9.1965657621991826E-10,9.1965657621991826E-10,153702090.63603806,0,false,0,2.9072532309858422E-6,2.9072532309858422E-6,48620.855220186691,0,false,0,9.1935419447988723E-3,9.1935419447988723E-3,15.375264428107718,0,true,0.37596959774984778,29.072532309858492,0]
[null,4,7,751.81746781226252,null,67,8,6,973.90304687866569,1,0.88926181510708346,0.88926181510708346,1.0620527169610222E+19,0,false,0,2.2998511419891861E-16,2.2998511419891861E-16,3351499877046839,0,false,0,7.4604222051567931E-13,7.4604222051567931E-13,1060667504505.6624,0,false,0,2.1510416473719415E-9,2.1510416473719415E-9,367629597.86189955,0,false,0,6.7999543971202581E-6,6.7999543971202581E-6,116292.92339702135,0,false,0,2.1503343880177109E-2,2.1503343880177109E-2,36.775051369407343,0,true,0.88926181510708346,67.999543971202556,0]
[null,4,8,926.92192166003622,null,68,1,9,995.28986056504255,1,0.1936227346742507,0.1936227346742507,2.9768560912443802E+18,0,false,0,3.8899262934453599E-17,3.8899262934453599E-17,939400903972060.75,0,false,0,1.2618422108372863E-13,1.2618422108372863E-13,297297344204.10376,0,false,0,3.6382326271651721E-10,3.6382326271651721E-10,103043887.58106008,0,false,0,1.1501318898713192E-6,1.1501318898713192E-6,32596.055907057555,0,false,0,3.6370363815873192E-3,3.6370363815873192E-3,10.307777940448743,0,true,0.1936227346742507,11.50131889871323,0]
[null,4,9,1124.044795527685,null,69,5,8,998.91142849674259,1,0.46471116288385628,0.46471116288385628,7.4528890019257713E+18,0,false,0,8.9501037507109397E-17,8.9501037507109397E-17,2351894230360964,0,false,0,2.9032988936192072E-13,2.9032988936192072E-13,744316835952.35803,0,false,0,8.370996524334926E-10,8.370996524334926E-10,257981787.80873844,0,false,0,2.6462711539534688E-6,2.6462711539534688E-6,81607.83696947759,0,false,0,8.3682441528950546E-3,8.3682441528950546E-3,25.806663974324209,0,true,0.46471116288385628,26.462711539534702,0]
[null,4,10,1343.1860894152101,null,70,10,4,1008.5856312771231,1,5.2741880037967573E-6,5.2741880037967573E-6,94615946456352.828,0,false,0,9.0809939936025882E-22,9.0809939936025882E-22,29857777100.040058,0,false,0,2.9457580100671916E-18,2.9457580100671916E-18,9449254.0917801671,0,false,0,8.4934176491434867E-15,8.4934176491434867E-15,3275.1314310086723,0,false,0,2.6849713840006069E-11,2.6849713840006069E-11,1.0360281403798897,0,false,0,8.4906250258164803E-8,8.4906250258164803E-8,3.2762086436291169E-4,0,true,5.2741880037967573E-6,2.684971384000607E-4,0]
[null,4,11,1584.3458033226104,null,71,7,7,1011.3927810961194,1,0.28894832740706655,0.28894832740706655,5.3538136116545075E+18,0,false,0,4.816855691667362E-17,4.816855691667362E-17,1689492938969660.5,0,false,0,1.5625262220262501E-13,1.5625262220262501E-13,534683074801.68915,0,false,0,4.5051860152981443E-10,4.5051860152981443E-10,185322283.3149018,0,false,0,1.4241964813651992E-6,1.4241964813651992E-6,58623.326910138698,0,false,0,4.5037047167115866E-3,4.5037047167115866E-3,18.538323705267949,0,true,0.28894832740706655,14.24196481365202,0]
[null,4,12,1847.5239372498868,null,72,11,2,1015.745596144639,1,0.80313282589215695,0.80313282589215695,1.5642835253095385E+19,0,false,0,1.2736373767698095E-16,1.2736373767698095E-16,4936380237077969,0,false,0,4.1315163375108044E-13,4.1315163375108044E-13,1562243264041.5598,0,false,0,1.1912279847433402E-9,1.1912279847433402E-9,541476815.76209915,0,false,0,3.7657550623088742E-6,3.7657550623088742E-6,171286.32249120396,0,false,0,1.1908363107205331E-2,1.1908363107205331E-2,54.165491110633027,0,true,0.80313282589215695,37.657550623088767,0]
[null,4,13,2132.720491197038,null,73,2,9,1023.6725746280107,1,0.22761648543655985,0.22761648543655985,4.8527185835284347E+18,0,false,0,3.2976824507124483E-17,3.2976824507124483E-17,1531363319005140.3,0,false,0,1.0697259023282778E-13,1.0697259023282778E-13,484638928732.97717,0,false,0,3.0843093110603803E-10,3.0843093110603803E-10,167976876.56261596,0,false,0,9.7502355137791346E-7,9.7502355137791346E-7,53136.423596408793,0,false,0,3.0832951946604156E-3,3.0832951946604156E-3,16.803212528016726,0,true,0.22761648543655985,9.7502355137791543,0]
[null,4,14,2439.9354651640651,null,74,3,9,1066.590886282225,1,7.3955680276117319E-2,7.3955680276117319E-2,2.5417739077732628E+18,0,false,0,6.6464947884181068E-18,6.6464947884181068E-18,802102833817773.38,0,false,0,2.1560376843818418E-14,2.1560376843818418E-14,253845872687.91916,0,false,0,6.2164402025438056E-11,6.2164402025438056E-11,87983515.756576553,0,false,0,1.9651646420406832E-7,1.9651646420406832E-7,27831.981748988026,0,false,0,6.2143962460780493E-4,6.2143962460780493E-4,8.8012454123038797,0,true,7.3955680276117319E-2,1.9651646420406887,0]
[null,4,15,2769.1688591509674,null,75,11,3,1080.7579498930345,1,0.66581732330560128,0.66581732330560128,2.6677699178734998E+19,0,false,0,5.1327288622429687E-17,5.1327288622429687E-17,8418631588577249,0,false,0,1.6649914282629104E-13,1.6649914282629104E-13,2664290403100.5918,0,false,0,4.8006209383635915E-10,4.8006209383635915E-10,923448682.38013375,0,false,0,1.5175904891760708E-6,1.5175904891760708E-6,292116.16122773581,0,false,0,4.7990425012054963E-3,4.7990425012054963E-3,92.375241082461159,0,true,0.66581732330560128,15.175904891760744,0]
[null,4,16,3120.4206731577469,null,76,6,8,1085.4365329246948,1,0.27314539660023773,0.27314539660023773,1.1507974690704196E+19,0,false,0,2.002513194914442E-17,2.002513194914442E-17,3631550029956660.5,0,false,0,6.4958960311395136E-14,6.4958960311395136E-14,1149296508748.6775,0,false,0,1.8729426452997479E-10,1.8729426452997479E-10,398348597.9730109,0,false,0,5.920817289623476E-7,5.920817289623476E-7,126010.31924200071,0,false,0,1.8723268244915019E-3,1.8723268244915019E-3,39.847961748966441,0,true,0.27314539660023773,5.920817289623483,0]
[null,4,17,3493.6909071844011,null,77,9,6,1104.0349440803559,1,0.75643604700086486,0.75643604700086486,3.8829683707496284E+19,0,false,0,4.5516314874065089E-17,4.5516314874065089E-17,1.2253410597528604E+16,0,false,0,1.476490891013411E-13,1.476490891013411E-13,3877903898840.6377,0,false,0,4.2571228694535087E-10,4.2571228694535087E-10,1344089683.9224844,0,false,0,1.345777819345768E-6,1.345777819345768E-6,425178.2760697155,0,false,0,4.2557231336672443E-3,4.2557231336672443E-3,134.45317640041637,0,true,0.75643604700086486,13.457778193457704,0]
[null,4,18,3888.9795612309299,null,78,10,5,1117.6348250652698,1,1.0242306581212575E-5,1.0242306581212575E-5,606191808516660.13,0,false,0,5.3452988666772438E-22,5.3452988666772438E-22,191294814208.8298,0,false,0,1.7339464120128571E-18,1.7339464120128571E-18,60540116.561345778,0,false,0,4.9994368200404753E-15,4.9994368200404753E-15,20983.332299157071,0,false,0,1.580440919360799E-11,1.580440919360799E-11,6.6376947609011943,0,false,0,4.9977930125106452E-8,4.9977930125106452E-8,2.0990233857414477E-3,0,true,1.0242306581212575E-5,1.5804409193608023E-4,0]
[null,4,19,4306.2866352973351,null,79,4,9,1124.044795527685,1,0.14067663278526701,0.14067663278526701,8.8983920091640044E+18,0,false,0,6.869401619842006E-18,6.869401619842006E-18,2808048908340814.5,0,false,0,2.2283458022628188E-14,2.2283458022628188E-14,888678602836.2124,0,false,0,6.4249240774879752E-11,6.4249240774879752E-11,308017881.19398832,0,false,0,2.03107135490639E-7,2.03107135490639E-7,97435.843226260869,0,false,0,6.4228115718284007E-4,6.4228115718284007E-4,30.811919033407289,0,true,0.14067663278526701,2.0310713549063912,0]
[null,4,20,4745.6121293836168,null,80,8,7,1126.9890807065635,1,0.88925438233304477,0.88925438233304477,5.7986194229669216E+19,0,false,0,4.2122480271554191E-17,4.2122480271554191E-17,1.8298594761589944E+16,0,false,0,1.3663992482677699E-13,1.3663992482677699E-13,5791056408701.958,0,false,0,3.9396988657426206E-10,3.9396988657426206E-10,2007192385.6278462,0,false,0,1.2454325400052917E-6,1.2454325400052917E-6,634938.73100116989,0,false,0,3.9384034985054895E-3,3.9384034985054895E-3,200.78525646206606,0,true,0.88925438233304477,12.454325400052923,0]
[null,5,1,235.56707197971537,null,81,12,1,1146.4903523915473,1,0.6306629124188714,0.6306629124188714,5.020225839519694E+19,0,false,0,2.4471345160070476E-17,2.4471345160070476E-17,1.5842232702009192E+16,0,false,0,7.9381905849932803E-14,7.9381905849932803E-14,5013678067219.333,0,false,0,2.2887952026754808E-10,2.2887952026754808E-10,1737751410.1555307,0,false,0,7.2354261580922694E-7,7.2354261580922694E-7,549705.98885293875,0,false,0,2.2880426501533137E-3,2.2880426501533137E-3,173.83229682104172,0,true,0.6306629124188714,7.2354261580922739,0]
[null,5,2,278.5610057082352,null,82,11,4,1167.7887236613053,1,0.1936085226966571,0.1936085226966571,1.9089439676908327E+19,0,false,0,6.06516017433186E-18,6.06516017433186E-18,6024018742979196,0,false,0,1.967460189761736E-14,1.967460189761736E-14,1906454173240.52,0,false,0,5.6727202447048542E-11,5.6727202447048542E-11,660781044.08147824,0,false,0,1.7932818278410354E-7,1.7932818278410354E-7,209026.04085332181,0,false,0,5.6708550625676356E-4,5.6708550625676356E-4,66.099837938390166,0,true,0.1936085226966571,1.793281827841043,0]
[null,5,3,343.57335945663073,null,83,7,8,1186.4972349438929,1,0.14361046522084825,0.14361046522084825,1.7033656473235069E+19,0,false,0,3.7398209235353408E-18,3.7398209235353408E-18,5375279085868710,0,false,0,1.2131499535713922E-14,1.2131499535713922E-14,1701143984243.125,0,false,0,3.4978396703013206E-11,3.4978396703013206E-11,589620098.83008206,0,false,0,1.1057503361474521E-7,1.1057503361474521E-7,186515.57269975141,0,false,0,3.49668958572278E-4,3.49668958572278E-4,58.981402882193287,0,true,0.14361046522084825,1.1057503361474572,0]
[null,5,4,430.60413322490183,null,84,12,2,1189.4842861200673,1,0.94411451884199848,0.94411451884199848,1.1530353770869603E+20,0,false,0,2.3877740806998438E-17,2.3877740806998438E-17,3.63861215439034E+16,0,false,0,7.7456329443754609E-14,7.7456329443754609E-14,11515314979100.611,0,false,0,2.2332756230728273E-10,2.2332756230728273E-10,3991232499.3805361,0,false,0,7.0599155584222727E-7,7.0599155584222727E-7,1262553.6627345367,0,false,0,2.2325413253073949E-3,2.2325413253073949E-3,399.25452424291831,0,true,0.94411451884199848,7.059915558422281,0]
[null,5,5,539.65332701304851,null,85,5,9,1196.0343023643914,1,0.23933047880637628,0.23933047880637628,3.1156230203384328E+19,0,false,0,5.6785522804965489E-18,5.6785522804965489E-18,9831913240114482,0,false,0,1.8420495462988276E-14,1.8420495462988276E-14,3111559380421.9971,0,false,0,5.3111274156475621E-11,5.3111274156475621E-11,1078473054.8345573,0,false,0,1.6789737319973618E-7,1.6789737319973618E-7,341155.29620316497,0,false,0,5.3093811247047857E-4,5.3093811247047857E-4,107.88277718313947,0,true,0.23933047880637628,1.678973731997363,0]
[null,5,6,670.72094082107094,null,86,1,10,1214.4311544525676,1,0.66581679091586476,0.66581679091586476,1.0350907486170761E+20,0,false,0,1.3228712338271833E-17,1.3228712338271833E-17,3.2664164982779936E+16,0,false,0,4.2912246567712526E-14,4.2912246567712526E-14,10337407020755.871,0,false,0,1.2372762158908447E-10,1.2372762158908447E-10,3582967112.5320525,0,false,0,3.9113244762035996E-7,3.9113244762035996E-7,1133406.3480608666,0,false,0,1.2368694012768436E-3,1.2368694012768436E-3,358.41455743659009,0,true,0.66581679091586476,3.9113244762036032,0]
[null,5,7,823.80697464896878,null,87,2,10,1242.8138685155357,1,0.78271220653858598,0.78271220653858598,1.5917658289585471E+20,0,false,0,1.188807536072202E-17,1.188807536072202E-17,5.0231056282281352E+16,0,false,0,3.8563392116325477E-14,3.8563392116325477E-14,15896897231145.578,0,false,0,1.1118869713407607E-10,1.1118869713407607E-10,5509898164.6107121,0,false,0,3.5149392430903227E-7,3.5149392430903227E-7,1742955.8689210014,0,false,0,1.1115213845273675E-3,1.1115213845273675E-3,551.17104069482423,0,true,0.78271220653858598,3.5149392430903261,0]
[null,5,8,998.91142849674259,null,88,10,6,1248.7024388732923,1,2.0607118098996661E-5,2.0607118098996661E-5,4427540296380694,0,false,0,2.9625010353694897E-22,2.9625010353694897E-22,1397190602873.2961,0,false,0,9.6099734906992409E-19,9.6099734906992409E-19,442176555.1052888,0,false,0,2.7708154632784735E-15,2.7708154632784735E-15,153259.3281558849,0,false,0,8.7592068782809642E-12,8.7592068782809642E-12,48.480795378740495,0,false,0,2.7699044231981138E-8,2.7699044231981138E-8,1.5330973617338529E-2,0,true,2.0607118098996661E-5,8.7592068782809808E-5,0]
[null,5,9,1196.0343023643914,null,89,12,3,1254.4966398684628,1,0.78269469453081886,0.78269469453081886,1.7746541280293025E+20,0,false,0,1.066246379683578E-17,1.066246379683578E-17,5.6002428098955104E+16,0,false,0,3.4587665357677598E-14,3.4587665357677598E-14,17723394849208.922,0,false,0,9.9725600808895702E-11,9.9725600808895702E-11,6142966097.7489529,0,false,0,3.1525634966408767E-7,3.1525634966408767E-7,1943215.3721866091,0,false,0,9.9692811176897754E-4,9.9692811176897754E-4,614.49865603614842,0,true,0.78269469453081886,3.1525634966408869,0]
[null,5,10,1415.1755962519162,null,90,9,7,1257.1209779082535,1,0.75642972443295908,0.75642972443295908,1.7572842732066049E+20,0,false,0,1.0057305993579583E-17,1.0057305993579583E-17,5.545429084199096E+16,0,false,0,3.262461104054848E-14,3.262461104054848E-14,17549922852252.246,0,false,0,9.4065583887494714E-11,9.4065583887494714E-11,6082840337.1213226,0,false,0,2.9736368961286222E-7,2.9736368961286222E-7,1924195.6835774109,0,false,0,9.4034655260799918E-4,9.4034655260799918E-4,608.48410239692623,0,true,0.75642972443295908,2.9736368961286272,0]
[null,5,11,1656.3353101593168,null,91,11,5,1276.8379174494521,1,0.37598163826683928,0.37598163826683928,1.0466988501326609E+20,0,false,0,4.1715556153208829E-18,4.1715556153208829E-18,3.3030479669244388E+16,0,false,0,1.3531991516489482E-14,1.3531991516489482E-14,10453336633946.961,0,false,0,3.9016394144198607E-11,3.9016394144198607E-11,3623148561.3807216,0,false,0,1.2334010419777973E-7,1.2334010419777973E-7,1146117.0171150307,0,false,0,3.9003565610747944E-4,3.9003565610747944E-4,362.43402391616775,0,true,0.37598163826683928,1.233401041977799,0]
[null,5,12,1919.5134440865934,null,92,6,9,1282.5594067923437,1,0.14067236548916442,0.14067236548916442,4.1251503446361563E+19,0,false,0,1.4817137556574161E-18,1.4817137556574161E-18,1.3017659718821004E+16,0,false,0,4.8064894299341347E-15,4.8064894299341347E-15,4119770000001.3281,0,false,0,1.3858409962769732E-11,1.3858409962769732E-11,1427920985.5588727,0,false,0,4.3809730917374434E-8,4.3809730917374434E-8,451696.78055404534,0,false,0,1.3853853337800131E-4,1.3853853337800131E-4,142.83906383160323,0,true,0.14067236548916442,0.43809730917374551,0]
[null,5,13,2204.7099980337448,null,93,3,10,1285.7321801697499,1,0.25431380149798366,0.25431380149798366,7.6749701570129117E+19,0,false,0,2.602853215680597E-18,2.602853215680597E-18,2.4219759647308508E+16,0,false,0,8.4433220796333593E-15,8.4433220796333593E-15,7664959858949.2549,0,false,0,2.4344382845936871E-11,2.4344382845936871E-11,2656691280.3521867,0,false,0,7.6958385896738628E-8,7.6958385896738628E-8,840395.8695175373,0,false,0,2.4336378448387393E-4,2.4336378448387393E-4,265.75650838730871,0,true,0.25431380149798366,0.76958385896738724,0]
[null,5,14,2511.9249720007715,null,94,8,8,1302.0935345543373,1,0.44196911154504026,0.44196911154504026,1.5450727486964341E+20,0,false,0,3.9050034076380192E-18,3.9050034076380192E-18,4.8757571489500784E+16,0,false,0,1.2667330333544089E-14,1.2667330333544089E-14,15430575436301.025,0,false,0,3.6523341922441456E-11,3.6523341922441456E-11,5348270045.3511696,0,false,0,1.1545897300801387E-7,1.1545897300801387E-7,1691827.7589941332,0,false,0,3.6511333100922629E-4,3.6511333100922629E-4,535.00291271198785,0,true,0.44196911154504026,1.1545897300801389,0]
[null,5,15,2841.1583659876737,null,95,13,1,1334.7646399582216,1,0.20489849352191877,0.20489849352191877,9.554957971105425E+19,0,false,0,1.3571731618016428E-18,1.3571731618016428E-18,3.0152401998443412E+16,0,false,0,4.4024957127401218E-15,4.4024957127401218E-15,9542495645478.2324,0,false,0,1.2693586730164771E-11,1.2693586730164771E-11,3307449150.5055337,0,false,0,4.0127447558473736E-8,4.0127447558473736E-8,1046251.2619666021,0,false,0,1.2689413097374016E-4,1.2689413097374016E-4,330.85369926399528,0,true,0.20489849352191877,0.40127447558473889,0]
[null,5,16,3192.4101799944538,null,96,12,4,1341.5274136367339,1,0.22759450411756554,0.22759450411756554,1.1255657176166823E+20,0,false,0,1.4214749070751014E-18,1.4214749070751014E-18,3.5519266642381944E+16,0,false,0,4.6110823292867115E-15,4.6110823292867115E-15,11240976665242.336,0,false,0,1.3294998402236071E-11,1.3294998402236071E-11,3896146260.2213249,0,false,0,4.2028652934472668E-8,4.2028652934472668E-8,1232474.8638811088,0,false,0,1.3290627026165316E-4,1.3290627026165316E-4,389.74277287702864,0,true,0.22759450411756554,0.42028652934472738,0]
[null,5,17,3565.680414021107,null,97,4,10,1343.1860894152101,1,0.48374930947813027,0.48374930947813027,2.4269942589328949E+20,0,false,0,2.9782316899854714E-18,2.9782316899854714E-18,7.6588203490331664E+16,0,false,0,9.6610017172031626E-15,9.6610017172031626E-15,24238287826595.699,0,false,0,2.785528282122093E-11,2.785528282122093E-11,8401041767.2833662,0,false,0,8.8057175989413645E-8,8.8057175989413645E-8,2657516.4578148779,0,false,0,2.7846124044883779E-4,2.7846124044883779E-4,840.38049260778041,0,true,0.48374930947813027,0.88057175989413528,0]
[null,5,18,3960.9690680676363,null,98,13,2,1377.7585736867416,1,0.30673698867266402,0.30673698867266402,2.0679414001272763E+20,0,false,0,1.405337336891431E-18,1.405337336891431E-18,6.5257639640509432E+16,0,false,0,4.5587341208581283E-15,4.5587341208581283E-15,20652442287546.324,0,false,0,1.3144064348641412E-11,1.3144064348641412E-11,7158180127.8764305,0,false,0,4.1551514482657807E-8,4.1551514482657807E-8,2264359.8287913906,0,false,0,1.3139742599467132E-4,1.3139742599467132E-4,716.05345011697284,0,true,0.30673698867266402,0.41551514482657798,0]
[null,5,19,4378.276142134041,null,99,7,9,1383.6201088115417,1,7.3960696768332487E-2,7.3960696768332487E-2,5.2385344815286968E+19,0,false,0,3.2253637022341234E-19,3.2253637022341234E-19,1.6531145196810088E+16,0,false,0,1.0462666276323503E-15,1.0462666276323503E-15,5231701973974.4678,0,false,0,3.0166698725669519E-12,3.0166698725669519E-12,1813318956.8411491,0,false,0,9.5364111567453482E-9,9.5364111567453482E-9,573610.40506187128,0,false,0,3.0156779959156262E-5,3.0156779959156262E-5,181.39153695672869,0,true,7.3960696768332487E-2,9.5364111567453461E-2,0]
[null,5,20,4817.6016362203227,null,100,10,7,1401.7884727011901,1,2.0606945857200359E-5,2.0606945857200359E-5,1.6986158448894482E+16,0,false,0,7.7218009510692308E-23,7.7218009510692308E-23,5360290223244.9268,0,false,0,2.5048532153838334E-19,2.5048532153838334E-19,1696400376.8739445,0,false,0,7.2221697896935084E-16,7.2221697896935084E-16,587975.95449442894,0,false,0,2.2830996916389897E-12,2.2830996916389897E-12,185.99547760296917,0,false,0,7.2197951508073146E-9,7.2197951508073146E-9,5.881693437162179E-2,0,true,2.0606945857200359E-5,2.2830996916389978E-5,0]
[null,6,1,322.09217640766764,null,101,11,6,1407.9055312574746,1,0.75646027204760102,0.75646027204760102,6.5592503156543246E+20,0,false,0,2.6946636103966904E-18,2.6946636103966904E-18,2.069890343046113E+17,0,false,0,8.7411432276629413E-15,8.7411432276629413E-15,65506952269191.422,0,false,0,2.52030818247114E-11,2.52030818247114E-11,22704848048.59309,0,false,0,7.9672937659906956E-8,7.9672937659906956E-8,7182264.8943731543,0,false,0,2.5194795088191133E-4,2.5194795088191133E-4,2271.2315824887905,0,true,0.75646027204760102,0.79672937659906817,0]
[null,6,2,365.08611013618747,null,102,5,10,1415.1755962519162,1,0.82299349627154261,0.82299349627154261,7.5765479595275007E+20,0,false,0,2.7612640774233178E-18,2.7612640774233178E-18,2.3909170561189766E+17,0,false,0,8.9571866028221599E-15,8.9571866028221599E-15,75666660314135.328,0,false,0,2.582599335012773E-11,2.582599335012773E-11,26226224320.696178,0,false,0,8.1642109187313471E-8,8.1642109187313471E-8,8296188.1025301516,0,false,0,2.5817501801206913E-4,2.5817501801206913E-4,2623.4850301185784,0,false,0,0.81642109187313583,0.81642109187313583]
[null,6,3,430.09846388458294,null,103,9,8,1432.2254317560275,1,0.37595381017609097,0.37595381017609097,3.9781464487352592E+20,0,false,0,1.0974246920724323E-18,1.0974246920724323E-18,1.2553762276472806E+17,0,false,0,3.5599049833039641E-15,3.5599049833039641E-15,39729578381116.867,0,false,0,1.0264169599517846E-11,1.0264169599517846E-11,13770355800.878395,0,false,0,3.2447482030997853E-8,3.2447482030997853E-8,4356001.0989725972,0,false,0,1.0260794755533945E-4,1.0260794755533945E-4,1377.4884962950023,0,false,0,0.32447482030997843,0.32447482030997843]
[null,6,4,517.12923765285404,null,104,13,3,1442.7709274351371,1,0.254292682570887,0.254292682570887,2.9303734798454014E+20,0,false,0,6.8160264098721425E-19,6.8160264098721425E-19,9.2473247330938496E+16,0,false,0,2.2110315685546621E-15,2.2110315685546621E-15,29265514569096.797,0,false,0,6.3750024553942334E-12,6.3750024553942334E-12,10143489176.915026,0,false,0,2.015289942487782E-8,2.015289942487782E-8,3208707.9405195778,0,false,0,6.3729063638911211E-5,6.3729063638911211E-5,1014.6825438309947,0,false,0,0.20152899424877804,0.20152899424877804]
[null,6,5,626.17843144100084,null,105,12,5,1450.5766074248804,1,0.44198134114541582,0.44198134114541582,5.4229781766216411E+20,0,false,0,1.112644760885407E-18,1.112644760885407E-18,1.7113190712587088E+17,0,false,0,3.6092769349330012E-15,3.6092769349330012E-15,54159051031334.664,0,false,0,1.0406522299198412E-11,1.0406522299198412E-11,18771641505.611107,0,false,0,3.2897492781518289E-8,3.2897492781518289E-8,5938066.6854480198,0,false,0,1.0403100649854601E-4,1.0403100649854601E-4,1877.7815623982362,0,false,0,0.32897492781518373,0.32897492781518373]
[null,6,6,757.24604524902327,null,106,1,11,1455.590868359968,1,0.80311781691687989,0.80311781691687989,1.025740825027884E+21,0,false,0,1.9422601229431496E-18,1.9422601229431496E-18,3.2369111194402867E+17,0,false,0,6.3004427916421755E-15,6.3004427916421755E-15,102440297339011.05,0,false,0,1.816588186167123E-11,1.816588186167123E-11,35506023476.362976,0,false,0,5.7426674371348413E-8,5.7426674371348413E-8,11231683.445195993,0,false,0,1.8159908946227912E-4,1.8159908946227912E-4,3551.7701644826302,0,false,0,0.57426674371348496,0.57426674371348496]
[null,6,7,910.33207907692099,null,107,2,11,1483.973582422936,1,0.94411875333570072,0.94411875333570072,1.5093736642277443E+21,0,false,0,1.8240762706798136E-18,1.8240762706798136E-18,4.7631022163872358E+17,0,false,0,5.9170695290779019E-15,5.9170695290779019E-15,150740502070744.34,0,false,0,1.706051298094676E-11,1.706051298094676E-11,52246976476.94603,0,false,0,5.3932340363401565E-8,5.3932340363401565E-8,16527378.830476899,0,false,0,1.7054903509178282E-4,1.7054903509178282E-4,5226.416085675678,0,false,0,0.53932340363401776,0.53932340363401776]
[null,6,8,1085.4365329246948,null,108,8,9,1499.2164084219862,1,0.22761811536285309,0.22761811536285309,4.0980598990350234E+20,0,false,0,3.9050073674596379E-19,3.9050073674596379E-19,1.2932170906776867E+17,0,false,0,1.2667343178697803E-15,1.2667343178697803E-15,40927148878841.813,0,false,0,3.652337895849592E-12,3.652337895849592E-12,14185436265.41576,0,false,0,1.1545909008779384E-8,1.1545909008779384E-8,4487304.2392713577,0,false,0,3.6511370124799763E-5,3.6511370124799763E-5,1419.0101950226751,0,false,0,0.11545909008779361,0.11545909008779361]
[null,6,9,1282.5594067923437,null,109,6,10,1501.7007006798685,1,0.48373463538832523,0.48373463538832523,8.8784867972539784E+20,0,false,0,8.1407033275448187E-19,8.1407033275448187E-19,2.8017674578813546E+17,0,false,0,2.6407397749178055E-15,2.6407397749178055E-15,88669067783905.75,0,false,0,7.613967520220827E-12,7.613967520220827E-12,30732886219.022022,0,false,0,2.4069562754357821E-8,2.4069562754357821E-8,9721788.4621485341,0,false,0,7.6114640588126648E-5,7.6114640588126648E-5,3074.2994470735002,0,false,0,0.24069562754357846,0.24069562754357846]
[null,6,10,1501.7007006798685,null,110,3,11,1526.8918940771503,1,0.3067569755787406,0.3067569755787406,6.831693626573648E+20,0,false,0,4.2544852858256773E-19,4.2544852858256773E-19,2.1558647686529005E+17,0,false,0,1.3801004733912408E-15,1.3801004733912408E-15,68227831959033.289,0,false,0,3.9792032061809044E-12,3.9792032061809044E-12,23647910697.310101,0,false,0,1.2579208018572593E-8,1.2579208018572593E-8,7480585.5763957631,0,false,0,3.9778948499743067E-5,3.9778948499743067E-5,2365.5688653214115,0,false,0,0.12579208018572624,0.12579208018572624]
[null,6,11,1742.8604145872691,null,111,13,4,1529.8017012034079,1,7.3944051741834896E-2,7.3944051741834896E-2,1.6836458934207214E+20,0,false,0,1.0030954158941143E-19,1.0030954158941143E-19,5.3130498276359048E+16,0,false,0,3.2539129067956873E-16,3.2539129067956873E-16,16814499503901.004,0,false,0,9.3819116223752498E-13,9.3819116223752498E-13,5827941050.9037333,0,false,0,2.9658454669117087E-9,2.9658454669117087E-9,1843562.9398090707,0,false,0,9.3788268635266068E-6,9.3788268635266068E-6,582.98578996725337,0,false,0,2.9658454669117231E-2,2.9658454669117231E-2]
[null,6,12,2006.0385485145455,null,112,14,1,1537.574525116142,1,0.38979101767381991,0.38979101767381991,9.4139139156611747E+20,0,false,0,4.9851696768230068E-19,4.9851696768230068E-19,2.970731191305417E+17,0,false,0,1.6171251205970192E-15,1.6171251205970192E-15,94016355507538.859,0,false,0,4.6626094177500767E-12,4.6626094177500767E-12,32586267440.884804,0,false,0,1.4739617641071831E-8,1.4739617641071831E-8,10308071.834632996,0,false,0,4.6610763585785214E-5,4.6610763585785214E-5,3259.6985282070796,0,false,0,0.14739617641071862,0.14739617641071862]
[null,6,13,2291.2351024616969,null,113,11,7,1560.9915650853723,1,0.75645394927721343,0.75645394927721343,2.177926910590043E+21,0,false,0,8.1153676850436287E-19,8.1153676850436287E-19,6.8728431804646669E+17,0,false,0,2.6325212173578443E-15,2.6325212173578443E-15,217508628748796.84,0,false,0,7.5902711943204515E-12,7.5902711943204515E-12,75388950240.047852,0,false,0,2.3994653030643858E-8,2.3994653030643858E-8,23847920.478212405,0,false,0,7.587775524229674E-5,7.587775524229674E-5,7541.3746169722936,0,false,0,0.23994653030643914,0.23994653030643914]
[null,6,14,2598.4500764287236,null,114,10,8,1576.8929265489637,1,1.0241876490131917E-5,1.0241876490131917E-5,3.317547905997534E+16,0,false,0,9.7662621780921789E-24,9.7662621780921789E-24,10469123821709.236,0,false,0,3.1680502222332167E-20,3.1680502222332167E-20,3313220899.8072929,0,false,0,9.1343462629758906E-17,9.1343462629758906E-17,1148369.3634900879,0,false,0,2.8875841670303779E-13,2.8875841670303779E-13,363.26571961707725,0,false,0,9.1313429032561004E-10,9.1313429032561004E-10,0.11487470698500712,0,false,0,2.887584167030383E-6,2.887584167030383E-6]
[null,6,15,2927.6834704156263,null,115,14,2,1580.568458844662,1,0.58352465612506099,0.58352465612506099,1.9420157835530294E+21,0,false,0,5.4156698457384744E-19,5.4156698457384744E-19,6.1283828531835699E+17,0,false,0,1.7567738552852358E-15,1.7567738552852358E-15,193948285424648.06,0,false,0,5.0652545175267558E-12,5.0652545175267558E-12,67222885469.559639,0,false,0,1.6012474593911736E-8,1.6012474593911736E-8,21264734.710981902,0,false,0,5.0635890692340567E-5,5.0635890692340567E-5,6724.4995525945251,0,false,0,0.16012474593911702,0.16012474593911702]
[null,6,16,3278.9352844224059,null,116,12,6,1581.644221232903,1,0.88924907903491357,0.88924907903491357,2.9829950361139355E+21,0,false,0,8.1880564994349484E-19,8.1880564994349484E-19,9.4133815931230272E+17,0,false,0,2.65610053669075E-15,2.65610053669075E-15,297910438001716.63,0,false,0,7.6582567539938472E-12,7.6582567539938472E-12,103256387186.55507,0,false,0,2.4209571559072452E-8,2.4209571559072452E-8,32663276.284544822,0,false,0,7.6557387303502873E-5,7.6557387303502873E-5,10329.034890252331,0,false,0,0.24209571559072551,0.24209571559072551]
[null,6,17,3652.2055184490596,null,117,4,11,1584.3458033226104,1,0.58350539467277784,0.58350539467277784,1.9966019114090236E+21,0,false,0,5.2672603097238222E-19,5.2672603097238222E-19,6.3006392749942054E+17,0,false,0,1.7086317047901165E-15,1.7086317047901165E-15,199399778659308.66,0,false,0,4.9264476673762597E-12,4.9264476673762597E-12,69112384541.692932,0,false,0,1.5573673117341257E-8,1.5573673117341257E-8,21862443.307167657,0,false,0,4.9248278585733204E-5,4.9248278585733204E-5,6913.5116066953842,0,false,0,0.15573673117341305,0.15573673117341305]
[null,6,18,4047.4941724955884,null,118,7,10,1602.7614026990668,1,0.25433105187281169,0.25433105187281169,9.9540416266887574E+20,0,false,0,2.0071777567866163E-19,2.0071777567866163E-19,3.1411782819431443E+17,0,false,0,6.5110272717372848E-16,6.5110272717372848E-16,99410587848559.375,0,false,0,1.8773053915099644E-12,1.8773053915099644E-12,34455919766.311234,0,false,0,5.9346089683257126E-9,5.9346089683257126E-9,10899502.274196126,0,false,0,1.876688136237132E-5,1.876688136237132E-5,3446.7252548644847,0,false,0,5.9346089683257219E-2,5.9346089683257219E-2]
[null,6,19,4464.8012465619931,null,119,9,9,1629.3483056236764,1,0.19361963426949796,0.19361963426949796,9.1753629326327834E+20,0,false,0,1.2620078382866167E-19,1.2620078382866167E-19,2.8954521041640045E+17,0,false,0,4.0937916058741602E-16,4.0937916058741602E-16,91633957046281.969,0,false,0,1.18035092354562E-12,1.18035092354562E-12,31760523101.082123,0,false,0,3.731370084124213E-9,3.731370084124213E-9,10046862.661561197,0,false,0,1.1799628258846607E-5,1.1799628258846607E-5,3177.0969349434904,0,false,0,3.731370084124222E-2,3.731370084124222E-2]
[null,6,20,4904.1267406482748,null,120,13,5,1638.8508949915547,1,0.14359701384397291,0.14359701384397291,7.2808607701788865E+20,0,false,0,8.7477145781188089E-20,8.7477145781188089E-20,2.2976076033093398E+17,0,false,0,2.8376464411746487E-16,2.8376464411746487E-16,72713645004894.891,0,false,0,8.1817027342827797E-13,8.1817027342827797E-13,25202702975.878452,0,false,0,2.5864308834693857E-9,2.5864308834693857E-9,7972415.7783202631,0,false,0,8.1790126023648346E-6,8.1790126023648346E-6,2521.0992313355973,0,false,0,2.5864308834693962E-2,2.5864308834693962E-2]
[null,7,1,423.15287842686581,null,121,14,3,1645.5808125930573,1,0.48375662418283394,0.48375662418283394,2.5725107975828626E+21,0,false,0,2.8098501329945457E-19,2.8098501329945457E-19,8.1180241659483584E+17,0,false,0,9.114793537126138E-16,9.114793537126138E-16,256915552722627.78,0,false,0,2.6280416800007571E-12,2.6280416800007571E-12,89047473341.710556,0,false,0,8.3078649823307031E-9,8.3078649823307031E-9,28168545.340889629,0,false,0,2.6271775837319603E-5,2.6271775837319603E-5,8907.6761650935168,0,false,0,8.3078649823307246E-2,8.3078649823307246E-2]
[null,7,2,466.1468121553857,null,122,5,11,1656.3353101593168,1,0.99270662602726889,0.99270662602726889,5.6943453415146898E+21,0,false,0,5.3454534584668876E-19,5.3454534584668876E-19,1.7969538994785646E+18,0,false,0,1.7339965596071694E-15,1.7339965596071694E-15,568691832968547.25,0,false,0,4.9995814091279312E-12,4.9995814091279312E-12,197109790743.5289,0,false,0,1.580486627411241E-8,1.580486627411241E-8,62352090.063083254,0,false,0,4.9979375540574336E-5,4.9979375540574336E-5,19717.462147129489,0,false,0,0.15804866274112414,0.15804866274112414]
[null,7,3,531.15916590378117,null,123,8,10,1718.3577023095111,1,0.78271781141910701,0.78271781141910701,6.8841889327918843E+21,0,false,0,2.7488064791336796E-19,2.7488064791336796E-19,2.1724306141637732E+18,0,false,0,8.9167757513516399E-16,8.9167757513516399E-16,687521003362568.63,0,false,0,2.5709477927637885E-12,2.5709477927637885E-12,238296232244.41925,0,false,0,8.1273776216884872E-9,8.1273776216884872E-9,75380670.227235913,0,false,0,2.5701024688817925E-5,2.5701024688817925E-5,23837.460946810774,0,false,0,8.127377621688496E-2,8.127377621688496E-2]
[null,7,4,618.18993967205233,null,124,1,12,1718.7690022872443,1,0.53646603935831272,0.53646603935831272,4.7314937215121904E+21,0,false,0,1.8787660944174783E-19,1.8787660944174783E-19,1.4931086162343675E+18,0,false,0,6.0944763046554242E-16,6.0944763046554242E-16,472532253628685.06,0,false,0,1.7572024732291857E-12,1.7572024732291857E-12,163780677394.5159,0,false,0,5.5549350702083987E-9,5.5549350702083987E-9,51809032.46345178,0,false,0,1.7566247076205924E-5,1.7566247076205924E-5,16383.454595411213,0,false,0,5.5549350702084138E-2,5.5549350702084138E-2]
[null,7,5,727.2391334601989,null,125,14,4,1732.6115863613284,1,0.14066832158671849,0.14066832158671849,1.3619352532167657E+21,0,false,0,4.4876880753516354E-20,4.4876880753516354E-20,4.2978335828402496E+17,0,false,0,1.4557484680601432E-16,1.4557484680601432E-16,136015891043639.75,0,false,0,4.1973168498839126E-13,4.1973168498839126E-13,47143395187.265236,0,false,0,1.3268717137274342E-9,1.3268717137274342E-9,14912953.899994897,0,false,0,4.1959367782295994E-6,4.1959367782295994E-6,4715.8900965074754,0,false,0,1.3268717137274367E-2,1.3268717137274367E-2]
[null,7,6,858.30674726822133,null,126,12,7,1734.730255060801,1,0.88924164636732761,0.88924164636732761,8.7327437232841257E+21,0,false,0,2.7968899997453956E-19,2.7968899997453956E-19,2.7557755888630584E+18,0,false,0,9.072752526684992E-16,9.072752526684992E-16,872135379396918.63,0,false,0,2.6159201187982013E-12,2.6159201187982013E-12,302283965000.18506,0,false,0,8.2695458435544157E-9,8.2695458435544157E-9,95622023.336434513,0,false,0,2.615060008081046E-5,2.615060008081046E-5,30238.338821690562,0,false,0,8.2695458435544378E-2,8.2695458435544378E-2]
[null,7,7,1011.3927810961194,null,127,11,8,1736.0960189331463,1,0.37596585018748158,0.37596585018748158,3.7260888400668619E+21,0,false,0,1.1717368961457941E-19,1.1717368961457941E-19,1.1758348799373289E+18,0,false,0,3.8009642446018436E-16,3.8009642446018436E-16,372122898274662.94,0,false,0,1.0959208695533022E-12,1.0959208695533022E-12,128978582700.78415,0,false,0,3.4644665968785933E-9,3.4644665968785933E-9,40800024.059850745,0,false,0,1.0955605323708809E-5,1.0955605323708809E-5,12902.100461879791,0,false,0,3.4644665968786098E-2,3.4644665968786098E-2]
[null,7,8,1186.4972349438929,null,128,6,11,1742.8604145872691,1,0.58348769457399652,0.58348769457399652,6.0502387568284092E+21,0,false,0,1.738110578860253E-19,1.738110578860253E-19,1.9092625183085545E+18,0,false,0,5.638207847805044E-16,5.638207847805044E-16,604234756089242.75,0,false,0,1.6256479276447612E-12,1.6256479276447612E-12,209429042986.28357,0,false,0,5.1390598537518412E-9,5.1390598537518412E-9,66249060.997163028,0,false,0,1.6251134169787663E-5,1.6251134169787663E-5,20949.79255984605,0,false,0,5.1390598537518511E-2,5.1390598537518511E-2]
[null,7,9,{"$f":"3.141625/2*SQRT($H$2/$I$2)*((1+($D$8-1)/B138)*(B138/$C$2)^2+(1+($D$8-1)/C138)*(C138/$D$2)^2)","v":1383.6201088115417},null,129,2,12,1747.1517163502124,1,{"$f":"ABS(SIN(G138*3.1416*$J$2/$C$2)*SIN(H138*3.1416*$K$2/$D$2))*(1/F138^$N$2)+(1-1/F138^$N$2)","v":0.63065173952968223},{"$f":"$J138*$K138","v":0.63065173952968223},{"$f":"10^(LOG10($I138/22.27)/LOG10(2)*70/20)*$L138","v":6.7289597603141302E+21},{"$f":"IF($I138<22.27,M138,0)","v":0},{"$f":"AND($I138>22.27,$I138<44.45)","v":false},{"$f":"IF($O138=TRUE,$L138,0)","v":0},{"$f":"10^(LOG10(44.45/$I138)/LOG10(2)*70/20)*$L138","v":1.8256510784540049E-19},{"$f":"IF($I138>44.45,Q138,0)","v":1.8256510784540049E-19},{"$f":"10^(LOG10($I138/44.548)/LOG10(2)*70/20)*$L138","v":2.1234452347974899E+18},{"$f":"IF($I138<44.528,S138,0)","v":0},{"$f":"AND($I138>44.548,$I138<89.095)","v":false},{"$f":"IF($U138=TRUE,$L138,0)","v":0},{"$f":"10^(LOG10(89.095/$I138)/LOG10(2)*70/20)*$L138","v":5.9221780035670208E-16},{"$f":"IF($I138>89.095,W138,0)","v":5.9221780035670208E-16},{"$f":"10^(LOG10($I138/89.09)/LOG10(2)*70/20)*$L138","v":672018332321009.63},{"$f":"IF($I138<89.09,Y138,0)","v":0},{"$f":"AND($I138>89.09,$I138<176.78)","v":false},{"$f":"IF($AA138=TRUE,$L138,0)","v":0},{"$f":"10^(LOG10(176.78/$I138)/LOG10(2)*70/20)*$L138","v":1.7075242095571121E-12},{"$f":"IF($I138>176.78,AC138,0)","v":1.7075242095571121E-12},{"$f":"10^(LOG10($I138/176.78)/LOG10(2)*70/20)*$L138","v":232922973709.97333},{"$f":"IF($I138<176.78,AE138,0)","v":0},{"$f":"AND($I138>176.78,$I138<353.55)","v":false},{"$f":"IF($AG138=TRUE,$L138,0)","v":0},{"$f":"10^(LOG10(353.55/$I138)/LOG10(2)*70/20)*$L138","v":5.3978902598901729E-9},{"$f":"IF($I138>353.55,AI138,0)","v":5.3978902598901729E-9},{"$f":"10^(LOG10($I138/353.55)/LOG10(2)*70/20)*$L138","v":73680937.815120816},{"$f":"IF($I138<353.55,AK138,0)","v":0},{"$f":"AND($I138>353.55,$I138<707.1)","v":false},{"$f":"IF($AM138=TRUE,$L138,0)","v":0},{"$f":"10^(LOG10(707.1/$I138)/LOG10(2)*70/20)*$L138","v":1.7069627780891157E-5},{"$f":"IF($I138>707.1,AO138,0)","v":1.7069627780891157E-5},{"$f":"10^(LOG10($I138/707.1)/LOG10(2)*70/20)*$L138","v":23299.958363301204},{"$f":"IF($I138<707.1,AQ138,0)","v":0},{"$f":"AND($I138>707.1,$I138<1414.2)","v":false},{"$f":"IF($AS138=TRUE,$L138,0)","v":0},{"$f":"10^(LOG10(1414.2/$I138)/LOG10(2)*70/20)*$L138","v":5.3978902598901771E-2},{"$f":"IF($I138>1414.2,AU138,0)","v":5.3978902598901771E-2}]
[null,7,10,1602.7614026990668,null,130,15,1,1754.920007865308,{"$f":"IF(ABS(I139-I138)>0.0001,1,$M$2)","v":1},0.66312392684679,0.66312392684679,7.4499671858411953E+21,0,false,0,1.8231464251954476E-19,1.8231464251954476E-19,2.3509721983288602E+18,0,false,0,5.9140532295564777E-16,5.9140532295564777E-16,744025035430066.13,0,false,0,1.7051816173027618E-12,1.7051816173027618E-12,257880649131.24765,0,false,0,5.3904847684529747E-9,5.3904847684529747E-9,81575843.592060983,0,false,0,1.7046209560756795E-5,1.7046209560756795E-5,25796.546780056327,0,false,0,5.3904847684529848E-2,5.3904847684529848E-2]
[null,7,11,1843.9211166064672,null,131,13,6,1769.9185087995772,1,0.28891154541047542,0.28891154541047542,3.5834090554199753E+21,0,false,0,7.1948197995989777E-20,7.1948197995989777E-20,1.1308096873960945E+18,0,false,0,2.3339072870865738E-16,2.3339072870865738E-16,357873529226591.38,0,false,0,6.7292864097664351E-13,6.7292864097664351E-13,124039721285.047,0,false,0,2.1272875291596047E-9,2.1272875291596047E-9,39237705.259544477,0,false,0,6.7270738302162345E-6,6.7270738302162345E-6,12408.051877852835,0,false,0,2.1272875291596164E-2,2.1272875291596164E-2]
[null,7,12,2107.0992505337435,null,132,10,9,1774.0158004166126,1,5.2746596166265517E-6,5.2746596166265517E-6,6.7205011068126728E+16,0,false,0,1.2787149255439536E-24,1.2787149255439536E-24,21207759533468.254,0,false,0,4.1479872546630595E-21,4.1479872546630595E-21,6711735702.1479416,0,false,0,1.1959769959642364E-17,1.1959769959642364E-17,2326301.7737928908,0,false,0,3.7807678166053883E-14,3.7807678166053883E-14,735.88317031992028,0,false,0,1.1955837604734781E-10,1.1955837604734781E-10,0.2327066909996566,0,false,0,3.7807678166053893E-7,3.7807678166053893E-7]
[null,7,13,2392.2958044808947,null,133,3,12,1790.0700280044268,1,0.20490729537792526,0.20490729537792526,2.8990434665723179E+21,0,false,0,4.4734916215447778E-20,4.4734916215447778E-20,9.1484571967129779E+17,0,false,0,1.4511433204798614E-16,1.4511433204798614E-16,289526230669729.13,0,false,0,4.1840389629693867E-13,4.1840389629693867E-13,100350403212.54178,0,false,0,1.3226742577823477E-9,1.3226742577823477E-9,31744021.214636408,0,false,0,4.1826632570649045E-6,4.1826632570649045E-6,10038.340913095595,0,false,0,1.3226742577823468E-2,1.3226742577823468E-2]
[null,7,14,2699.5107784479219,null,134,15,2,1797.913941593828,1,0.99270928224768706,0.99270928224768706,1.4777371027821595E+22,0,false,0,2.0598400645882152E-19,2.0598400645882152E-19,4.6632673116769208E+18,0,false,0,6.6818570455974087E-16,6.6818570455974087E-16,1475809722146682.5,0,false,0,1.926560239034567E-12,1.926560239034567E-12,511518767539.05792,0,false,0,6.0903152594678223E-9,6.0903152594678223E-9,161809639.9080053,0,false,0,1.9259267888397649E-5,1.9259267888397649E-5,51168.700948097663,0,false,0,6.0903152594678191E-2,6.0903152594678191E-2]
[null,7,15,3028.7441724348241,null,135,14,5,1841.6607801494752,1,0.27317343919454529,0.27317343919454529,5.3778095106666665E+21,0,false,0,4.2860579546497892E-20,4.2860579546497892E-20,1.697065279900074E+18,0,false,0,1.3903422423158242E-16,1.3903422423158242E-16,537079534969542.63,0,false,0,4.0087329980528704E-13,4.0087329980528704E-13,186152901471.91724,0,false,0,1.2672558716050325E-9,1.2672558716050325E-9,58886077.82646282,0,false,0,4.0074149324938112E-6,4.0074149324938112E-6,18621.412840555953,0,false,0,1.2672558716050334E-2,1.2672558716050334E-2]
[null,7,16,3379.9959864416037,null,136,7,11,1843.9211166064672,1,0.30677778322967686,0.30677778322967686,6.1261044823142296E+21,0,false,0,4.7451497594999779E-20,4.7451497594999779E-20,1.9332033232777741E+18,0,false,0,1.5392657370837084E-16,1.5392657370837084E-16,611811433634855.38,0,false,0,4.4381197414686718E-13,4.4381197414686718E-13,212055135430.32678,0,false,0,1.4029952366481325E-9,1.4029952366481325E-9,67079777.482464679,0,false,0,4.4366604941750625E-6,4.4366604941750625E-6,21212.488178186275,0,false,0,1.4029952366481432E-2,1.4029952366481432E-2]
[null,7,17,3753.2662204682579,null,137,4,12,1847.5239372498868,1,0.38976949761371305,0.38976949761371305,7.9620473914597636E+21,0,false,0,5.8935565307843709E-20,5.8935565307843709E-20,2.512568390190186E+18,0,false,0,1.9117941681904357E-16,1.9117941681904357E-16,795166266475026,0,false,0,5.5122200378122251E-13,5.5122200378122251E-13,275606307854.03613,0,false,0,1.7425438940157503E-9,1.7425438940157503E-9,87183032.686735347,0,false,0,5.5104076279088058E-6,5.5104076279088058E-6,27569.695661099366,0,false,0,1.7425438940157467E-2,1.7425438940157467E-2]
[null,7,18,4148.5548745147862,null,138,9,10,1848.4895995112013,1,0.66580612945327122,0.66580612945327122,1.3683690467325842E+22,0,false,0,1.0006422810459563E-19,1.0006422810459563E-19,4.3181365845960172E+18,0,false,0,3.2459552519025916E-16,3.2459552519025916E-16,1366584312494069.5,0,false,0,9.3589675494799795E-13,9.3589675494799795E-13,473661009800.35724,0,false,0,2.9585922996119188E-9,2.9585922996119188E-9,149834028.1882346,0,false,0,9.355890334609001E-6,9.355890334609001E-6,47381.680007269257,0,false,0,2.9585922996119254E-2,2.9585922996119254E-2]
[null,7,19,4565.8619485811914,null,139,15,3,1862.9262953422233,1,0.82298097626946265,0.82298097626946265,1.8515186701964669E+22,0,false,0,1.1298948007060669E-19,1.1298948007060669E-19,5.8428028066907812E+18,0,false,0,3.6652338522170134E-16,3.6652338522170134E-16,1849103774323281.5,0,false,0,1.0567861237165301E-12,1.0567861237165301E-12,640903274656.47339,0,false,0,3.3407523548237761E-9,3.3407523548237761E-9,202738070.75926319,0,false,0,1.0564386539814102E-5,1.0564386539814102E-5,64111.407202765506,0,false,0,3.3407523548237755E-2,3.3407523548237755E-2]
[null,7,20,5005.1874426674731,null,140,12,8,1909.8347089085744,1,0.44196278163139063,0.44196278163139063,1.3276822433655488E+22,0,false,0,4.5442661866082095E-20,4.5442661866082095E-20,4.1897420008768829E+18,0,false,0,1.4741016818763566E-16,1.4741016818763566E-16,1325950576047266,0,false,0,4.2502341328421502E-13,4.2502341328421502E-13,459577270903.75513,0,false,0,1.343600125814427E-9,1.343600125814427E-9,145378894.05819741,0,false,0,4.2488366620624027E-6,4.2488366620624027E-6,45972.842894022142,0,false,0,1.3436001258144337E-2,1.3436001258144337E-2]
[null,8,1,538.74917803731012,null,141,5,12,1919.5134440865934,1,0.66310743043161768,0.66310743043161768,2.1126007600231028E+22,0,false,0,6.4289029594144851E-20,6.4289029594144851E-20,6.6666946700408863E+18,0,false,0,2.0854536851341746E-16,2.0854536851341746E-16,2109845340410427,0,false,0,6.0129274282737052E-13,6.0129274282737052E-13,731276852313.2876,0,false,0,1.9008294123644461E-9,1.9008294123644461E-9,231326105.0325734,0,false,0,6.0109503865110666E-6,6.0109503865110666E-6,73151.737415827083,0,false,0,1.9008294123644447E-2,1.9008294123644447E-2]
[null,8,2,581.74311176583001,null,142,13,7,1923.0045426274751,1,0.28890913058258366,0.28890913058258366,9.4009139091445708E+21,0,false,0,2.7424516044474473E-20,2.7424516044474473E-20,2.9666288035853215E+18,0,false,0,8.8961613527263189E-17,8.8961613527263189E-17,938865249986543.63,0,false,0,2.5650041036856897E-13,2.5650041036856897E-13,325412679122.21802,0,false,0,8.1085882064621536E-10,8.1085882064621536E-10,102938370.53836823,0,false,0,2.5641607340800065E-6,2.5641607340800065E-6,32551.970952761658,0,false,0,8.1085882064621511E-3,8.1085882064621511E-3]
[null,8,3,646.75546551422553,null,143,11,9,1933.2188928007949,1,0.19362583498495545,0.19362583498495545,6.7007283351061183E+21,0,false,0,1.7281884949999364E-20,1.7281884949999364E-20,2.1145362967944637E+18,0,false,0,5.6060218800259206E-17,5.6060218800259206E-17,669198871964116.63,0,false,0,1.616367841980696E-13,1.616367841980696E-13,231945742793.79251,0,false,0,5.1097232951621596E-10,5.1097232951621596E-10,73371808.624387369,0,false,0,1.6158363825933202E-6,1.6158363825933202E-6,23202.203129905014,0,false,0,5.1097232951621526E-3,5.1097232951621526E-3]
[null,8,4,733.78623928249669,null,144,15,4,1949.9570691104946,1,0.2393090799018609,0.2393090799018609,9.1547956155457586E+21,0,false,0,1.9322184036846608E-20,1.9322184036846608E-20,2.888961714413356E+18,0,false,0,6.2678687419715547E-17,6.2678687419715547E-17,914285521304937.5,0,false,0,1.8071962059898365E-13,1.8071962059898365E-13,316893293233.24902,0,false,0,5.7129771533682819E-10,5.7129771533682819E-10,100243418.07442804,0,false,0,1.8066020025148894E-6,1.8066020025148894E-6,31699.752155568229,0,false,0,5.7129771533683052E-3,5.7129771533683052E-3]
[null,8,5,842.83543307064326,null,145,8,11,1959.5174162169114,1,0.9441255140234297,0.9441255140234297,3.8230971119607659E+22,0,false,0,7.201627462433646E-20,7.201627462433646E-20,1.2064475986971927E+19,0,false,0,2.3361156056186078E-16,2.3361156056186078E-16,3818110728843452,0,false,0,6.7356535898032244E-13,6.7356535898032244E-13,1323365244880.4839,0,false,0,2.129300346249462E-9,2.129300346249462E-9,418622477.47250158,0,false,0,6.7334389167334474E-6,6.7334389167334474E-6,132380.05085556369,0,false,0,2.1293003462494606E-2,2.1293003462494606E-2]
[null,8,6,973.90304687866569,null,146,14,6,1972.7283939574975,1,0.54961421808217636,0.54961421808217636,2.406425139664352E+22,0,false,0,3.8773059836687332E-20,3.8773059836687332E-20,7.593910764416044E+18,0,false,0,1.2577483441702613E-16,1.2577483441702613E-16,2403286491249737.5,0,false,0,3.6264289015080888E-13,3.6264289015080888E-13,832984175127.38416,0,false,0,1.1464004513711658E-9,1.1464004513711658E-9,263499363.03390393,0,false,0,3.6252365369780046E-6,3.6252365369780046E-6,83325.814919071025,0,false,0,1.1464004513711705E-2,1.1464004513711705E-2]
[null,8,7,1126.9890807065635,null,147,16,1,1986.8010882057206,1,0.38975554689512582,0.38975554689512582,1.8535297570919581E+22,0,false,0,2.5314628588172567E-20,2.5314628588172567E-20,5.8491491559588813E+18,0,false,0,8.2117409160297295E-17,8.2117409160297295E-17,1851112238201491.3,0,false,0,2.367667167093903E-13,2.367667167093903E-13,641599412479.81067,0,false,0,7.4847592018814751E-10,7.4847592018814751E-10,202958281.27287319,0,false,0,2.3668886815849547E-6,2.3668886815849547E-6,64181.043881537582,0,false,0,7.4847592018814999E-3,7.4847592018814999E-3]
[null,8,8,1302.0935345543373,null,148,10,10,1993.1570943041379,1,1.8138143462462109E-5,1.8138143462462109E-5,8.9521639012107392E+17,0,false,0,1.1351262150350056E-24,1.1351262150350056E-24,282501760365182.56,0,false,0,3.6822038894996676E-21,3.6822038894996676E-21,89404877868.895706,0,false,0,1.0616790447803212E-17,1.0616790447803212E-17,30987919.548975449,0,false,0,3.3562200423709536E-14,3.3562200423709536E-14,9802.4636082098204,0,false,0,1.0613299662599003E-10,1.0613299662599003E-10,3.0998111682855547,0,false,0,3.3562200423709463E-7,3.3562200423709463E-7]
[null,8,9,1499.2164084219862,null,149,1,13,2003.9655562343955,1,1.7830140664581112E-5,1.7830140664581112E-5,9.3712596729502029E+17,0,false,0,1.0478474960277283E-24,1.0478474960277283E-24,295727087178286.5,0,false,0,3.3990829163933512E-21,3.3990829163933512E-21,93590369410.518356,0,false,0,9.8004760521176662E-18,9.8004760521176662E-18,32438619.759705938,0,false,0,3.0981636411312985E-14,3.0981636411312985E-14,10261.366181505617,0,false,0,9.7972536698954139E-11,9.7972536698954139E-11,3.2449289038582454,0,false,0,3.0981636411313003E-7,3.0981636411313003E-7]
[null,8,10,1718.3577023095111,null,150,6,12,2006.0385485145455,1,0.38975767431495228,0.38975767431495228,2.0732827715035879E+22,0,false,0,2.2631707671860888E-20,2.2631707671860888E-20,6.5426196297115361E+18,0,false,0,7.3414357726532217E-17,7.3414357726532217E-17,2070578633495482.3,0,false,0,2.1167346383650827E-13,2.1167346383650827E-13,717666928740.45386,0,false,0,6.6915017797414274E-10,6.6915017797414274E-10,227020853.74513727,0,false,0,2.1160386591053272E-6,2.1160386591053272E-6,71790.297419059774,0,false,0,6.6915017797414432E-3,6.6915017797414432E-3]
[null,8,11,1959.5174162169114,null,151,16,2,2029.7950219342406,1,0.58347155568661713,0.58347155568661713,3.5590169506273647E+22,0,false,0,2.9545805516912024E-20,2.9545805516912024E-20,1.1231123165492621E+19,0,false,0,9.5842804572545595E-17,9.5842804572545595E-17,3554375001569564,0,false,0,2.763407466322399E-13,2.763407466322399E-13,1231953884630.7913,0,false,0,8.73578843748188E-10,8.73578843748188E-10,389706159.58906376,0,false,0,2.7624988619806196E-6,2.7624988619806196E-6,123235.90824985091,0,false,0,8.7357884374819009E-3,8.7357884374819009E-3]
[null,8,12,2222.6955501441876,null,152,2,13,2032.348270297364,1,2.096052387514987E-5,2.096052387514987E-5,1.2973588348619758E+18,0,false,0,1.0459975456301826E-24,1.0459975456301826E-24,409405098832313.38,0,false,0,3.393081914514442E-21,3.393081914514442E-21,129566671771.14645,0,false,0,9.7831735394548908E-18,9.7831735394548908E-18,44908082.162591137,0,false,0,3.0926939052381465E-14,3.0926939052381465E-14,14205.853362229102,0,false,0,9.7799568462734965E-11,9.7799568462734965E-11,4.4922852731004941,0,false,0,3.0926939052381484E-7,3.0926939052381484E-7]
[null,8,13,2507.8921040913392,null,153,15,5,2059.0062628986411,1,0.4647306774537211,0.4647306774537211,3.347043188816893E+22,0,false,0,1.9930944527433813E-20,1.9930944527433813E-20,1.0562201533544147E+19,0,false,0,6.4653428392590814E-17,6.4653428392590814E-17,3342677712565341.5,0,false,0,1.8641333331204011E-13,1.8641333331204011E-13,1158579157023.4485,0,false,0,5.8929689580197171E-10,5.8929689580197171E-10,366495401.73239094,0,false,0,1.8635204088011527E-6,1.8635204088011527E-6,115896.02214527728,0,false,0,5.8929689580197314E-3,5.8929689580197314E-3]
[null,8,14,2815.1070780583659,null,154,3,13,2075.2665819515778,1,6.8103582179356576E-6,6.8103582179356576E-6,5.3746417277745216E+17,0,false,0,2.6654890673606191E-25,2.6654890673606191E-25,169606562858296.06,0,false,0,8.6465047509728823E-22,8.6465047509728823E-22,53676316984.741936,0,false,0,2.4930213481331169E-18,2.4930213481331169E-18,18604324.865222614,0,false,0,7.8810335908949078E-15,7.8810335908949078E-15,5885.1391155328256,0,false,0,2.4922016463523646E-11,2.4922016463523646E-11,1.8610443952032409,0,false,0,7.8810335908949481E-8,7.8810335908949481E-8]
[null,8,15,3144.3404720452686,null,155,9,11,2089.6493134186017,1,0.80310495690691897,0.80310495690691897,6.8679399092609224E+22,0,false,0,2.9007121864043474E-20,2.9007121864043474E-20,2.1673029402266472E+19,0,false,0,9.4095383875595798E-17,9.4095383875595798E-17,6858982203345752,0,false,0,2.7130245980174307E-13,2.7130245980174307E-13,2377337722185.7397,0,false,0,8.5765162042880661E-10,8.5765162042880661E-10,752027462.4864409,0,false,0,2.712132559489241E-6,2.712132559489241E-6,237811.96444539895,0,false,0,8.5765162042880944E-3,8.5765162042880944E-3]
[null,8,16,3495.5922860520482,null,156,16,3,2094.8073756826357,1,0.48371260258310445,0.48371260258310445,4.256867934275509E+22,0,false,0,1.6977398459188015E-20,1.6977398459188015E-20,1.3433318450662748E+19,0,false,0,5.5072503666986022E-17,5.5072503666986022E-17,4251315793229029.5,0,false,0,1.5878893413143238E-13,1.5878893413143238E-13,1473515035399.4614,0,false,0,5.0196959792957629E-10,5.0196959792957629E-10,466119627.28975111,0,false,0,1.5873672456164032E-6,1.5873672456164032E-6,147399.96843443907,0,false,0,5.0196959792957671E-3,5.0196959792957671E-3]
[null,8,17,3868.8625200787023,null,157,13,8,2098.1089964752487,1,0.14359098397224687,0.14359098397224687,1.2870104677039928E+22,0,false,0,4.9483313961365666E-21,4.9483313961365666E-21,4.0613948398064604E+18,0,false,0,1.6051752547028749E-17,1.6051752547028749E-17,1285331847705582.8,0,false,0,4.6281547199971013E-14,4.6281547199971013E-14,445498733848.09772,0,false,0,1.4630698144430217E-10,1.4630698144430217E-10,140925405.43574333,0,false,0,4.6266329894798889E-7,4.6266329894798889E-7,44564.526135962013,0,false,0,1.4630698144430317E-3,1.4630698144430317E-3]
[null,8,18,4264.1511741252307,null,158,12,9,2106.9575827762233,1,0.22761485539970705,0.22761485539970705,2.1424281171474969E+22,0,false,0,7.4693267803423512E-21,7.4693267803423512E-21,6.7608203025435136E+18,0,false,0,2.4229538317615768E-17,2.4229538317615768E-17,2139633794356186.5,0,false,0,6.9860316996215656E-14,6.9860316996215656E-14,741601593382.92712,0,false,0,2.2084508234558035E-10,2.2084508234558035E-10,234592148.7061193,0,false,0,6.9837347025947273E-7,6.9837347025947273E-7,74184.551110426182,0,false,0,2.2084508234557951E-3,2.2084508234557951E-3]
[null,8,19,4681.458248191635,null,159,7,12,2107.0992505337435,1,0.2049211944570529,0.2049211944570529,1.9303321216639197E+22,0,false,0,6.7193650012605781E-21,6.7193650012605781E-21,6.0915129400809441E+18,0,false,0,2.1796758470463529E-17,2.1796758470463529E-17,1927814431105626,0,false,0,6.2845954234689276E-14,6.2845954234689276E-14,668184554583.88843,0,false,0,1.9867101288415739E-10,1.9867101288415739E-10,211368006.4750599,0,false,0,6.2825290576659757E-7,6.2825290576659757E-7,66840.43249504047,0,false,0,1.9867101288415802E-3,1.9867101288415802E-3]
[null,8,20,5120.7837422779176,null,160,14,7,2125.8144277853953,1,0.54960962420642223,0.54960962420642223,5.7378654449804578E+22,0,false,0,1.6260908710478306E-20,1.6260908710478306E-20,1.8106874570586137E+19,0,false,0,5.2748302794394457E-17,5.2748302794394457E-17,5730381670818728,0,false,0,1.5208763394181818E-13,1.5208763394181818E-13,1986162393294.1396,0,false,0,4.8078519373802239E-10,4.8078519373802239E-10,628286276.18869972,0,false,0,1.5203762774974748E-6,1.5203762774974748E-6,198681.56553819051,0,false,0,4.8078519373802222E-3,4.8078519373802222E-3]
[null,9,1,668.88107523900021,null,161,4,13,2132.720491197038,1,1.2954491914396573E-5,1.2954491914396573E-5,1.4044094813097311E+18,0,false,0,3.6909106259152468E-25,3.6909106259152468E-25,443186870930600.31,0,false,0,1.197284080177944E-21,1.197284080177944E-21,140257774030.96063,0,false,0,3.4520940630116327E-18,3.4520940630116327E-18,48613640.79220923,0,false,0,1.0912890613591029E-14,1.0912890613591029E-14,15378.039302543983,0,false,0,3.4509590195220003E-11,3.4509590195220003E-11,4.8629630143626317,0,false,0,1.0912890613591018E-7,1.0912890613591018E-7]
[null,9,2,711.87500896752022,null,162,11,10,2152.36018668832,1,0.66582745205505256,0.66582745205505256,8.0301054518695861E+22,0,false,0,1.7052523591833125E-20,1.7052523591833125E-20,2.534045344907486E+19,0,false,0,5.5316199964331764E-17,5.5316199964331764E-17,8019631958499463,0,false,0,1.5949157651612198E-13,1.5949157651612198E-13,2779621379347.9575,0,false,0,5.0419081767174675E-10,5.0419081767174675E-10,879282565.98824203,0,false,0,1.5943913591853878E-6,1.5943913591853878E-6,278053.56154001504,0,false,0,5.041908176717457E-3,5.041908176717457E-3]
[null,9,3,776.88736271591574,null,163,16,4,2181.8381494509072,1,0.14065552084304292,0.14065552084304292,1.9870202480280606E+22,0,false,0,3.0753729284566716E-21,3.0753729284566716E-21,6.2704025992337623E+18,0,false,0,9.9761154388244267E-18,9.9761154388244267E-18,1984428620369027,0,false,0,2.8763840970111295E-14,2.8763840970111295E-14,687807152187.54492,0,false,0,9.0929344451206731E-11,9.0929344451206731E-11,217575257.61382663,0,false,0,2.8754383461180722E-7,2.8754383461180722E-7,68803.337655758252,0,false,0,9.0929344451206955E-4,9.0929344451206955E-4]
[null,9,4,863.91813648418679,null,164,15,6,2190.0738767066637,1,0.93501984915020719,0.93501984915020719,1.3800360091162253E+23,0,false,0,1.9567608723377736E-20,1.9567608723377736E-20,4.3549537993819308E+19,0,false,0,6.3474813633130757E-17,6.3474813633130757E-17,1.3782360579102838E+16,0,false,0,1.8301506795374247E-13,1.8301506795374247E-13,4776995293774.6533,0,false,0,5.7855417053025534E-10,5.7855417053025534E-10,1511115402.5622168,0,false,0,1.8295489286650802E-6,1.8295489286650802E-6,477856.64794588275,0,false,0,5.7855417053025776E-3,5.7855417053025776E-3]
[null,9,5,972.96733027233336,null,165,5,13,2204.7099980337448,1,2.2039230618338811E-5,2.2039230618338811E-5,3.5147852039047557E+18,0,false,0,4.2685520599520474E-25,4.2685520599520474E-25,1109154187038846.4,0,false,0,1.3846635545460056E-21,1.3846635545460056E-21,351020094536.03644,0,false,0,3.992359804204848E-18,3.992359804204848E-18,121664306.34251526,0,false,0,1.2620799154984743E-14,1.2620799154984743E-14,38486.286033359364,0,false,0,3.9910471221280218E-11,3.9910471221280218E-11,12.170432254614258,0,false,0,1.2620799154984737E-7,1.2620799154984737E-7]
[null,9,6,1104.0349440803559,null,166,8,12,2222.6955501441876,1,0.63065625552882065,0.63065625552882065,1.1054017506572232E+23,0,false,0,1.1113523725415799E-20,1.1113523725415799E-20,3.4882956111783006E+19,0,false,0,3.6050845928626816E-17,3.6050845928626816E-17,1.1039599989920556E+16,0,false,0,1.0394434642300013E-13,1.0394434642300013E-13,3826348679119.9507,0,false,0,3.2859280822313628E-10,3.2859280822313628E-10,1210395671.1296918,0,false,0,1.0391016967360203E-6,1.0391016967360203E-6,382760.71907779225,0,false,0,3.2859280822313732E-3,3.2859280822313732E-3]
[null,9,7,1257.1209779082535,null,167,17,1,2233.2177661373789,1,0.20494019179663767,0.20494019179663767,3.7949157074302044E+22,0,false,0,3.4185241797309401E-21,3.4185241797309401E-21,1.1975544456257268E+19,0,false,0,1.1089254097233274E-17,1.1089254097233274E-17,3789966080711082,0,false,0,3.1973321007155464E-14,3.1973321007155464E-14,1313610250378.5308,0,false,0,1.0107527440892449E-10,1.0107527440892449E-10,415536662.74225992,0,false,0,3.1962808225872959E-7,3.1962808225872959E-7,131404.23055707751,0,false,0,1.0107527440892409E-3,1.0107527440892409E-3]
[null,9,8,1432.2254317560275,null,168,10,11,2234.316808211538,1,2.1878490268261345E-5,2.1878490268261345E-5,4.0745226002134211E+18,0,false,0,3.6286450021344002E-25,3.6286450021344002E-25,1285789469350900,0,false,0,1.1770859102272486E-21,1.1770859102272486E-21,406920828825.38165,0,false,0,3.3938572721572926E-18,3.3938572721572926E-18,141039618.94488943,0,false,0,1.0728790262708447E-14,1.0728790262708447E-14,44615.313068630305,0,false,0,3.392741376839485E-11,3.392741376839485E-11,14.108600781834742,0,false,0,1.0728790262708446E-7,1.0728790262708446E-7]
[null,9,9,1629.3483056236764,null,169,17,2,2276.2116998658989,1,0.3067994117925234,0.3067994117925234,7.0911607616390138E+22,0,false,0,4.0999468549362238E-21,4.0999468549362238E-21,2.237744326737118E+19,0,false,0,1.3299701879867534E-17,1.3299701879867534E-17,7081911913579888,0,false,0,3.8346640249732241E-14,3.8346640249732241E-14,2454605630721.3403,0,false,0,1.2122285279763549E-10,1.2122285279763549E-10,776469757.1782794,0,false,0,3.8334031930384409E-7,3.8334031930384409E-7,245541.2966921225,0,false,0,1.21222852797636E-3,1.21222852797636E-3]
[null,9,10,1848.4895995112013,null,170,16,5,2290.8873432390537,1,0.27314858055448582,0.27314858055448582,6.803195622134943E+22,0,false,0,3.3874387418764149E-21,3.3874387418764149E-21,2.1468717067410711E+19,0,false,0,1.0988416922777491E-17,1.0988416922777491E-17,6794322360797198,0,false,0,3.1682580140361396E-14,3.1682580140361396E-14,2354926484155.9512,0,false,0,1.0015617335944256E-10,1.0015617335944256E-10,744938075.77060652,0,false,0,3.1672162954251674E-7,3.1672162954251674E-7,235570.10352182077,0,false,0,1.0015617335944235E-3,1.0015617335944235E-3]
[null,9,11,2089.6493134186017,null,171,6,13,2291.2351024616969,1,1.2954098951814495E-5,1.2954098951814495E-5,3.2321214576360899E+18,0,false,0,1.6036635609105453E-25,1.6036635609105453E-25,1019954517781761,0,false,0,5.2020789611061838E-22,5.2020789611061838E-22,322790587132.02545,0,false,0,1.4999001652375822E-18,1.4999001652375822E-18,111879899.43772073,0,false,0,4.7415412603980291E-15,4.7415412603980291E-15,35391.167225509853,0,false,0,1.4994070002523368E-11,1.4994070002523368E-11,11.191669748451268,0,false,0,4.74154126039804E-8,4.74154126039804E-8]
[null,9,12,2352.8274473458778,null,172,13,9,2295.2318703428973,1,7.3950663747979414E-2,7.3950663747979414E-2,1.8828813665980815E+22,0,false,0,8.9711415343427473E-22,8.9711415343427473E-22,5.9417734806085437E+18,0,false,0,2.9101232808714312E-18,2.9101232808714312E-18,1880425565036322,0,false,0,8.3906730798885511E-15,8.3906730798885511E-15,651759473489.02722,0,false,0,2.65249138128474E-11,2.65249138128474E-11,206172231.41052923,0,false,0,8.3879142388259169E-8,8.3879142388259169E-8,65197.384153658066,0,false,0,2.6524913812847508E-4,2.6524913812847508E-4]
[null,9,13,2638.024001293029,null,173,14,8,2300.9188816331693,1,0.27316196819836502,0.27316196819836502,7.1580853601098099E+22,0,false,0,3.2198089757842121E-21,3.2198089757842121E-21,2.2588635969921688E+19,0,false,0,1.0444647455977195E-17,1.0444647455977195E-17,7148749223740089,0,false,0,3.0114745589592597E-14,3.0114745589592597E-14,2477771583625.5229,0,false,0,9.5199875344253407E-11,9.5199875344253407E-11,783797884.19028389,0,false,0,3.0104843905194817E-7,3.0104843905194817E-7,247858.65392621676,0,false,0,9.5199875344253884E-4,9.5199875344253884E-4]
[null,9,14,2945.2389752600561,null,174,1,14,2311.1805302014222,1,0.53649273142207965,0.53649273142207965,1.4805050651791832E+23,0,false,0,6.0048795500462889E-21,6.0048795500462889E-21,4.6720021187962921E+19,0,false,0,1.9479059281945229E-17,1.9479059281945229E-17,1.4785740743500432E+16,0,false,0,5.6163400160019713E-14,5.6163400160019713E-14,5124768978528.0029,0,false,0,1.7754586962179382E-10,1.7754586962179382E-10,1621127269.7125766,0,false,0,5.6144933716016744E-7,5.6144933716016744E-7,512645.4549301829,0,false,0,1.7754586962179459E-3,1.7754586962179459E-3]
[null,9,15,3274.4723692469588,null,175,12,10,2326.0988766637483,1,0.78270660127788028,0.78270660127788028,2.3277358194053035E+23,0,false,0,8.1292563126498278E-21,8.1292563126498278E-21,7.3455923495563805E+19,0,false,0,2.6370265100657011E-17,2.6370265100657011E-17,2.3246998037741184E+16,0,false,0,7.6032611726108783E-14,7.6032611726108783E-14,8057458632235.834,0,false,0,2.4035717442438209E-10,2.4035717442438209E-10,2548830194.6930561,0,false,0,7.6007612314341965E-7,7.6007612314341965E-7,806010.87842404551,0,false,0,2.4035717442438291E-3,2.4035717442438291E-3]
[null,9,16,3625.7241832537384,null,176,2,14,2339.563244264391,1,0.63068311783736863,0.63068311783736863,2.0058096566488164E+23,0,false,0,6.1251849574553229E-21,6.1251849574553229E-21,6.3296959842763481E+19,0,false,0,1.9869314597364969E-17,1.9869314597364969E-17,2.0031935223693304E+16,0,false,0,5.7288611861839468E-14,5.7288611861839468E-14,6943111068641.8467,0,false,0,1.8110293150798673E-10,1.8110293150798673E-10,2196326651.4408836,0,false,0,5.7269775449871081E-7,5.7269775449871081E-7,694539.4704283902,0,false,0,1.8110293150798715E-3,1.8110293150798715E-3]
[null,9,17,3998.9944172803926,null,177,17,3,2341.224053614294,1,0.25434443290811293,0.25434443290811293,8.1561267840831925E+22,0,false,0,2.449892440415605E-21,2.449892440415605E-21,2.5738136607993131E+19,0,false,0,7.9471369381385034E-18,7.9471369381385034E-18,8145488923807079,0,false,0,2.2913746784314471E-14,2.2913746784314471E-14,2823243669413.0542,0,false,0,7.2435804946344993E-11,7.2435804946344993E-11,893081682.45342016,0,false,0,2.2906212777814146E-7,2.2906212777814146E-7,282417.22531280352,0,false,0,7.2435804946345095E-4,7.2435804946345095E-4]
[null,9,18,4394.2830713269204,null,178,15,7,2343.1599105345617,1,0.93501203391385901,0.93501203391385901,3.0272784170476753E+23,0,false,0,8.9200758944970873E-21,8.9200758944970873E-21,9.5531258293408563E+19,0,false,0,2.8935582420970246E-17,2.8935582420970246E-17,3.023330003092154E+16,0,false,0,8.3429115895676464E-14,8.3429115895676464E-14,10478925662558.135,0,false,0,2.6373928379107577E-10,2.6373928379107577E-10,3314817159.5714083,0,false,0,8.3401684524133206E-7,8.3401684524133206E-7,1048237.2251255406,0,false,0,2.637392837910776E-3,2.637392837910776E-3]
[null,9,19,4811.5901453933257,null,179,9,12,2352.8274473458778,1,0.53645744913846627,0.53645744913846627,1.8220521755032189E+23,0,false,0,4.8786118299685662E-21,4.8786118299685662E-21,5.7498159410067014E+19,0,false,0,1.5825591214202757E-17,1.5825591214202757E-17,1.8196757121436244E+16,0,false,0,4.5629462864050355E-14,4.5629462864050355E-14,6307034461343.3037,0,false,0,1.4424558772244968E-10,1.4424558772244968E-10,1995115408.9364176,0,false,0,4.5614459963256184E-7,4.5614459963256184E-7,630910.88871373434,0,false,0,1.4424558772244988E-3,1.4424558772244988E-3]
[null,9,20,5250.9156394796073,null,180,3,14,2382.481555918605,1,0.20491749061526235,0.20491749061526235,8.0509642641350981E+22,0,false,0,1.6110041982791806E-21,1.6110041982791806E-21,2.5406277212459631E+19,0,false,0,5.2258910474734426E-18,5.2258910474734426E-18,8040463565066075,0,false,0,1.5067658342410694E-14,1.5067658342410694E-14,2786841658193.4463,0,false,0,4.7632452735148376E-11,4.7632452735148376E-11,881566569.61463797,0,false,0,1.5062704118338624E-7,1.5062704118338624E-7,278775.82690436358,0,false,0,4.7632452735148488E-4,4.7632452735148488E-4]
[null,10,1,813.54857003193661,null,181,7,13,2392.2958044808947,1,6.810820171755232E-6,6.810820171755232E-6,2.8068931625653929E+18,0,false,0,5.1045734570606015E-26,5.1045734570606015E-26,885766020743285.38,0,false,0,1.6558581758457054E-22,1.6558581758457054E-22,280323219234.46436,0,false,0,4.7742872996162066E-19,4.7742872996162066E-19,97160620.006502166,0,false,0,1.5092657994699901E-15,1.5092657994699901E-15,30734.991429791771,0,false,0,4.7727175209201118E-12,4.7727175209201118E-12,9.7192576783897078,0,false,0,1.5092657994699882E-8,1.5092657994699882E-8]
[null,10,2,856.54250376045661,null,182,11,11,2393.5199005957206,1,0.80313067653674386,0.80313067653674386,3.3296281117301017E+23,0,false,0,5.9836090850257373E-21,5.9836090850257373E-21,1.050724510079554E+20,0,false,0,1.9410060620834006E-17,1.9410060620834006E-17,3.325285349588082E+16,0,false,0,5.596445834468787E-14,5.596445834468787E-14,11525509272718.494,0,false,0,1.7691696721370251E-10,1.7691696721370251E-10,3645884811.12291,0,false,0,5.5946057312463616E-7,5.5946057312463616E-7,1152930.0089761126,0,false,0,1.7691696721370328E-3,1.7691696721370328E-3]
[null,10,3,921.55485750885202,null,183,16,6,2421.9549570470763,1,0.54956420347585455,0.54956420347585455,2.6137362898170492E+23,0,false,0,3.5691238536047076E-21,3.5691238536047076E-21,8.2481186800412459E+19,0,false,0,1.1577780128568189E-17,1.1577780128568189E-17,2.6103272499399608E+16,0,false,0,3.3381873781153371E-14,3.3381873781153371E-14,9047449394903.7813,0,false,0,1.0552804483334853E-10,1.0552804483334853E-10,2861995730.3199,0,false,0,3.3370897869774534E-7,3.3370897869774534E-7,905042.51614879025,0,false,0,1.055280448333488E-3,1.055280448333488E-3]
[null,10,4,1008.5856312771231,null,184,17,4,2428.2548273825655,1,7.3959099872889261E-2,7.3959099872889261E-2,3.6253691236561839E+22,0,false,0,4.6603390677843276E-22,4.6603390677843276E-22,1.1440509475791901E+19,0,false,0,1.5117542361801152E-18,1.5117542361801152E-18,3620640632889973.5,0,false,0,4.3587966380329741E-15,4.3587966380329741E-15,1254921692441.3506,0,false,0,1.3779193164929041E-11,1.3779193164929041E-11,396971607.01180845,0,false,0,4.3573634720600025E-8,4.3573634720600025E-8,125533.44445745804,0,false,0,1.3779193164929087E-4,1.3779193164929087E-4]
[null,10,5,1117.6348250652698,null,185,4,14,2439.9354651640651,1,0.38978889073745515,0.38978889073745515,2.0203245098419297E+23,0,false,0,2.3228667379269984E-21,2.3228667379269984E-21,6.3755002347763393E+19,0,false,0,7.535081847193745E-18,7.535081847193745E-18,2.0176894441524108E+16,0,false,0,2.1725680429274733E-14,2.1725680429274733E-14,6993354239787.4531,0,false,0,6.8680044547705844E-11,6.8680044547705844E-11,2212220162.973248,0,false,0,2.171853705725805E-7,2.171853705725805E-7,699565.4400744352,0,false,0,6.8680044547706062E-4,6.8680044547706062E-4]
[null,10,6,1248.7024388732923,null,186,18,1,2494.170041660283,1,0.6306764607533305,0.6306764607533305,4.2209209695206724E+23,0,false,0,2.9106670940485211E-21,2.9106670940485211E-21,1.3319881286921314E+20,0,false,0,9.4418308314847972E-18,9.4418308314847972E-18,4.2154157133251192E+16,0,false,0,2.7223353836363041E-14,2.7223353836363041E-14,14610719918611.096,0,false,0,8.605949812738644E-11,8.605949812738644E-11,4621834972.353507,0,false,0,2.7214402837353767E-7,2.7214402837353767E-7,1461552.5482058432,0,false,0,8.6059498127386805E-4,8.6059498127386805E-4]
[null,10,7,1401.7884727011901,null,187,10,12,2497.4949421388146,1,1.4614377584613218E-5,1.4614377584613218E-5,9.933623183233964E+18,0,false,0,6.6410917335249584E-26,6.6410917335249584E-26,3134734871965881.5,0,false,0,2.1542850026554441E-22,2.1542850026554441E-22,992066697273.65454,0,false,0,6.2113867467415128E-19,6.2113867467415128E-19,343852413.14701444,0,false,0,1.9635671244358712E-15,1.9635671244358712E-15,108771.44434112808,0,false,0,6.2093444518445999E-12,6.2093444518445999E-12,34.396550850419871,0,false,0,1.9635671244358704E-8,1.9635671244358704E-8]
[null,10,8,1576.8929265489637,null,188,14,9,2498.041755500818,1,0.14068090001303893,0.14068090001303893,9.5866731701157514E+22,0,false,0,6.3765954918674996E-22,6.3765954918674996E-22,3.0252485058244596E+19,0,false,0,2.0684858133767934E-18,2.0684858133767934E-18,9574169479038398,0,false,0,5.9640044614312278E-15,5.9640044614312278E-15,3318427368132.6812,0,false,0,1.8853636986295625E-11,1.8853636986295625E-11,1049724021.0397851,0,false,0,5.9620435054686846E-8,5.9620435054686846E-8,331951.88210762385,0,false,0,1.8853636986295618E-4,1.8853636986295618E-4]
[null,10,9,1774.0158004166126,null,189,8,13,2507.8921040913392,1,2.0960673970205236E-5,2.0960673970205236E-5,1.4952366629584298E+19,0,false,0,9.0758448195978764E-26,9.0758448195978764E-26,4718490346129486,0,false,0,2.9440876840456113E-22,2.9440876840456113E-22,1493286458024.0066,0,false,0,8.4886016471286861E-19,8.4886016471286861E-19,517576241.11605209,0,false,0,2.6834489311872452E-15,2.6834489311872452E-15,163725.81127931442,0,false,0,8.4858106072961415E-12,8.4858106072961415E-12,51.774647540151811,0,false,0,2.683448931187242E-8,2.683448931187242E-8]
[null,10,10,1993.1570943041379,null,190,5,14,2511.9249720007715,1,0.66314042358406144,0.66314042358406144,4.8197389915312419E+23,0,false,0,2.8182141939799503E-21,2.8182141939799503E-21,1.5209560108971278E+20,0,false,0,9.1419254784772766E-18,9.1419254784772766E-18,4.8134527099032096E+16,0,false,0,2.6358645530520894E-14,2.6358645530520894E-14,16683528783072.416,0,false,0,8.3325949451691776E-11,8.3325949451691776E-11,5277530280.6024008,0,false,0,2.6349978846340555E-7,2.6349978846340555E-7,1668901.6107211069,0,false,0,8.3325949451692203E-4,8.3325949451692203E-4]
[null,10,11,2234.316808211538,null,191,13,10,2514.3731642304224,1,0.25429655099962695,0.25429655099962695,1.8692931264036332E+23,0,false,0,1.0685381787339454E-21,1.0685381787339454E-21,5.8988933254019367E+19,0,false,0,3.466200838020142E-18,3.466200838020142E-18,1.866855047690566E+16,0,false,0,9.9939951864697484E-15,9.9939951864697484E-15,6470559035074.7979,0,false,0,3.1593396434728545E-11,3.1593396434728545E-11,2046843427.6734483,0,false,0,9.990709175438559E-8,9.990709175438559E-8,647268.72451942042,0,false,0,3.159339643472859E-4,3.159339643472859E-4]
[null,10,12,2497.4949421388146,null,192,15,8,2518.2643643823349,1,0.46471116265813317,0.46471116265813317,3.4779907076062263E+23,0,false,0,1.917892695891577E-21,1.917892695891577E-21,1.0975430167220483E+20,0,false,0,6.2213979828112194E-18,6.2213979828112194E-18,3.4734544393298752E+16,0,false,0,1.793797428334877E-14,1.793797428334877E-14,12039066468031.406,0,false,0,5.6706204295260869E-11,5.6706204295260869E-11,3808339270.5076909,0,false,0,1.7932076303584673E-7,1.7932076303584673E-7,1204302.6197468475,0,false,0,5.6706204295260752E-4,5.6706204295260752E-4]
[null,10,13,{"$f":"3.141625/2*SQRT($H$2/$I$2)*((1+($D$8-1)/B202)*(B202/$C$2)^2+(1+($D$8-1)/C202)*(C202/$D$2)^2)","v":2782.6914960859658},null,193,18,2,2537.163975388803,1,{"$f":"ABS(SIN(G202*3.1416*$J$2/$C$2)*SIN(H202*3.1416*$K$2/$D$2))*(1/F202^$N$2)+(1-1/F202^$N$2)","v":0.94413480095946101},{"$f":"$J202*$K202","v":0.94413480095946101},{"$f":"10^(LOG10($I202/22.27)/LOG10(2)*70/20)*$L202","v":7.7078612295978901E+23},{"$f":"IF($I202<22.27,M202,0)","v":0},{"$f":"AND($I202>22.27,$I202<44.45)","v":false},{"$f":"IF($O202=TRUE,$L202,0)","v":0},{"$f":"10^(LOG10(44.45/$I202)/LOG10(2)*70/20)*$L202","v":3.5720755713559548E-21},{"$f":"IF($I202>44.45,Q202,0)","v":3.5720755713559548E-21},{"$f":"10^(LOG10($I202/44.548)/LOG10(2)*70/20)*$L202","v":2.4323553389336956E+20},{"$f":"IF($I202<44.528,S202,0)","v":0},{"$f":"AND($I202>44.548,$I202<89.095)","v":false},{"$f":"IF($U202=TRUE,$L202,0)","v":0},{"$f":"10^(LOG10(89.095/$I202)/LOG10(2)*70/20)*$L202","v":1.1587355122468131E-17},{"$f":"IF($I202>89.095,W202,0)","v":1.1587355122468131E-17},{"$f":"10^(LOG10($I202/89.09)/LOG10(2)*70/20)*$L202","v":7.697808032417672E+16},{"$f":"IF($I202<89.09,Y202,0)","v":0},{"$f":"AND($I202>89.09,$I202<176.78)","v":false},{"$f":"IF($AA202=TRUE,$L202,0)","v":0},{"$f":"10^(LOG10(176.78/$I202)/LOG10(2)*70/20)*$L202","v":3.3409481080157872E-14},{"$f":"IF($I202>176.78,AC202,0)","v":3.3409481080157872E-14},{"$f":"10^(LOG10($I202/176.78)/LOG10(2)*70/20)*$L202","v":26680765266724.367},{"$f":"IF($I202<176.78,AE202,0)","v":0},{"$f":"AND($I202>176.78,$I202<353.55)","v":false},{"$f":"IF($AG202=TRUE,$L202,0)","v":0},{"$f":"10^(LOG10(353.55/$I202)/LOG10(2)*70/20)*$L202","v":1.0561531807349598E-10},{"$f":"IF($I202>353.55,AI202,0)","v":1.0561531807349598E-10},{"$f":"10^(LOG10($I202/353.55)/LOG10(2)*70/20)*$L202","v":8439973846.9987555},{"$f":"IF($I202<353.55,AK202,0)","v":0},{"$f":"AND($I202>353.55,$I202<707.1)","v":false},{"$f":"IF($AM202=TRUE,$L202,0)","v":0},{"$f":"10^(LOG10(707.1/$I202)/LOG10(2)*70/20)*$L202","v":3.3398496091539472E-7},{"$f":"IF($I202>707.1,AO202,0)","v":3.3398496091539472E-7},{"$f":"10^(LOG10($I202/707.1)/LOG10(2)*70/20)*$L202","v":2668954.0748769483},{"$f":"IF($I202<707.1,AQ202,0)","v":0},{"$f":"AND($I202>707.1,$I202<1414.2)","v":false},{"$f":"IF($AS202=TRUE,$L202,0)","v":0},{"$f":"10^(LOG10(1414.2/$I202)/LOG10(2)*70/20)*$L202","v":1.0561531807349604E-3},{"$f":"IF($I202>1414.2,AU202,0)","v":1.0561531807349604E-3}]
[null,10,14,3089.9064700529925,null,194,17,5,2537.3040211707121,{"$f":"IF(ABS(I203-I202)>0.0001,1,$M$2)","v":1},0.14362623683936521,0.14362623683936521,1.1733089200182582E+23,0,false,0,5.4305235845415234E-22,5.4305235845415234E-22,3.7025889942933283E+19,0,false,0,1.7615922176902305E-18,1.7615922176902305E-18,1.1717785984965166E+16,0,false,0,5.07914716049014E-15,5.07914716049014E-15,4061409377759.9404,0,false,0,1.6056392543488467E-11,1.6056392543488467E-11,1284752839.2673242,0,false,0,5.0774771443167465E-8,5.0774771443167465E-8,406274.52024529618,0,false,0,1.6056392543488388E-4,1.6056392543488388E-4]
[null,10,15,3419.1398640398952,null,195,12,11,2567.2585905711489,1,0.94411199218938735,0.94411199218938735,8.8402571277129624E+23,0,false,0,3.1143587924449841E-21,3.1143587924449841E-21,2.7897033926311425E+20,0,false,0,1.0102580582622559E-17,1.0102580582622559E-17,8.8287269709832384E+16,0,false,0,2.9128474209048577E-14,2.9128474209048577E-14,30600554199949.211,0,false,0,9.2082036868611278E-11,9.2082036868611278E-11,9679927639.6073551,0,false,0,2.911889680924111E-7,2.911889680924111E-7,3061061.8926776703,0,false,0,9.2082036868611759E-4,9.2082036868611759E-4]
[null,10,16,3770.3916780466743,null,196,16,7,2575.0409908749743,1,0.5495596100181408,0.5495596100181408,5.3301558868678242E+23,0,false,0,1.7501538025368861E-21,1.7501538025368861E-21,1.6820273150465229E+20,0,false,0,5.6772745211643022E-18,5.6772745211643022E-18,5.3232038794903696E+16,0,false,0,1.6369119069624398E-14,1.6369119069624398E-14,18450337106028.574,0,false,0,5.1746679721645664E-11,5.1746679721645664E-11,5836427894.2704344,0,false,0,1.6363736927164912E-7,1.6363736927164912E-7,1845640.5545234866,0,false,0,5.1746679721645882E-4,5.1746679721645882E-4]
[null,10,17,4143.6619120733285,null,197,6,14,2598.4500764287236,1,0.38977706685042185,0.38977706685042185,4.1998829560407469E+23,0,false,0,1.1173311125239004E-21,1.1173311125239004E-21,1.3253492021619084E+20,0,false,0,3.6244788587387336E-18,3.6244788587387336E-18,4.1944051392724872E+16,0,false,0,1.0450353560120412E-14,1.0450353560120412E-14,14537896825068.537,0,false,0,3.3036053825095606E-11,3.3036053825095606E-11,4598798713.8799429,0,false,0,1.0446917499122018E-7,1.0446917499122018E-7,1454267.843651359,0,false,0,3.303605382509562E-4,3.303605382509562E-4]
[null,10,18,4538.9505661198573,null,198,18,3,2602.1763291371981,1,0.7827115089165898,0.7827115089165898,8.5754806202653203E+23,0,false,0,2.2066399817679007E-21,2.2066399817679007E-21,2.7061483658434796E+20,0,false,0,7.1580571534422775E-18,7.1580571534422775E-18,8.5642958058242992E+16,0,false,0,2.0638616190756782E-14,2.0638616190756782E-14,29684030195050.617,0,false,0,6.524357586859239E-11,6.524357586859239E-11,9390001973.9016552,0,false,0,2.0631830243875125E-7,2.0631830243875125E-7,2969379.3471006178,0,false,0,6.5243575868592597E-4,6.5243575868592597E-4]
[null,10,19,4956.2576401862616,null,199,9,13,2638.024001293029,1,1.7829855157546252E-5,1.7829855157546252E-5,2.2902924582621422E+19,0,false,0,4.2873723281922361E-26,4.2873723281922361E-26,7227433035745095,0,false,0,1.3907686082393597E-22,1.3907686082393597E-22,2287305279199.4556,0,false,0,4.009962326411718E-19,4.009962326411718E-19,792784842.00511742,0,false,0,1.2676444915459465E-15,1.2676444915459465E-15,250783.03661571667,0,false,0,4.0086438566512664E-12,4.0086438566512664E-12,79.304559423906639,0,false,0,1.2676444915459519E-8,1.2676444915459519E-8]
[null,10,20,5395.5831342725442,null,200,1,15,2640.4139241883249,1,0.80312211516877807,0.80312211516877807,1.0425507021684274E+24,0,false,0,1.9109639672878046E-21,1.9109639672878046E-21,3.2899577340479983E+20,0,false,0,6.1989220756599917E-18,6.1989220756599917E-18,1.0411909257703931E+17,0,false,0,1.7873170159647642E-14,1.7873170159647642E-14,36087897452540.555,0,false,0,5.6501343042828535E-11,5.6501343042828535E-11,11415748673.164322,0,false,0,1.7867293487384747E-7,1.7867293487384747E-7,3609976.7003244213,0,false,0,5.6501343042828823E-4,5.6501343042828823E-4]
[null,11,1,972.75166241611896,null,201,11,12,2656.6980345229972,1,0.53647462931758239,0.53647462931758239,7.4801498948337874E+23,0,false,0,1.1884326895220434E-21,1.1884326895220434E-21,2.3604968993029721E+20,0,false,0,3.8551232574886884E-18,3.8551232574886884E-18,7.4703936966369696E+16,0,false,0,1.1115363788497718E-14,1.1115363788497718E-14,25892542374479.977,0,false,0,3.5138309368175616E-11,3.5138309368175616E-11,8190633900.0503893,0,false,0,1.1111709073106729E-7,1.1111709073106729E-7,2590105.8604747099,0,false,0,3.513830936817577E-4,3.513830936817577E-4]
[null,11,2,1015.745596144639,null,202,17,6,2668.3716349787346,1,0.28897034092811402,0.28897034092811402,4.2398756348672909E+23,0,false,0,6.0833098274606756E-22,6.0833098274606756E-22,1.3379696169519828E+20,0,false,0,1.9733477045120014E-18,1.9733477045120014E-18,4.2343456565104576E+16,0,false,0,5.6896955432590338E-15,5.6896955432590338E-15,14676331501611.383,0,false,0,1.7986481235697595E-11,1.7986481235697595E-11,4642590000.8936243,0,false,0,5.6878247796684261E-8,5.6878247796684261E-8,1468115.8645147001,0,false,0,1.7986481235697638E-4,1.7986481235697638E-4]
[null,11,3,1080.7579498930345,null,203,2,15,2668.7966382512932,1,0.94412380621852576,0.94412380621852576,1.3878194746654044E+24,0,false,0,1.9838618818924494E-21,1.9838618818924494E-21,4.3795159359071768E+20,0,false,0,6.4353935632692428E-18,6.4353935632692428E-18,1.3860093716531891E+17,0,false,0,1.8554981462380293E-14,1.8554981462380293E-14,48039377634291.023,0,false,0,5.8656710779054593E-11,5.8656710779054593E-11,15196381618.228258,0,false,0,1.8548880611556281E-7,1.8548880611556281E-7,4805517.8106716434,0,false,0,5.8656710779054718E-4,5.8656710779054718E-4]
[null,11,4,1167.7887236613053,null,204,18,4,2689.2071029054696,1,0.22759939345924413,0.22759939345924413,3.6554878050899615E+23,0,false,0,4.3770688152646504E-22,4.3770688152646504E-22,1.1535554434964026E+20,0,false,0,1.4198649985083659E-18,1.4198649985083659E-18,3.6507200311770976E+16,0,false,0,4.0938550948579016E-15,4.0938550948579016E-15,12653472754343.752,0,false,0,1.294164991526948E-11,1.294164991526948E-11,4002695501.9001665,0,false,0,4.0925090412776618E-8,4.0925090412776618E-8,1265763.4566115371,0,false,0,1.2941649915269491E-4,1.2941649915269491E-4]
[null,11,5,1276.8379174494521,null,205,7,14,2699.5107784479219,1,0.20493139038594374,0.20493139038594374,3.4410629473551781E+23,0,false,0,3.7697354114627043E-22,3.7697354114627043E-22,1.0858897925492274E+20,0,false,0,1.2228538298751589E-18,1.2228538298751589E-18,3.4365748431601432E+16,0,false,0,3.5258185721601339E-15,3.5258185721601339E-15,11911241008576.967,0,false,0,1.1145951326651705E-11,1.1145951326651705E-11,3767904015.9717016,0,false,0,3.5246592881594876E-8,3.5246592881594876E-8,1191515.8695365984,0,false,0,1.1145951326651743E-4,1.1145951326651743E-4]
[null,11,6,1407.9055312574746,null,206,3,15,2711.7149499055072,1,0.30675861732883603,0.30675861732883603,5.4282188467152565E+23,0,false,0,5.3545466654938541E-22,5.3545466654938541E-22,1.7129728597094983E+20,0,false,0,1.736946279368658E-18,1.736946279368658E-18,5.4211389379340192E+16,0,false,0,5.0080862495787203E-15,5.0080862495787203E-15,18789782087601.828,0,false,0,1.5831752098145993E-11,1.5831752098145993E-11,5943805127.9566917,0,false,0,5.0064395981290946E-8,5.0064395981290946E-8,1879596.2172531697,0,false,0,1.5831752098145985E-4,1.5831752098145985E-4]
[null,11,7,1560.9915650853723,null,207,15,9,2715.387238249984,1,0.23933047869012683,0.23933047869012683,4.3022144880616943E+23,0,false,0,4.1123538213210143E-22,4.1123538213210143E-22,1.3576417721548166E+20,0,false,0,1.3339948487930806E-18,1.3339948487930806E-18,4.2966032024829888E+16,0,false,0,3.8462682114024736E-15,3.8462682114024736E-15,14892117471225.295,0,false,0,1.2158968873793992E-11,1.2158968873793992E-11,4710849959.7772493,0,false,0,3.8450035640281361E-8,3.8450035640281361E-8,1489701.5588208726,0,false,0,1.2158968873794021E-4,1.2158968873794021E-4]
[null,11,8,1736.0960189331463,null,208,14,10,2717.1830493883431,1,0.4837639833329645,0.4837639833329645,8.7632640967285578E+23,0,false,0,8.2487411674778428E-22,8.2487411674778428E-22,2.7654068459760884E+20,0,false,0,2.6757858648719749E-18,2.6757858648719749E-18,8.751834360348712E+16,0,false,0,7.715014883219738E-15,7.715014883219738E-15,30334042787032.07,0,false,0,2.4388997508762197E-11,2.4388997508762197E-11,9595621611.1834049,0,false,0,7.712478197586111E-8,7.712478197586111E-8,3034401.9856474125,0,false,0,2.4388997508762282E-4,2.4388997508762282E-4]
[null,11,9,1933.2188928007949,null,209,16,8,2750.1454447227475,1,0.27313711060216017,0.27313711060216017,5.6924554338992214E+23,0,false,0,4.0480726285831469E-22,4.0480726285831469E-22,1.7963575048702755E+20,0,false,0,1.3131428541174546E-18,1.3131428541174546E-18,5.6850308870357096E+16,0,false,0,3.7861462669003707E-15,3.7861462669003707E-15,19704437158254.094,0,false,0,1.1968909103737942E-11,1.1968909103737942E-11,6233139590.3739929,0,false,0,3.7849013875336511E-8,3.7849013875336511E-8,1971091.8079350721,0,false,0,1.1968909103737971E-4,1.1968909103737971E-4]
[null,11,10,2152.36018668832,null,210,13,11,2755.532878137823,1,0.30673616777880225,0.30673616777880225,6.5398214567611878E+23,0,false,0,4.4437600083578916E-22,4.4437600083578916E-22,2.0637592144164841E+20,0,false,0,1.4414987663969841E-18,1.4414987663969841E-18,6.5312917086676744E+16,0,false,0,4.1562311031296691E-15,4.1562311031296691E-15,22637595044408.703,0,false,0,1.313883531716104E-11,1.313883531716104E-11,7160990632.155612,0,false,0,4.1548645404089548E-8,4.1548645404089548E-8,2264504.0700740842,0,false,0,1.3138835317160979E-4,1.3138835317160979E-4]
[null,11,11,2393.5199005957206,null,211,4,15,2769.1688591509674,1,0.58350851756846944,0.58350851756846944,1.317570958662285E+24,0,false,0,7.9819113365070959E-22,7.9819113365070959E-22,4.1578340090242413E+20,0,false,0,2.5892296891426585E-18,2.5892296891426585E-18,1.3158524792745701E+17,0,false,0,7.4654500010843704E-15,7.4654500010843704E-15,45607724922877.68,0,false,0,2.3600063542878186E-11,2.3600063542878186E-11,14427172598.766178,0,false,0,7.4629953720197654E-8,7.4629953720197654E-8,4562272.5608471818,0,false,0,2.3600063542878141E-4,2.3600063542878141E-4]
[null,11,12,2656.6980345229972,null,212,19,1,2769.6579147744333,1,0.53646220439280201,0.53646220439280201,1.2138293432051153E+24,0,false,0,7.3233053209321514E-22,7.3233053209321514E-22,3.8304585351926094E+20,0,false,0,2.3755863426956616E-18,2.3755863426956616E-18,1.2122461717692421E+17,0,false,0,6.8494584080433033E-15,6.8494584080433033E-15,42016708416541.57,0,false,0,2.1652767568015497E-11,2.1652767568015497E-11,13291219971.672237,0,false,0,6.8472063161154089E-8,6.8472063161154089E-8,4203052.7992802756,0,false,0,2.1652767568015608E-4,2.1652767568015608E-4]
[null,11,13,2941.8945884701484,null,213,10,13,2782.6914960859658,1,4.8572768626815625E-10,4.8572768626815625E-10,1160693290802823.8,0,false,0,6.2784834923562693E-31,6.2784834923562693E-31,366277808934.56128,0,false,0,2.036659538780945E-27,2.036659538780945E-27,115917942.35742092,0,false,0,5.8722406975934676E-24,5.8722406975934676E-24,40177.403713050218,0,false,0,1.8563549897481122E-20,1.8563549897481122E-20,12.709389449236204,0,false,0,5.8703099134225582E-17,5.8703099134225582E-17,4.0190618329699343E-3,0,false,0,1.8563549897481167E-13,1.8563549897481167E-13]
[null,11,14,3249.1095624371751,null,214,18,5,2798.2562966936166,1,0.44199083609258427,0.44199083609258427,1.1269453380065726E+24,0,false,0,5.3543923582211342E-22,5.3543923582211342E-22,3.5562803064757663E+20,0,false,0,1.7368962240680119E-18,1.7368962240680119E-18,1.1254754875050013E+17,0,false,0,5.0079419265988652E-15,5.0079419265988652E-15,39009218168489.68,0,false,0,1.5831295858871097E-11,1.5831295858871097E-11,12339855241.878614,0,false,0,5.0062953226024248E-8,5.0062953226024248E-8,3902204.8561104406,0,false,0,1.5831295858871107E-4,1.5831295858871107E-4]
[null,11,15,3578.3429564240773,null,215,19,2,2812.6518485029533,1,0.80309424575903221,0.80309424575903221,2.1735326906919558E+24,0,false,0,9.165440977781242E-22,9.165440977781242E-22,6.8589764229931598E+20,0,false,0,2.9731515289094706E-18,2.9731515289094706E-18,2.1706977988761779E+17,0,false,0,8.5724005783630711E-15,8.5724005783630711E-15,75236844297636.188,0,false,0,2.7099397669930889E-11,2.7099397669930889E-11,23799804535.394073,0,false,0,8.5695819855641655E-8,8.5695819855641655E-8,7526159.0198650612,0,false,0,2.7099397669930929E-4,2.7099397669930929E-4]
[null,11,16,3929.5947704308574,null,216,8,14,2815.1070780583659,1,0.63068763406120221,0.63068763406120221,1.7243277731704185E+24,0,false,0,7.1251714922485569E-22,7.1251714922485569E-22,5.441428873988075E+20,0,false,0,2.3113142692507277E-18,2.3113142692507277E-18,1.7220787696413533E+17,0,false,0,6.6641446242638021E-15,6.6641446242638021E-15,59687613967660.367,0,false,0,2.1066946609877399E-11,2.1066946609877399E-11,18881088898.34193,0,false,0,6.661953463237541E-8,6.661953463237541E-8,5970724.5622879546,0,false,0,2.1066946609877413E-4,2.1066946609877413E-4]
[null,11,17,4302.8650044575106,null,217,17,7,2821.4576688066322,1,0.28896792560878792,0.28896792560878792,8.1102327332787689E+23,0,false,0,3.18018567419627E-22,3.18018567419627E-22,2.5593309611016992E+20,0,false,0,1.031611454634181E-18,1.031611454634181E-18,8.0996547316235216E+16,0,false,0,2.9744150422079929E-15,2.9744150422079929E-15,28073574415714.27,0,false,0,9.4028335852232523E-12,9.4028335852232523E-12,8880563637.9518433,0,false,0,2.9734370588832505E-8,2.9734370588832505E-8,2808280.8001998686,0,false,0,9.4028335852232596E-5,9.4028335852232596E-5]
[null,11,18,4698.1536585040394,null,218,12,12,2830.4367244984251,1,0.63064722322421884,0.63064722322421884,1.8365977616307361E+24,0,false,0,6.6887573046780065E-22,6.6887573046780065E-22,5.7957171748526863E+20,0,false,0,2.1697471027435287E-18,2.1697471027435287E-18,1.8342023267768339E+17,0,false,0,6.255968166305516E-15,6.255968166305516E-15,63573840145559.789,0,false,0,1.9776603717871944E-11,1.9776603717871944E-11,20110425724.969414,0,false,0,6.253911213102951E-8,6.253911213102951E-8,6359475.0006546117,0,false,0,1.9776603717871995E-4,1.9776603717871995E-4]
[null,11,19,5115.4607325704446,null,219,5,15,2841.1583659876737,1,0.99271193895029186,0.99271193895029186,3.0209381172912254E+24,0,false,0,1.007606996020795E-21,1.007606996020795E-21,9.5331178640912731E+20,0,false,0,3.2685478942272769E-18,3.2685478942272769E-18,3.0169979728519898E+17,0,false,0,9.4241082522821741E-15,9.4241082522821741E-15,104569787119731.09,0,false,0,2.9791848255164024E-11,2.9791848255164024E-11,33078746417.273003,0,false,0,9.4210096192431697E-8,9.4210096192431697E-8,10460418.082171666,0,false,0,2.9791848255164154E-4,2.9791848255164154E-4]
[null,11,20,5554.7862266567263,null,220,19,3,2877.6642022513483,1,0.66578533940438123,0.66578533940438123,2.3502784658266815E+24,0,false,0,5.8255327396586707E-22,5.8255327396586707E-22,7.416729756864938E+20,0,false,0,1.8897281225874203E-18,1.8897281225874203E-18,2.3472130483079226E+17,0,false,0,5.4485976558884702E-15,5.4485976558884702E-15,81354900134120.063,0,false,0,1.7224313454629934E-11,1.7224313454629934E-11,25735140000.407684,0,false,0,5.4468061649313803E-8,5.4468061649313803E-8,8138165.8304594699,0,false,0,1.7224313454629916E-4,1.7224313454629916E-4]
[null,12,1,1146.4903523915473,null,221,6,15,2927.6834704156263,1,0.58349081737495789,0.58349081737495789,2.5167135014990809E+24,0,false,0,4.1785036493411162E-22,4.1785036493411162E-22,7.9419456832347701E+20,0,false,0,1.3554530047936304E-18,1.3554530047936304E-18,2.5134310063524982E+17,0,false,0,3.9081378830693955E-15,3.9081378830693955E-15,87116049675684.125,0,false,0,1.2354553625216113E-11,1.2354553625216113E-11,27557574663.482906,0,false,0,3.9068528930373253E-8,3.9068528930373253E-8,8714470.2726753354,0,false,0,1.2354553625216162E-4,1.2354553625216162E-4]
[null,12,2,1189.4842861200673,null,222,18,6,2929.3239105016387,1,0.88926818249526129,0.88926818249526129,3.860655178824164E+24,0,false,0,6.3269005387628782E-22,6.3269005387628782E-22,1.2182997275477415E+21,0,false,0,2.0523654078054453E-18,2.0523654078054453E-18,3.8556198095301862E+17,0,false,0,5.9175249689803474E-15,5.9175249689803474E-15,133636597148940.86,0,false,0,1.8706704252820523E-11,1.8706704252820523E-11,42273502040.274788,0,false,0,5.9155792954071068E-8,5.9155792954071068E-8,13368055.111904355,0,false,0,1.8706704252820537E-4,1.8706704252820537E-4]
[null,12,3,1254.4966398684628,null,223,15,10,2934.5285321375086,1,0.82299349587179194,0.82299349587179194,3.6474402605580463E+24,0,false,0,5.7357621226656459E-22,5.7357621226656459E-22,1.1510158949336516E+21,0,false,0,1.8606076855226789E-18,1.8606076855226789E-18,3.642682982883943E+17,0,false,0,5.364635554021588E-15,5.364635554021588E-15,126256161751663.25,0,false,0,1.6958889275382185E-11,1.6958889275382185E-11,39938835807.512474,0,false,0,5.362871669681031E-8,5.362871669681031E-8,12629768.824722935,0,false,0,1.6958889275382226E-4,1.6958889275382226E-4]
[null,12,4,1341.5274136367339,null,224,11,13,2941.8945884701484,1,1.7830426162955372E-5,1.7830426162955372E-5,8.136026853248829E+19,0,false,0,1.2069730876572918E-26,1.2069730876572918E-26,2.5674707632534936E+16,0,false,0,3.9152659316885542E-23,3.9152659316885542E-23,8125415208879.2178,0,false,0,1.1288771396580211E-19,1.1288771396580211E-19,2816286077.4106426,0,false,0,3.5686492072362482E-16,3.5686492072362482E-16,890880.77502249298,0,false,0,1.128505966502081E-12,1.128505966502081E-12,281.72123727271156,0,false,0,3.5686492072362507E-9,3.5686492072362507E-9]
[null,12,5,1450.5766074248804,null,225,9,14,2945.2389752600561,1,0.53648414077482376,0.53648414077482376,2.4805303392389234E+24,0,false,0,3.5838988699230975E-22,3.5838988699230975E-22,7.8277631554473728E+20,0,false,0,1.1625708386972042E-18,1.1625708386972042E-18,2.4772950370105626E+17,0,false,0,3.3520063922511929E-15,3.3520063922511929E-15,85863569344092.281,0,false,0,1.0596489674670737E-11,1.0596489674670737E-11,27161375336.483131,0,false,0,3.3509042574416233E-8,3.3509042574416233E-8,8589181.0446009133,0,false,0,1.0596489674670744E-4,1.0596489674670744E-4]
[null,12,6,1581.644221232903,null,226,16,9,2947.268318590397,1,0.14066809812473316,0.14066809812473316,6.5563368437095331E+23,0,false,0,9.322158580985891E-23,9.322158580985891E-23,2.0689709441585952E+20,0,false,0,3.0239887098705253E-19,3.0239887098705253E-19,6.5477855549529328E+16,0,false,0,8.7189779307903636E-16,8.7189779307903636E-16,22694763064087.543,0,false,0,2.7562763552862148E-12,2.7562763552862148E-12,7179074693.3192768,0,false,0,8.7161111435719678E-9,8.7161111435719678E-9,2270222.7523363582,0,false,0,2.7562763552862262E-5,2.7562763552862262E-5]
[null,12,7,1734.730255060801,null,227,14,11,2958.3427632957432,1,0.58352309448813389,0.58352309448813389,2.840936464264988E+24,0,false,0,3.7020398583787235E-22,3.7020398583787235E-22,8.9650900173078974E+20,0,false,0,1.2008942604840163E-18,1.2008942604840163E-18,2.8372310920999824E+17,0,false,0,3.4625031899743218E-15,3.4625031899743218E-15,98339029054737.938,0,false,0,1.0945796340333516E-11,1.0945796340333516E-11,31107759656.218193,0,false,0,3.461364723978942E-8,3.461364723978942E-8,9837137.3418746125,0,false,0,1.0945796340333482E-4,1.0945796340333482E-4]
[null,12,8,1909.8347089085744,null,228,19,4,2964.6949760196198,1,0.19359922231403184,0.19359922231403184,9.6635722820451723E+23,0,false,0,1.1979978279080988E-22,1.1979978279080988E-22,3.0495154146191724E+20,0,false,0,3.88615133991887E-19,3.88615133991887E-19,9.650968293114544E+16,0,false,0,1.1204826148281239E-15,1.1204826148281239E-15,33450459993390.668,0,false,0,3.5421121171252492E-12,3.5421121171252492E-12,10581443399.091764,0,false,0,1.1201142017796881E-8,1.1201142017796881E-8,3346146.2073284094,0,false,0,3.5421121171252514E-5,3.5421121171252514E-5]
[null,12,9,2106.9575827762233,null,229,1,16,2991.6657381951045,1,0.66579653341792222,0.66579653341792222,3.6923614409677552E+24,0,false,0,3.7082189200834622E-22,3.7082189200834622E-22,1.1651915877420777E+21,0,false,0,1.2028986688697431E-18,1.2028986688697431E-18,3.6875455735668032E+17,0,false,0,3.4682824418684588E-15,3.4682824418684588E-15,127811108622547.08,0,false,0,1.09640659305005E-11,1.09640659305005E-11,40430714911.898277,0,false,0,3.4671420756634912E-8,3.4671420756634912E-8,12785314.655053223,0,false,0,1.0964065930500505E-4,1.0964065930500505E-4]
[null,12,10,2326.0988766637483,null,230,17,8,2996.5621226544058,1,0.14362020574051815,0.14362020574051815,8.1177513844920594E+23,0,false,0,7.8484131344506828E-23,7.8484131344506828E-23,2.5617036077899917E+20,0,false,0,2.5459245841823292E-19,2.5459245841823292E-19,8.1071635764221168E+16,0,false,0,7.3405896624174036E-16,7.3405896624174036E-16,28099600230420.664,0,false,0,2.3205350307092229E-12,2.3205350307092229E-12,8888796430.1253281,0,false,0,7.3381760872498819E-9,7.3381760872498819E-9,2810884.2376769711,0,false,0,2.3205350307092157E-5,2.3205350307092157E-5]
[null,12,11,2567.2585905711489,null,231,13,12,3018.7110120650996,1,0.20489339619926736,0.20489339619926736,1.2616341923670662E+24,0,false,0,1.027800879406034E-22,1.027800879406034E-22,3.9813154027753623E+20,0,false,0,3.3340542625591099E-19,3.3340542625591099E-19,1.2599886700973518E+17,0,false,0,9.6129808422980099E-16,9.6129808422980099E-16,43671473494827.539,0,false,0,3.0388919446483152E-12,3.0388919446483152E-12,13814674746.827288,0,false,0,9.6098201082269963E-9,9.6098201082269963E-9,4368583.7334384257,0,false,0,3.0388919446483171E-5,3.0388919446483171E-5]
[null,12,12,2830.4367244984251,null,232,2,16,3020.0484522580728,1,0.78268839249374678,0.78268839249374678,4.8443000921952133E+24,0,false,0,3.9060091903726325E-22,3.9060091903726325E-22,1.5287067114547325E+21,0,false,0,1.2670592963768268E-18,1.2670592963768268E-18,4.8379817760532845E+17,0,false,0,3.6532748968448792E-15,3.6532748968448792E-15,167685470445575.66,0,false,0,1.1548871091845412E-11,1.1548871091845412E-11,53044242582.029938,0,false,0,3.6520737053907353E-8,3.6520737053907353E-8,16774062.331770578,0,false,0,1.154887109184546E-4,1.154887109184546E-4]
[null,12,13,3115.6332784455767,null,233,7,15,3028.7441724348241,1,0.30677942509113393,0.30677942509113393,1.9632991264174542E+24,0,false,0,1.4806502980471188E-22,1.4806502980471188E-22,6.1955462998318881E+20,0,false,0,4.803039709808631E-19,4.803039709808631E-19,1.9607384377057728E+17,0,false,0,1.3848463485938257E-15,1.3848463485938257E-15,67959608482782.016,0,false,0,4.377828773776506E-12,4.377828773776506E-12,21497783609.764194,0,false,0,1.3843910131355754E-8,1.3843910131355754E-8,6798196.0852291351,0,false,0,4.377828773776493E-5,4.377828773776493E-5]
[null,12,14,3422.8482524126034,null,234,20,1,3059.6813854798297,1,2.922948231292197E-5,2.922948231292197E-5,2.1052192531946337E+20,0,false,0,1.2535204608908484E-26,1.2535204608908484E-26,6.6434009871258096E+16,0,false,0,4.0662596419001051E-23,4.0662596419001051E-23,21024734611221.453,0,false,0,1.1724127131449764E-19,1.1724127131449764E-19,7287217433.7789764,0,false,0,3.7062755124849265E-16,3.7062755124849265E-16,2305178.4288659059,0,false,0,1.1720272255560175E-12,1.1720272255560175E-12,728.96142483047095,0,false,0,3.7062755124849219E-9,3.7062755124849219E-9]
[null,12,15,3752.0816463995052,null,235,3,16,3062.9667639122872,1,0.25430606399213984,0.25430606399213984,1.8546071099273397E+24,0,false,0,1.0770801575240622E-22,1.0770801575240622E-22,5.8525489381332065E+20,0,false,0,3.4939099219161985E-19,3.4939099219161985E-19,1.8521881858688163E+17,0,false,0,1.0073887975151063E-15,1.0073887975151063E-15,64197233821437.797,0,false,0,3.1845956546874757E-12,3.1845956546874757E-12,20307624953.259865,0,false,0,1.0070575695487485E-8,1.0070575695487485E-8,6421834.8720771689,0,false,0,3.184595654687478E-5,3.184595654687478E-5]
[null,12,16,4103.3334604062857,null,236,19,5,3073.7441698077669,1,0.37596357721742235,0.37596357721742235,2.8561223696140431E+24,0,false,0,1.5286260238656558E-22,1.5286260238656558E-22,9.0130118945343904E+20,0,false,0,4.9586668126547904E-19,4.9586668126547904E-19,2.8523971908001974E+17,0,false,0,1.4297178545858773E-15,1.4297178545858773E-15,98864689239726.125,0,false,0,4.5196782795026173E-12,4.5196782795026173E-12,31274042675.81538,0,false,0,1.4292477654419463E-8,1.4292477654419463E-8,9889720.6496882942,0,false,0,4.5196782795026281E-5,4.5196782795026281E-5]
[null,12,17,4476.6036944329389,null,237,18,7,3082.4099443295368,1,0.88926074966800162,0.88926074966800162,6.9803298236195539E+24,0,false,0,3.499200414204737E-22,3.499200414204737E-22,2.2027696151043391E+21,0,false,0,1.1350957457119507E-18,1.1350957457119507E-18,6.9712255299627456E+17,0,false,0,3.2727882626983792E-15,3.2727882626983792E-15,241624149632003,0,false,0,1.034606232053632E-11,1.034606232053632E-11,76433396242.977936,0,false,0,3.2717121746941661E-8,3.2717121746941661E-8,24170362.142996807,0,false,0,1.0346062320536306E-4,1.0346062320536306E-4]
[null,12,18,4871.8923484794677,null,238,10,14,3089.9064700529925,1,1.4615104728308782E-5,1.4615104728308782E-5,1.1800875660323869E+20,0,false,0,5.5908281386604351E-27,5.5908281386604351E-27,3.723980240622328E+16,0,false,0,1.8135929595340003E-23,1.8135929595340003E-23,11785484032688.318,0,false,0,5.2290793738746339E-20,5.2290793738746339E-20,4084873664.12187,0,false,0,1.6530363940053008E-16,1.6530363940053008E-16,1292175.3386317082,0,false,0,5.2273600602082671E-13,5.2273600602082671E-13,408.62172063755531,0,false,0,1.6530363940053073E-9,1.6530363940053073E-9]
[null,12,19,5289.1994225458729,null,239,20,2,3102.6753192083497,1,4.3757097629258452E-5,4.3757097629258452E-5,3.706673091551985E+20,0,false,0,1.5955089464794941E-26,1.5955089464794941E-26,1.1697078885252013E+17,0,false,0,5.1756264375209515E-23,5.1756264375209515E-23,37018385577737.57,0,false,0,1.4922731867174453E-19,1.4922731867174453E-19,12830650647.474186,0,false,0,4.7174305667775351E-16,4.7174305667775351E-16,4058742.4994033803,0,false,0,1.4917825294716085E-12,1.4917825294716085E-12,1283.4870734239255,0,false,0,4.7174305667775382E-9,4.7174305667775382E-9]
[null,12,20,5728.5249166321546,null,240,12,13,3115.6332784455767,1,2.0960373769913399E-5,2.0960373769913399E-5,1.8637139183671417E+20,0,false,0,7.281239397438686E-27,7.281239397438686E-27,5.881287123045176E+16,0,false,0,2.3619406965065941E-23,2.3619406965065941E-23,18612831164947.602,0,false,0,6.8101143167159837E-20,6.8101143167159837E-20,6451246603.8357725,0,false,0,2.152839153506013E-16,2.152839153506013E-16,2040734.2920115027,0,false,0,6.8078751610679085E-13,6.8078751610679085E-13,645.33684619674727,0,false,0,2.152839153506026E-9,2.152839153506026E-9]
[null,13,1,1334.7646399582216,null,241,4,16,3120.4206731577469,1,0.48373459138934799,0.48373459138934799,4.3786499993611655E+24,0,false,0,1.6506711857836131E-22,1.6506711857836131E-22,1.3817623833665851E+21,0,false,0,5.354565668620313E-19,5.354565668620313E-19,4.3729390205935123E+17,0,false,0,1.5438662102567011E-15,1.5438662102567011E-15,151566990294911.66,0,false,0,4.8805283885724068E-12,4.8805283885724068E-12,47945455138.5298,0,false,0,1.5433585893000242E-8,1.5433585893000242E-8,15161684.169117665,0,false,0,4.8805283885724272E-5,4.8805283885724272E-5]
[null,13,2,1377.7585736867416,null,242,8,15,3144.3404720452686,1,0.94413056694243769,0.94413056694243769,9.3395148633138782E+24,0,false,0,2.9479920812286057E-22,2.9479920812286057E-22,2.9472532216329106E+21,0,false,0,9.5629083038835089E-19,9.5629083038835089E-19,9.327333535486071E+17,0,false,0,2.7572452960415765E-15,2.7572452960415765E-15,323287350862383.25,0,false,0,8.7163083511952468E-12,8.7163083511952468E-12,102266061676.53714,0,false,0,2.7563387178123863E-8,2.7563387178123863E-8,32339368.223311551,0,false,0,8.7163083511952513E-5,8.7163083511952513E-5]
[null,13,3,1442.7709274351371,null,243,16,10,3166.4096124779217,1,0.48371996106355614,0.48371996106355614,5.1904242849417213E+24,0,false,0,1.3924245493138689E-22,1.3924245493138689E-22,1.6379324750074093E+21,0,false,0,4.5168466937046275E-19,4.5168466937046275E-19,5.1836545264794317E+17,0,false,0,1.302329155880365E-15,1.302329155880365E-15,179666561003278.88,0,false,0,4.1169722961181146E-12,4.1169722961181146E-12,56834242229.89119,0,false,0,1.3019009519546414E-8,1.3019009519546414E-8,17972565.453618348,0,false,0,4.1169722961181025E-5,4.1169722961181025E-5]
[null,13,4,1529.8017012034079,null,244,20,3,3167.6876729567452,1,3.6275735071307894E-5,3.6275735071307894E-5,3.910774437743927E+20,0,false,0,1.0393365217527658E-26,1.0393365217527658E-26,1.2341157682606651E+17,0,false,0,3.3714744071689349E-23,3.3714744071689349E-23,39056736989813.719,0,false,0,9.7208732474365205E-20,9.7208732474365205E-20,13537147553.186537,0,false,0,3.0729993007580771E-16,3.0729993007580771E-16,4282229.9199322676,0,false,0,9.7176770385003026E-13,9.7176770385003026E-13,1354.1600011506459,0,false,0,3.072999300758079E-9,3.072999300758079E-9]
[null,13,5,1638.8508949915547,null,245,15,11,3175.6882460449092,1,0.99270662554508371,0.99270662554508371,1.1020585082086659E+25,0,false,0,2.7620001790478073E-22,2.7620001790478073E-22,3.4777454035695682E+21,0,false,0,8.9595744221050375E-19,8.9595744221050375E-19,1.1006211170625027E+18,0,false,0,2.5832878079413505E-15,2.5832878079413505E-15,381477604381385.5,0,false,0,8.1663873454517502E-12,8.1663873454517502E-12,120673487885.67569,0,false,0,2.5824384266803874E-8,2.5824384266803874E-8,38160307.4915471,0,false,0,8.1663873454517407E-5,8.1663873454517407E-5]
[null,13,6,1769.9185087995772,null,246,5,16,3192.4101799944538,1,0.82296845666712759,0.82296845666712759,9.7114818728755001E+24,0,false,0,2.1541075779815335E-22,2.1541075779815335E-22,3.0646341545096396E+21,0,false,0,6.9876487715507112E-19,6.9876487715507112E-19,9.6988153964986598E+17,0,false,0,2.0147282702610887E-15,2.0147282702610887E-15,336162990645535.25,0,false,0,6.3690353820450232E-12,6.3690353820450232E-12,106339035669.10442,0,false,0,2.0140658305462999E-8,2.0140658305462999E-8,33627355.690025665,0,false,0,6.3690353820450377E-5,6.3690353820450377E-5]
[null,13,7,1923.0045426274751,null,247,17,9,3193.6849965220549,1,7.3965713224623211E-2,7.3965713224623211E-2,8.7689730922034034E+23,0,false,0,1.9270752537678713E-23,1.9270752537678713E-23,2.7672084229907169E+20,0,false,0,6.2511850231243558E-20,6.2511850231243558E-20,8.7575359097038128E+16,0,false,0,1.8023858382805321E-16,1.8023858382805321E-16,30353804477549.828,0,false,0,5.6977704366147424E-13,5.6977704366147424E-13,9601872861.8306408,0,false,0,1.8017932164474672E-9,1.8017932164474672E-9,3036378.8046743991,0,false,0,5.6977704366147551E-6,5.6977704366147551E-6]
[null,13,8,2098.1089964752487,null,248,19,6,3204.811783615789,1,0.75642393392636098,0.75642393392636098,9.3378131749622431E+24,0,false,0,1.8926567430211459E-22,1.8926567430211459E-22,2.9467162230254055E+21,0,false,0,6.1395357875910447E-19,6.1395357875910447E-19,9.3256340666099891E+17,0,false,0,1.7701943417505777E-15,1.7701943417505777E-15,323228446912103,0,false,0,5.5960054574725533E-12,5.5960054574725533E-12,102247428485.36401,0,false,0,1.7696123044345826E-8,1.7696123044345826E-8,32333475.890892882,0,false,0,5.5960054574725577E-5,5.5960054574725577E-5]
[null,13,9,2295.2318703428973,null,249,14,12,3221.5208972230198,1,0.38978132072315158,0.38978132072315158,5.1116259919275134E+24,0,false,0,9.18056667561543E-23,9.18056667561543E-23,1.6130662451931138E+21,0,false,0,2.9780581113369775E-19,2.9780581113369775E-19,5.1049590083794278E+17,0,false,0,8.5865475835291985E-16,8.5865475835291985E-16,176938957720466.13,0,false,0,2.7144119718945243E-12,2.7144119718945243E-12,55971414640.735298,0,false,0,8.5837243392156724E-9,8.5837243392156724E-9,17699715.412641756,0,false,0,2.7144119718945267E-5,2.7144119718945267E-5]
[null,13,10,2514.3731642304224,null,250,11,14,3249.1095624371751,1,0.53650132180874599,0.53650132180874599,7.7690404649905861E+24,0,false,0,1.1443548705462161E-22,1.1443548705462161E-22,2.4516615557176219E+21,0,false,0,3.7121404646294681E-19,3.7121404646294681E-19,7.7589074730528781E+17,0,false,0,1.0703105696609639E-15,1.0703105696609639E-15,268925372187725.88,0,false,0,3.3835063460265405E-12,3.3835063460265405E-12,85069640445.791519,0,false,0,1.069958653107773E-8,1.069958653107773E-8,26901382.354028139,0,false,0,3.3835063460265421E-5,3.3835063460265421E-5]
[null,13,11,2755.532878137823,null,251,20,4,3254.7184467250167,1,1.0548376005031694E-5,1.0548376005031694E-5,1.5584448083718108E+20,0,false,0,2.2052929598436687E-27,2.2052929598436687E-27,4.9179551073397528E+16,0,false,0,7.1536875870426179E-24,7.1536875870426179E-24,15564121624164.32,0,false,0,2.0626017548148883E-20,2.0626017548148883E-20,5394557436.1985531,0,false,0,6.5203748561992107E-17,6.5203748561992107E-17,1706469.9315215035,0,false,0,2.0619235743682346E-13,2.0619235743682346E-13,539.63317421995418,0,false,0,6.5203748561992267E-10,6.5203748561992267E-10]
[null,13,12,3018.7110120650996,null,252,18,8,3257.5143981773099,1,0.44197227617985085,0.44197227617985085,6.5953323159158018E+24,0,false,0,9.1482892197794234E-23,9.1482892197794234E-23,2.0812766723222775E+21,0,false,0,2.9675877185428555E-19,2.9675877185428555E-19,6.5867301662057472E+17,0,false,0,8.5563586071614991E-16,8.5563586071614991E-16,228297459094460.03,0,false,0,2.7048685182451409E-12,2.7048685182451409E-12,72217740564.458313,0,false,0,8.5535452889393733E-9,8.5535452889393733E-9,22837254.76548218,0,false,0,2.7048685182451422E-5,2.7048685182451422E-5]
[null,13,13,3303.9075660122508,null,253,9,15,3274.4723692469588,1,0.80310925508999087,0.80310925508999087,1.2730177000365475E+25,0,false,0,1.5649531214503082E-22,1.5649531214503082E-22,4.0172381248261073E+21,0,false,0,5.0765072591607278E-19,5.0765072591607278E-19,1.2713573305032586E+18,0,false,0,1.4636944448120934E-15,1.4636944448120934E-15,440655136662762.94,0,false,0,4.627086364506609E-12,4.627086364506609E-12,139393221738.57358,0,false,0,1.4632131842148901E-8,1.4632131842148901E-8,44080007.108279072,0,false,0,4.6270863645065879E-5,4.6270863645065879E-5]
[null,13,14,3611.1225399792775,null,254,6,16,3278.9352844224059,1,0.48371991774600259,0.48371991774600259,7.789887373936078E+24,0,false,0,9.2777630206458996E-23,9.2777630206458996E-23,2.4582401757477009E+21,0,false,0,3.0095873593603182E-19,3.0095873593603182E-19,7.7797271918247117E+17,0,false,0,8.6774549393644311E-16,8.6774549393644311E-16,269646988038796.34,0,false,0,2.7431499498317346E-12,2.7431499498317346E-12,85297910469.149597,0,false,0,8.6746018048449842E-9,8.6746018048449842E-9,26973567.673563182,0,false,0,2.7431499498317513E-5,2.7431499498317513E-5]
[null,13,15,3940.3559339661797,null,255,13,13,3303.9075660122508,1,6.8098962608080654E-6,6.8098962608080654E-6,1.1978111284695746E+20,0,false,0,1.1958567570252361E-27,1.1958567570252361E-27,3.7799101548162648E+16,0,false,0,3.8792059805146214E-24,3.8792059805146214E-24,11962488492457.535,0,false,0,1.1184800797270623E-20,1.1184800797270623E-20,4146223783.8231573,0,false,0,3.5357816272519078E-17,3.5357816272519078E-17,1311582.3309204523,0,false,0,1.1181123251092491E-13,1.1181123251092491E-13,414.75875045413233,0,false,0,3.5357816272519167E-10,3.5357816272519167E-10]
[null,13,16,4291.6077479729593,null,256,19,7,3357.897817443687,1,0.75641761145970066,0.75641761145970066,1.6064122012370421E+25,0,false,0,1.1001522286093983E-22,1.1001522286093983E-22,5.0693249110440159E+21,0,false,0,3.5687527620902468E-19,3.5687527620902468E-19,1.6043169924455532E+18,0,false,0,1.0289680140520412E-15,1.0289680140520412E-15,556059658913227.13,0,false,0,3.2528126920265574E-12,3.2528126920265574E-12,175899339156.2084,0,false,0,1.0286296908707769E-8,1.0286296908707769E-8,55624255.065205775,0,false,0,3.2528126920265534E-5,3.2528126920265534E-5]
[null,13,17,{"$f":"3.141625/2*SQRT($H$2/$I$2)*((1+($D$8-1)/B266)*(B266/$C$2)^2+(1+($D$8-1)/C266)*(C266/$D$2)^2)","v":4664.8779819996134},null,257,20,5,3363.7676405131633,1,{"$f":"ABS(SIN(G266*3.1416*$J$2/$C$2)*SIN(H266*3.1416*$K$2/$D$2))*(1/F266^$N$2)+(1-1/F266^$N$2)","v":2.048461315745018E-5},{"$f":"$J266*$K266","v":2.048461315745018E-5},{"$f":"10^(LOG10($I266/22.27)/LOG10(2)*70/20)*$L266","v":4.4395827868945587E+20},{"$f":"IF($I266<22.27,M266,0)","v":0},{"$f":"AND($I266>22.27,$I266<44.45)","v":false},{"$f":"IF($O266=TRUE,$L266,0)","v":0},{"$f":"10^(LOG10(44.45/$I266)/LOG10(2)*70/20)*$L266","v":2.9194422458294135E-27},{"$f":"IF($I266>44.45,Q266,0)","v":2.9194422458294135E-27},{"$f":"10^(LOG10($I266/44.548)/LOG10(2)*70/20)*$L266","v":1.4009908290609318E+17},{"$f":"IF($I266<44.528,S266,0)","v":0},{"$f":"AND($I266>44.548,$I266<89.095)","v":false},{"$f":"IF($U266=TRUE,$L266,0)","v":0},{"$f":"10^(LOG10(89.095/$I266)/LOG10(2)*70/20)*$L266","v":9.4702962986641273E-24},{"$f":"IF($I266>89.095,W266,0)","v":9.4702962986641273E-24},{"$f":"10^(LOG10($I266/89.09)/LOG10(2)*70/20)*$L266","v":44337923348060.586},{"$f":"IF($I266<89.09,Y266,0)","v":0},{"$f":"AND($I266>89.09,$I266<176.78)","v":false},{"$f":"IF($AA266=TRUE,$L266,0)","v":0},{"$f":"10^(LOG10(176.78/$I266)/LOG10(2)*70/20)*$L266","v":2.7305427482774418E-20},{"$f":"IF($I266>176.78,AC266,0)","v":2.7305427482774418E-20},{"$f":"10^(LOG10($I266/176.78)/LOG10(2)*70/20)*$L266","v":15367617902.158726},{"$f":"IF($I266<176.78,AE266,0)","v":0},{"$f":"AND($I266>176.78,$I266<353.55)","v":false},{"$f":"IF($AG266=TRUE,$L266,0)","v":0},{"$f":"10^(LOG10(353.55/$I266)/LOG10(2)*70/20)*$L266","v":8.6318952449661399E-17},{"$f":"IF($I266>353.55,AI266,0)","v":8.6318952449661399E-17},{"$f":"10^(LOG10($I266/353.55)/LOG10(2)*70/20)*$L266","v":4861265.855318279},{"$f":"IF($I266<353.55,AK266,0)","v":0},{"$f":"AND($I266>353.55,$I266<707.1)","v":false},{"$f":"IF($AM266=TRUE,$L266,0)","v":0},{"$f":"10^(LOG10(707.1/$I266)/LOG10(2)*70/20)*$L266","v":2.7296449498070137E-13},{"$f":"IF($I266>707.1,AO266,0)","v":2.7296449498070137E-13},{"$f":"10^(LOG10($I266/707.1)/LOG10(2)*70/20)*$L266","v":1537.2672414412291},{"$f":"IF($I266<707.1,AQ266,0)","v":0},{"$f":"AND($I266>707.1,$I266<1414.2)","v":false},{"$f":"IF($AS266=TRUE,$L266,0)","v":0},{"$f":"10^(LOG10(1414.2/$I266)/LOG10(2)*70/20)*$L266","v":8.6318952449661753E-10},{"$f":"IF($I266>1414.2,AU266,0)","v":8.6318952449661753E-10}]
[null,13,18,5060.1666360461422,null,258,1,17,3364.9359722217582,{"$f":"IF(ABS(I267-I266)>0.0001,1,$M$2)","v":1},0.19358811055801858,0.19358811055801858,4.2125646538881994E+24,0,false,0,2.7478770442153119E-23,2.7478770442153119E-23,1.3293511418112039E+21,0,false,0,8.9137607836538577E-20,8.9137607836538577E-20,4.2070702966548902E+17,0,false,0,2.5700784959726694E-16,2.5700784959726694E-16,145817945281240.78,0,false,0,8.1246295677191365E-13,8.1246295677191365E-13,46126849522.254013,0,false,0,2.5692334579141664E-9,2.5692334579141664E-9,14586590.577817256,0,false,0,8.1246295677191398E-6,8.1246295677191398E-6]
[null,13,19,5477.4737101125465,null,259,7,16,3379.9959864416037,1,0.25432331384212464,0.25432331384212464,5.8291167185627178E+24,0,false,0,3.4273314758493645E-23,3.4273314758493645E-23,1.8394834506384933E+21,0,false,0,1.1117823836521667E-19,1.1117823836521667E-19,5.8215139273327053E+17,0,false,0,3.2055695298280381E-16,3.2055695298280381E-16,201774902593080.22,0,false,0,1.0133567914066369E-12,1.0133567914066369E-12,63827813177.091621,0,false,0,3.2045155432451114E-9,3.2045155432451114E-9,20184126.770731807,0,false,0,1.0133567914066374E-5,1.0133567914066374E-5]
[null,13,20,5916.7992041988291,null,260,2,17,3393.3186862847265,1,0.22757578247024052,0.22757578247024052,5.4601742738590174E+24,0,false,0,2.9297603562712774E-23,2.9297603562712774E-23,1.723056974031985E+21,0,false,0,9.5037669258931418E-20,9.5037669258931418E-20,5.4530526863033197E+17,0,false,0,2.7401932360318079E-16,2.7401932360318079E-16,189003958136699.25,0,false,0,8.6624027326848915E-13,8.6624027326848915E-13,59787957643.121277,0,false,0,2.7392922644950919E-9,2.7392922644950919E-9,18906612.280193597,0,false,0,8.6624027326848672E-6,8.6624027326848672E-6]
[null,14,1,1537.574525116142,null,261,16,11,3407.5693263853218,1,0.58346999419179824,0.58346999419179824,1.4698068529583966E+25,0,false,0,7.1542366001607369E-23,7.1542366001607369E-23,4.6382419707641416E+21,0,false,0,2.3207426175687575E-19,2.3207426175687575E-19,1.4678898155767575E+18,0,false,0,6.6913291043646654E-16,6.6913291043646654E-16,508773711190074.88,0,false,0,2.1152883218878729E-12,2.1152883218878729E-12,160941291359.44003,0,false,0,6.6891290051210695E-9,6.6891290051210695E-9,50894105.026460819,0,false,0,2.1152883218878703E-5,2.1152883218878703E-5]
[null,14,2,1580.568458844662,null,262,17,10,3412.82629040958,1,0.25434830212410514,0.25434830212410514,6.5231069554141429E+24,0,false,0,3.0633011897551956E-23,3.0633011897551956E-23,2.0584846505162923E+21,0,false,0,9.9369562663811519E-20,9.9369562663811519E-20,6.5145990076842854E+17,0,false,0,2.8650934477039046E-16,2.8650934477039046E-16,225797377901442.72,0,false,0,9.0572420165259943E-13,9.0572420165259943E-13,71426885441.920441,0,false,0,2.8641514091598514E-9,2.8641514091598514E-9,22587164.416839138,0,false,0,9.0572420165260162E-6,9.0572420165260162E-6]
[null,14,3,1645.5808125930573,null,263,10,15,3419.1398640398952,1,2.1878607360997111E-5,2.1878607360997111E-5,5.7329469392621509E+20,0,false,0,2.5789797958598128E-27,2.5789797958598128E-27,1.8091353334166285E+17,0,false,0,8.3658797669149113E-24,8.3658797669149113E-24,57254695802013.617,0,false,0,2.4121095697642276E-20,2.4121095697642276E-20,19844598523.0872,0,false,0,7.625252209920547E-17,7.625252209920547E-17,6277477.0837601526,0,false,0,2.4113164716581361E-13,2.4113164716581361E-13,1985.1125544193637,0,false,0,7.6252522099205638E-10,7.6252522099205638E-10]
[null,14,4,1732.6115863613284,null,264,12,14,3422.8482524126034,1,0.63067860130719489,0.63067860130719489,1.6735549420623528E+25,0,false,0,7.3411268794955313E-23,7.3411268794955313E-23,5.281206001339192E+21,0,false,0,2.3813674277758786E-19,2.3813674277758786E-19,1.6713721604419633E+18,0,false,0,6.8661268410522746E-16,6.8661268410522746E-16,579301121803688.25,0,false,0,2.1705460450308716E-12,2.1705460450308716E-12,183251352376.23691,0,false,0,6.8638692685679225E-9,6.8638692685679225E-9,57949165.781502046,0,false,0,2.1705460450308693E-5,2.1705460450308693E-5]
[null,14,5,1841.6607801494752,null,265,3,17,3436.2369979389409,1,7.3942455330843121E-2,7.3942455330843121E-2,2.0532341475875511E+24,0,false,0,8.224997414257711E-24,8.224997414257711E-24,6.4793525625344714E+20,0,false,0,2.6680836957826977E-20,2.6680836957826977E-20,2.0505561585672371E+17,0,false,0,7.6928074450473467E-17,7.6928074450473467E-17,71072709663020.563,0,false,0,2.431879451337453E-13,2.431879451337453E-13,22482556433.242584,0,false,0,7.6902780611869801E-10,7.6902780611869801E-10,7109608.5952317752,0,false,0,2.4318794513374546E-6,2.4318794513374546E-6]
[null,14,6,1972.7283939574975,null,266,15,12,3438.8663799721858,1,0.66310743010952811,0.66310743010952811,1.8577651617222121E+25,0,false,0,7.3107761652656871E-23,7.3107761652656871E-23,5.8625147430628407E+21,0,false,0,2.371522045253111E-19,2.371522045253111E-19,1.8553421186848497E+18,0,false,0,6.8377399384636472E-16,6.8377399384636472E-16,643065497991519.5,0,false,0,2.1615722697758E-12,2.1615722697758E-12,203422050705.7439,0,false,0,6.8354916995514597E-9,6.8354916995514597E-9,64327700.653240956,0,false,0,2.1615722697758092E-5,2.1615722697758092E-5]
[null,14,7,2125.8144277853953,null,267,18,9,3454.6372720449594,1,0.22761974517858588,0.22761974517858588,6.7254443155749154E+24,0,false,0,2.3794982933591413E-23,2.3794982933591413E-23,2.1223358724821276E+21,0,false,0,7.7187873514088349E-20,7.7187873514088349E-20,6.7166724635896448E+17,0,false,0,2.225535312011132E-16,2.225535312011132E-16,232801286573814.59,0,false,0,7.035446593675153E-13,7.035446593675153E-13,73642444307.291153,0,false,0,2.2248035592486708E-9,2.2248035592486708E-9,23287785.647314034,0,false,0,7.0354465936751568E-6,7.0354465936751568E-6]
[null,14,8,2300.9188816331693,null,268,4,17,3493.6909071844011,1,0.14065147662737626,0.14065147662737626,4.7360624832253967E+24,0,false,0,1.2902019137306938E-23,1.2902019137306938E-23,1.4945503718153577E+21,0,false,0,4.1852495714166014E-20,4.1852495714166014E-20,4.7298853390626144E+17,0,false,0,1.2067207304353361E-16,1.2067207304353361E-16,163938825102677.41,0,false,0,3.8147313172876958E-13,3.8147313172876958E-13,51859059608.756729,0,false,0,1.2063239624203599E-9,1.2063239624203599E-9,16399274.567811141,0,false,0,3.8147313172877118E-6,3.8147313172877118E-6]
[null,14,9,2498.041755500818,null,269,20,6,3494.8352543211859,1,4.1214236187983873E-5,4.1214236187983873E-5,1.393073521507327E+21,0,false,0,3.7662312873779711E-27,3.7662312873779711E-27,4.3960960331693184E+17,0,false,0,1.2217171369538613E-23,1.2217171369538613E-23,139125656575513.03,0,false,0,3.5225411788079266E-20,3.5225411788079266E-20,48221246490.403053,0,false,0,1.1135590706547606E-16,1.1135590706547606E-16,15253912.516380055,0,false,0,3.5213829724094187E-13,3.5213829724094187E-13,4823.7106780711374,0,false,0,1.113559070654767E-9,1.113559070654767E-9]
[null,14,10,2717.1830493883431,null,270,8,16,3495.5922860520482,1,0.78269399720373911,0.78269399720373911,2.6522377153647736E+25,0,false,0,7.1344101494694829E-23,7.1344101494694829E-23,8.3696169078868054E+21,0,false,0,2.3143111711900944E-19,2.3143111711900944E-19,2.6487784589086336E+18,0,false,0,6.67278550370386E-16,6.67278550370386E-16,918072209752172.75,0,false,0,2.1094262485520802E-12,2.1094262485520802E-12,290415412095.7132,0,false,0,6.6705915015690726E-9,6.6705915015690726E-9,91837416.983886242,0,false,0,2.1094262485520893E-5,2.1094262485520893E-5]
[null,14,11,2958.3427632957432,null,271,14,13,3506.717451170171,1,1.2954884870686283E-5,1.2954884870686283E-5,4.5551107551283118E+20,0,false,0,1.1380325600258064E-27,1.1380325600258064E-27,1.4374477737255184E+17,0,false,0,3.691631699982446E-24,3.691631699982446E-24,45491696224022.914,0,false,0,1.0643973377179439E-20,1.0643973377179439E-20,15767518018.464794,0,false,0,3.3648132130501009E-17,3.3648132130501009E-17,4987766.9691092074,0,false,0,1.0640473654267781E-13,1.0640473654267781E-13,1577.2704060539816,0,false,0,3.3648132130501209E-10,3.3648132130501209E-10]
[null,14,12,3221.5208972230198,null,272,19,8,3533.0022712914601,1,0.37594778989647742,0.37594778989647742,1.4417837132121824E+25,0,false,0,3.0278995962871041E-23,3.0278995962871041E-23,4.5498098732664944E+21,0,false,0,9.8221180365558374E-20,9.8221180365558374E-20,1.4399032258073695E+18,0,false,0,2.8319824778054691E-16,2.8319824778054691E-16,499073500050640,0,false,0,8.9525703633161806E-13,8.9525703633161806E-13,157872806347.53085,0,false,0,2.8310513261000225E-9,2.8310513261000225E-9,49923764.8660888,0,false,0,8.9525703633161388E-6,8.9525703633161388E-6]
[null,14,13,3506.717451170171,null,273,5,17,3565.680414021107,1,0.23928768111358453,0.23928768111358453,1.0213685014358263E+25,0,false,0,1.7315886683940689E-23,1.7315886683940689E-23,3.2231134597316944E+21,0,false,0,5.6170516065277526E-20,5.6170516065277526E-20,1.0200363525254093E+18,0,false,0,1.6195480106644737E-16,1.6195480106644737E-16,353546754746864.63,0,false,0,5.1197765649587809E-13,5.1197765649587809E-13,111838072631.15886,0,false,0,1.6190155056422791E-9,1.6190155056422791E-9,35366303.863780156,0,false,0,5.119776564958775E-6,5.119776564958775E-6]
[null,14,14,3813.9324251371977,null,274,11,15,3578.3429564240773,1,0.80313497485746621,0.80313497485746621,3.5723218318107632E+25,0,false,0,5.5771588378182651E-23,5.5771588378182651E-23,1.1273109129972767E+22,0,false,0,1.8091588136160306E-19,1.8091588136160306E-19,3.5676625294833572E+18,0,false,0,5.2162945310362705E-16,5.2162945310362705E-16,1236559369877379,0,false,0,1.6489948010225907E-12,1.6489948010225907E-12,391163020913.89447,0,false,0,5.2145794210075882E-9,5.2145794210075882E-9,123696608.25199737,0,false,0,1.6489948010226006E-5,1.6489948010226006E-5]
[null,14,15,4143.1658191241004,null,275,13,14,3611.1225399792775,1,0.20490359074504574,0.20490359074504574,1.0133433023962655E+25,0,false,0,1.2797615269972805E-23,1.2797615269972805E-23,3.1977884893561162E+21,0,false,0,4.1513822955767354E-20,4.1513822955767354E-20,1.0120216205798909E+18,0,false,0,1.1969558781506713E-16,1.1969558781506713E-16,350768831722367.88,0,false,0,3.7838622960804771E-13,3.7838622960804771E-13,110959327308.77643,0,false,0,1.1965623208048749E-9,1.1965623208048749E-9,35088420.193585411,0,false,0,3.7838622960804998E-6,3.7838622960804998E-6]
[null,14,16,4494.4176331308799,null,276,9,16,3625.7241832537384,1,0.66578587227970398,0.66578587227970398,3.4507851240209503E+25,0,false,0,3.9676901269363137E-23,3.9676901269363137E-23,1.0889578016395028E+22,0,false,0,1.2870678012914683E-19,1.2870678012914683E-19,3.4462843394005514E+18,0,false,0,3.7109648320650461E-16,3.7109648320650461E-16,1194489432767215.8,0,false,0,1.1731242701966985E-12,1.1731242701966985E-12,377854963015.06036,0,false,0,3.709744672244361E-9,3.709744672244361E-9,119488230.83262762,0,false,0,1.1731242701967054E-5,1.1731242701967054E-5]
[null,14,17,4867.6878671575341,null,277,20,7,3647.9212881490835,1,4.1213891704391349E-5,4.1213891704391349E-5,2.2932211486004268E+21,0,false,0,2.2878514700952847E-27,2.2878514700952847E-27,7.2366750490198234E+17,0,false,0,7.4214968081963763E-24,7.4214968081963763E-24,229023014971005.72,0,false,0,2.1398184018638853E-20,2.1398184018638853E-20,79379860830.327866,0,false,0,6.7644750479706349E-17,6.7644750479706349E-17,25110372.310869552,0,false,0,2.1391148326963928E-13,2.1391148326963928E-13,7940.5969397173558,0,false,0,6.7644750479706367E-10,6.7644750479706367E-10]
[null,14,18,5262.976521204062,null,278,6,17,3652.2055184490596,1,0.14064721009436257,0.14064721009436257,7.933414818074244E+24,0,false,0,7.7017353986459047E-24,7.7017353986459047E-24,2.5035328626077435E+21,0,false,0,2.498344207469163E-20,2.498344207469163E-20,7.9230674362125722E+17,0,false,0,7.203402558131372E-17,7.203402558131372E-17,274615191191803.94,0,false,0,2.2771669232549615E-13,2.2771669232549615E-13,86869510993.300705,0,false,0,7.201034089883543E-10,7.201034089883543E-10,27470551.396386467,0,false,0,2.2771669232549632E-6,2.2771669232549632E-6]
[null,14,19,5680.2835952704672,null,279,17,11,3653.9860043169801,1,0.30679859073160398,0.30679859073160398,1.7403774577661109E+25,0,false,0,1.6705127108955831E-23,1.6705127108955831E-23,5.4920765632129752E+21,0,false,0,5.4189290318950622E-20,5.4189290318950622E-20,1.7381075209795418E+18,0,false,0,1.5624239099634689E-16,1.5624239099634689E-16,602431738753274.63,0,false,0,4.9391936923686255E-13,4.9391936923686255E-13,190568301502.9924,0,false,0,1.5619101872621904E-9,1.5619101872621904E-9,60262988.257914387,0,false,0,4.9391936923686546E-6,4.9391936923686546E-6]
[null,14,20,6119.6090893567489,null,280,16,12,3670.7474603125984,1,0.38974585082687491,0.38974585082687491,2.3317459622073884E+25,0,false,0,2.0121867309059269E-23,2.0121867309059269E-23,7.3582470821261397E+21,0,false,0,6.5272757415023484E-20,6.5272757415023484E-20,2.3287047162334423E+18,0,false,0,1.8819902651283313E-16,1.8819902651283313E-16,807133974342883.25,0,false,0,5.9494189684017407E-13,5.9494189684017407E-13,255322123124.18756,0,false,0,1.881371469475887E-9,1.881371469475887E-9,80739944.610237718,0,false,0,5.9494189684017659E-6,5.9494189684017659E-6]
[null,15,1,1754.920007865308,null,281,18,10,3673.7785659324841,1,0.78272341591944017,0.78272341591944017,4.727982804326173E+25,0,false,0,4.0024625552863274E-23,4.0024625552863274E-23,1.4920006826704922E+22,0,false,0,1.2983475311771911E-19,1.2983475311771911E-19,4.7218161983143711E+18,0,false,0,3.7434873463250366E-16,3.7434873463250366E-16,1636591469796307.3,0,false,0,1.183405410690557E-12,1.183405410690557E-12,517705885315.40643,0,false,0,3.7422564931491417E-9,3.7422564931491417E-9,163712975.56705996,0,false,0,1.1834054106905556E-5,1.1834054106905556E-5]
[null,15,2,1797.913941593828,null,282,15,13,3724.062933919337,1,2.2039230607633745E-5,2.2039230607633745E-5,1.5592247774692227E+21,0,false,0,9.6221172371269529E-28,9.6221172371269529E-28,4.9204164412191872E+17,0,false,0,3.121291451689143E-24,3.121291451689143E-24,155719111421694.84,0,false,0,8.999528071653304E-21,8.999528071653304E-21,53972572995.955666,0,false,0,2.8449649293221779E-17,2.8449649293221779E-17,17073239.841033343,0,false,0,8.99656903995802E-14,8.99656903995802E-14,5399.032493599655,0,false,0,2.8449649293221897E-10,2.8449649293221897E-10]
[null,15,3,1862.9262953422233,null,283,19,9,3730.1251451591097,1,0.19361653377069887,0.19361653377069887,1.3959432688378045E+25,0,false,0,8.2947562069692232E-24,8.2947562069692232E-24,4.4051520410977876E+21,0,false,0,2.6907125536530083E-20,2.6907125536530083E-20,1.3941225701360412E+18,0,false,0,7.7580525670699242E-17,7.7580525670699242E-17,483205828077270.63,0,false,0,2.4525049866417154E-13,2.4525049866417154E-13,152853357500.05014,0,false,0,7.7555017307086626E-10,7.7555017307086626E-10,48336475.770413831,0,false,0,2.4525049866417214E-6,2.4525049866417214E-6]
[null,15,4,1949.9570691104946,null,284,12,15,3752.0816463995052,1,0.94411704503602711,0.94411704503602711,7.2876301686220339E+25,0,false,0,3.7779122395354672E-23,3.7779122395354672E-23,2.2997438097035767E+22,0,false,0,1.2255062880542055E-19,1.2255062880542055E-19,7.2781250697522821E+18,0,false,0,3.5334663270111647E-16,3.5334663270111647E-16,2522613525176907,0,false,0,1.1170127699197106E-12,1.1170127699197106E-12,797982815175.54114,0,false,0,3.5323045284399101E-9,3.5323045284399101E-9,252344322.96278811,0,false,0,1.1170127699197155E-5,1.1170127699197155E-5]
[null,15,5,2059.0062628986411,null,285,7,17,3753.2662204682579,1,7.3947470925996239E-2,7.3947470925996239E-2,5.7289854934905363E+24,0,false,0,2.9481898134686668E-24,2.9481898134686668E-24,1.807885227390422E+21,0,false,0,9.5635497219159592E-21,9.5635497219159592E-21,5.7215133012580371E+17,0,false,0,2.7574302342210907E-17,2.7574302342210907E-17,198308859766880.19,0,false,0,8.7168929847790058E-14,8.7168929847790058E-14,62731393696.118576,0,false,0,2.7565235951845173E-10,2.7565235951845173E-10,19837408.487646285,0,false,0,8.7168929847790116E-7,8.7168929847790116E-7]
[null,15,6,2190.0738767066637,null,286,1,18,3760.224626268287,1,0.37599140574359308,0.37599140574359308,2.9763575021028599E+25,0,false,0,1.467091681578682E-23,1.467091681578682E-23,9.3924356513004792E+21,0,false,0,4.759057296544737E-20,4.759057296544737E-20,2.9724755031985823E+18,0,false,0,1.372165028411003E-16,1.372165028411003E-16,1030266289155847.8,0,false,0,4.3377401036925042E-13,4.3377401036925042E-13,325905964427.65747,0,false,0,1.3717138625523254E-9,1.3717138625523254E-9,103060515.06252132,0,false,0,4.3377401036924989E-6,4.3377401036924989E-6]
[null,15,7,2343.1599105345617,null,287,10,16,3770.3916780466743,1,1.8137591608845794E-5,1.8137591608845794E-5,1.4815667996130791E+21,0,false,0,6.8584268959217495E-28,6.8584268959217495E-28,4.6753526142733958E+17,0,false,0,2.2247857425469834E-24,2.2247857425469834E-24,147963442398661.34,0,false,0,6.4146594617527116E-21,6.4146594617527116E-21,51284441727.696411,0,false,0,2.0278264656691701E-17,2.0278264656691701E-17,16222898.504321204,0,false,0,6.4125503310838102E-14,6.4125503310838102E-14,5130.1309523394029,0,false,0,2.0278264656691716E-10,2.0278264656691716E-10]
[null,15,8,2518.2643643823349,null,288,2,18,3788.6073403312548,1,0.44200306577474185,0.44200306577474185,3.8185912636170195E+25,0,false,0,1.5802794842176945E-23,1.5802794842176945E-23,1.2050256965704318E+22,0,false,0,5.1262240147483808E-20,5.1262240147483808E-20,3.8136107573805568E+18,0,false,0,1.4780291310939579E-16,1.4780291310939579E-16,1321805545264664.8,0,false,0,4.6724017181784864E-13,4.6724017181784864E-13,418129094923.87048,0,false,0,1.4775431572728209E-9,1.4775431572728209E-9,132224029.59441766,0,false,0,4.672401718178497E-6,4.672401718178497E-6]
[null,15,9,2715.387238249984,null,289,14,14,3813.9324251371977,1,0.38980071443515685,0.38980071443515685,3.6388263403875042E+25,0,false,0,1.2897645770298361E-23,1.2897645770298361E-23,1.1482976162708787E+22,0,false,0,4.1838309072367468E-20,4.1838309072367468E-20,3.6340802976637179E+18,0,false,0,1.2063116911543524E-16,1.2063116911543524E-16,1259579908644993.8,0,false,0,3.8134382468068345E-13,3.8134382468068345E-13,398445148813.90521,0,false,0,1.2059150576308948E-9,1.2059150576308948E-9,125999419.28966753,0,false,0,3.8134382468068639E-6,3.8134382468068639E-6]
[null,15,10,2934.5285321375086,null,290,20,8,3823.0257419968575,1,2.0483752975289071E-5,2.0483752975289071E-5,1.965861607627068E+21,0,false,0,6.5925378463896867E-28,6.5925378463896867E-28,6.2036326738148378E+17,0,false,0,2.1385347442531678E-24,2.1385347442531678E-24,196329757672641.94,0,false,0,6.1659744887639654E-21,6.1659744887639654E-21,68048308781.889549,0,false,0,1.9492112292957322E-17,1.9492112292957322E-17,21525842.332863197,0,false,0,6.1639471253512295E-14,6.1639471253512295E-14,6807.0690325520181,0,false,0,1.949211229295744E-10,1.949211229295744E-10]
[null,15,11,3175.6882460449092,null,291,3,18,3831.5256519854693,1,0.14361278512320796,0.14361278512320796,1.4143297976925664E+25,0,false,0,4.5042452708775211E-24,4.5042452708775211E-24,4.4631740660048126E+21,0,false,0,1.4611194099833191E-20,1.4611194099833191E-20,1.4124851178377467E+18,0,false,0,4.2128027291608597E-17,4.2128027291608597E-17,489570325903982.81,0,false,0,1.3317671685881528E-13,1.3317671685881528E-13,154866650397.37772,0,false,0,4.2114175657720194E-10,4.2114175657720194E-10,48973134.885673307,0,false,0,1.3317671685881558E-6,1.3317671685881558E-6]
[null,15,12,3438.8663799721858,null,292,8,17,3868.8625200787023,1,0.22757741210506613,0.22757741210506613,2.5087274845391914E+25,0,false,0,6.376631710453646E-24,6.376631710453646E-24,7.9167443590144904E+21,0,false,0,2.0684975622217251E-20,2.0684975622217251E-20,2.5054554053823094E+18,0,false,0,5.9640383365310943E-17,5.9640383365310943E-17,868396136611069.13,0,false,0,1.8853744073545455E-13,1.8853744073545455E-13,274701291681.9534,0,false,0,5.9620773694305108E-10,5.9620773694305108E-10,86868175.79052341,0,false,0,1.8853744073545568E-6,1.8853744073545568E-6]
[null,15,13,3724.062933919337,null,293,4,18,3888.9795612309299,1,0.27317662362942491,0.27317662362942491,3.1985675573197499E+25,0,false,0,7.2063948030139926E-24,7.2063948030139926E-24,1.0093659762725862E+22,0,false,0,2.3376620697734308E-20,2.3376620697734308E-20,3.1943957346324547E+18,0,false,0,6.7401124645313533E-17,6.7401124645313533E-17,1107184310206628.9,0,false,0,2.130709902631171E-13,2.130709902631171E-13,350237578590.21057,0,false,0,6.7378963253900847E-10,6.7378963253900847E-10,110754847.05272917,0,false,0,2.1307099026311758E-6,2.1307099026311758E-6]
[null,15,14,4031.2779078863641,null,294,18,11,3914.9382798398842,1,0.94413227425257062,0.94413227425257062,1.1943662582206995E+26,0,false,0,2.3052321888362382E-23,2.3052321888362382E-23,3.7690392422606388E+22,0,false,0,7.4778776311414843E-20,7.4778776311414843E-20,1.1928084720668461E+19,0,false,0,2.1560745191362027E-16,2.1560745191362027E-16,4134299363838551,0,false,0,6.8158645021269245E-13,6.8158645021269245E-13,1307810257975.5947,0,false,0,2.1553656049810848E-9,2.1553656049810848E-9,413565916.25352299,0,false,0,6.8158645021269656E-6,6.8158645021269656E-6]
[null,15,15,4360.5113018732663,null,295,17,12,3917.1641382442563,1,0.20493509343664548,0.20493509343664548,2.6097029784989946E+25,0,false,0,4.970820723142399E-24,4.970820723142399E-24,8.2353908350193584E+21,0,false,0,1.6124705040131508E-20,1.6124705040131508E-20,2.6062991991829161E+18,0,false,0,4.6491888983087928E-17,4.6491888983087928E-17,903348808588184.25,0,false,0,1.4697192186270538E-13,1.4697192186270538E-13,285757932464.94824,0,false,0,4.6476602517844355E-10,4.6476602517844355E-10,90364592.604981482,0,false,0,1.4697192186270495E-6,1.4697192186270495E-6]
[null,15,16,4711.7631158800459,null,296,11,16,3929.5947704308574,1,0.66580719423274448,0.66580719423274448,8.7967369378677242E+25,0,false,0,1.5565456980289343E-23,1.5565456980289343E-23,2.7759698077924006E+22,0,false,0,5.049234655627545E-20,5.049234655627545E-20,8.7852635435829053E+18,0,false,0,1.4558310150464607E-16,1.4558310150464607E-16,3044990904235765.5,0,false,0,4.6022281922454352E-13,4.6022281922454352E-13,963227378944.4436,0,false,0,1.4553523399334928E-9,1.4553523399334928E-9,304599242.20985383,0,false,0,4.602228192245446E-6,4.602228192245446E-6]
[null,15,17,5085.0333499066992,null,297,13,15,3940.3559339661797,1,0.3067378094175352,0.3067378094175352,4.183592389564609E+25,0,false,0,6.9465916888473704E-24,6.9465916888473704E-24,1.3202084185953519E+22,0,false,0,2.2533852708749976E-20,2.2533852708749976E-20,4.1781358202308649E+18,0,false,0,6.4971196427411211E-17,6.4971196427411211E-17,1448150702155957,0,false,0,2.0538940906723727E-13,2.0538940906723727E-13,458096082721.90417,0,false,0,6.4949833992850836E-10,6.4949833992850836E-10,144862700.86021256,0,false,0,2.0538940906723742E-6,2.0538940906723742E-6]
[null,15,18,5480.3220039532289,null,298,19,10,3949.2664390466343,1,0.66579546766727726,0.66579546766727726,9.3224165883318671E+25,0,false,0,1.4687222557828397E-23,1.4687222557828397E-23,2.9418575510052373E+22,0,false,0,4.7643466701819399E-20,4.7643466701819399E-20,9.3102575614153933E+18,0,false,0,1.3736900979941178E-16,1.3736900979941178E-16,3226954939935707.5,0,false,0,4.3425612114707858E-13,4.3425612114707858E-13,1020788385424.1686,0,false,0,1.3732384306947729E-9,1.3732384306947729E-9,322801630.69862139,0,false,0,4.342561211470773E-6,4.342561211470773E-6]
[null,15,19,5897.6290780196332,null,299,16,13,3955.9440142597491,1,1.2953705982940234E-5,1.2953705982940234E-5,1.8497467669005811E+21,0,false,0,2.8019624262313027E-28,2.8019624262313027E-28,5.8372112446303846E+17,0,false,0,9.0892068277909579E-25,9.0892068277909579E-25,184733418208266.66,0,false,0,2.6206643391632464E-21,2.6206643391632464E-21,64028993024.737427,0,false,0,8.2845434528157476E-18,8.2845434528157476E-18,20254405.043337703,0,false,0,2.61980266855335E-14,2.61980266855335E-14,6405.005258854866,0,false,0,8.2845434528157656E-11,8.2845434528157656E-11]
[null,15,20,6336.9545721059158,null,300,5,18,3960.9690680676363,1,0.46475019224931763,0.46475019224931763,6.7351583588238096E+25,0,false,0,9.9055332021049174E-24,9.9055332021049174E-24,2.1254013149252728E+22,0,false,0,3.2132279566139249E-20,3.2132279566139249E-20,6.7263738370213663E+18,0,false,0,9.2646058991124204E-17,9.2646058991124204E-17,2331375382264997.5,0,false,0,2.9287623369926297E-13,2.9287623369926297E-13,737488113895.8092,0,false,0,9.2615597102143144E-10,9.2615597102143144E-10,233214218.72124344,0,false,0,2.9287623369926265E-6,2.9287623369926265E-6]
[null,16,1,1986.8010882057206,null,301,9,17,3998.9944172803926,1,0.19358501070768822,0.19358501070768822,3.1350420652947121E+25,0,false,0,3.692211702490985E-24,3.692211702490985E-24,9.8931935567541006E+21,0,false,0,1.1977061327360087E-20,1.1977061327360087E-20,3.1309530975367265E+18,0,false,0,3.4533109547702808E-17,3.4533109547702808E-17,1085194958158312.3,0,false,0,1.0916737497948307E-13,1.0916737497948307E-13,343281647815.92346,0,false,0,3.4521755111684331E-10,3.4521755111684331E-10,108555188.60340856,0,false,0,1.0916737497948312E-6,1.0916737497948312E-6]
[null,16,2,2029.7950219342406,null,302,20,9,4020.1486158645057,1,1.0549319230691054E-5,1.0549319230691054E-5,1.8165048842540994E+21,0,false,0,1.8923384446104563E-28,1.8923384446104563E-28,5.7323104578584422E+17,0,false,0,6.1385032683607264E-25,6.1385032683607264E-25,181413565610685.25,0,false,0,1.7698966385100695E-21,1.7698966385100695E-21,62878325100.78804,0,false,0,5.5950643467033381E-18,5.5950643467033381E-18,19890412.216009643,0,false,0,1.7693146990784464E-14,1.7693146990784464E-14,6289.9006202227838,0,false,0,5.5950643467033322E-11,5.5950643467033322E-11]
[null,16,3,2094.8073756826357,null,303,15,14,4031.2779078863641,1,0.66314042326195577,0.66314042326195577,1.1791717429270264E+26,0,false,0,1.1519150544008001E-23,1.1519150544008001E-23,3.7210901947931045E+22,0,false,0,3.7366647316457067E-20,3.7366647316457067E-20,1.1776337746517809E+19,0,false,0,1.0773815796216056E-16,1.0773815796216056E-16,4081703542012434,0,false,0,3.4058594907611696E-13,3.4058594907611696E-13,1291172528276.4548,0,false,0,1.0770273381306484E-9,1.0770273381306484E-9,408304604.15917641,0,false,0,3.4058594907611714E-6,3.4058594907611714E-6]
[null,16,4,2181.8381494509072,null,304,6,18,4047.4941724955884,1,0.27316833706812288,0.27316833706812288,5.089476125117432E+25,0,false,0,4.5287062297123435E-24,4.5287062297123435E-24,1.6060764531888967E+22,0,false,0,1.4690542313775807E-20,1.4690542313775807E-20,5.0828380311629619E+18,0,false,0,4.2356809668987931E-17,4.2356809668987931E-17,1761722399767947.3,0,false,0,1.3389995238284424E-13,1.3389995238284424E-13,557288774556.16113,0,false,0,4.23428828117879E-10,4.23428828117879E-10,176230184.20415571,0,false,0,1.3389995238284455E-6,1.3389995238284455E-6]
[null,16,5,2290.8873432390537,null,305,12,16,4103.3334604062857,1,0.78268278740358133,0.78268278740358133,1.7100720000955689E+26,0,false,0,1.1064802926001171E-23,1.1064802926001171E-23,5.3964421977669896E+22,0,false,0,3.5892801902572371E-20,3.5892801902572371E-20,1.7078415900638599E+19,0,false,0,1.0348866271929972E-16,1.0348866271929972E-16,5919415031571343,0,false,0,3.2715228362499359E-13,3.2715228362499359E-13,1872499066520.4675,0,false,0,1.0345463579803817E-9,1.0345463579803817E-9,592136196.67438471,0,false,0,3.2715228362499376E-6,3.2715228362499376E-6]
[null,16,6,2421.9549570470763,null,306,14,15,4143.1658191241004,1,0.58352621747855415,0.58352621747855415,1.4264910440301319E+26,0,false,0,7.3728977451281075E-24,7.3728977451281075E-24,4.5015510834109552E+22,0,false,0,2.3916734892037382E-20,2.3916734892037382E-20,1.424630502523954E+19,0,false,0,6.8958420056127667E-17,6.8958420056127667E-17,4937799418949589,0,false,0,2.1799397154956586E-13,2.1799397154956586E-13,1561982856977.3557,0,false,0,6.8935746628256997E-10,6.8935746628256997E-10,493942349.4185462,0,false,0,2.1799397154956522E-6,2.1799397154956522E-6]
[null,16,7,2575.0409908749743,null,307,10,17,4143.6619120733285,1,5.2737163884051432E-6,5.2737163884051432E-6,1.2910112222409473E+21,0,false,0,6.6541109310499889E-29,6.6541109310499889E-29,4.0740199460036979E+17,0,false,0,2.1585082633933132E-25,2.1585082633933132E-25,128932738414469,0,false,0,6.2235635505268558E-22,6.2235635505268558E-22,44688359521.898926,0,false,0,1.9674165018081933E-18,1.9674165018081933E-18,14136348.109193828,0,false,0,6.2215172519146402E-15,6.2215172519146402E-15,4470.3057822067376,0,false,0,1.9674165018081944E-11,1.9674165018081944E-11]
[null,16,8,2750.1454447227475,null,308,7,18,4148.5548745147862,1,0.14362252653070876,0.14362252653070876,3.5644687853183089E+25,0,false,0,1.7874620174050746E-24,1.7874620174050746E-24,1.1248327418167255E+22,0,false,0,5.7982975863338864E-21,5.7982975863338864E-21,3.5598197255500652E+18,0,false,0,1.671806132290933E-17,1.671806132290933E-17,1233841037465123,0,false,0,5.2849769200394191E-14,5.2849769200394191E-14,390303125995.68146,0,false,0,1.6712564448746176E-10,1.6712564448746176E-10,123424685.60300252,0,false,0,5.2849769200394314E-7,5.2849769200394314E-7]
[null,16,9,2947.268318590397,null,309,1,19,4177.5317003346918,1,0.75645448200966658,0.75645448200966658,2.0356435192672578E+26,0,false,0,8.6826118611044798E-24,8.6826118611044798E-24,6.4238421460447088E+22,0,false,0,2.8165279545577835E-20,2.8165279545577835E-20,2.0329884733241172E+19,0,false,0,8.120812421384629E-17,8.120812421384629E-17,7046380998108890,0,false,0,2.5671820069337184E-13,2.5671820069337184E-13,2228994211579.0435,0,false,0,8.1181423101127683E-10,8.1181423101127683E-10,704869859.99209988,0,false,0,2.5671820069337241E-6,2.5671820069337241E-6]
[null,16,10,3166.4096124779217,null,310,18,12,4178.1164137671603,1,0.63066077122163189,0.63066077122163189,1.6998924489724808E+26,0,false,0,7.2269775170486382E-24,7.2269775170486382E-24,5.364318778851398E+22,0,false,0,2.3443388382834856E-20,2.3443388382834856E-20,1.6976753159097899E+19,0,false,0,6.7593633952964535E-17,6.7593633952964535E-17,5884178510577322,0,false,0,2.136795579840857E-13,2.136795579840857E-13,1861352635274.01,0,false,0,6.7571409264772703E-10,6.7571409264772703E-10,588611385.62225521,0,false,0,2.1367955798408545E-6,2.1367955798408545E-6]
[null,16,11,3407.5693263853218,null,311,19,11,4190.4261529540345,1,0.80309209650686786,0.80309209650686786,2.2399893509912908E+26,0,false,0,8.8934703878637192E-24,8.8934703878637192E-24,7.0686924618159624E+22,0,false,0,2.8849277568954343E-20,2.8849277568954343E-20,2.2370677811865731E+19,0,false,0,8.318027564783135E-17,8.318027564783135E-17,7753724190605173,0,false,0,2.629526405665822E-13,2.629526405665822E-13,2452749339508.8647,0,false,0,8.3152926094599315E-10,8.3152926094599315E-10,775627444.23216426,0,false,0,2.6295264056658331E-6,2.6295264056658331E-6]
[null,16,12,3670.7474603125984,null,312,17,13,4202.3606921914079,1,6.8112821222666321E-6,6.8112821222666321E-6,1.9636770415585358E+21,0,false,0,7.2975014308085411E-29,7.2975014308085411E-29,6.1967388795679411E+17,0,false,0,2.3672158916111143E-25,2.3672158916111143E-25,196111585994027.16,0,false,0,6.8253241319996187E-22,6.8253241319996187E-22,67972690017.165665,0,false,0,2.1576473379706825E-18,2.1576473379706825E-18,21501921.71476144,0,false,0,6.823079975386476E-15,6.823079975386476E-15,6799.5046689279343,0,false,0,2.1576473379706837E-11,2.1576473379706837E-11]
[null,16,13,3955.9440142597491,null,313,2,19,4205.91441439766,1,0.8892628795758436,0.8892628795758436,2.5890450110427845E+26,0,false,0,9.4342469565419638E-24,9.4342469565419638E-24,8.170200873839737E+22,0,false,0,3.0603487416426126E-20,3.0603487416426126E-20,2.5856681754681663E+19,0,false,0,8.8238137436850644E-17,8.8238137436850644E-17,8961980521828950,0,false,0,2.7894174498689333E-13,2.7894174498689333E-13,2834959209955.0327,0,false,0,8.8209124866043641E-10,8.8209124866043641E-10,896492817.71294117,0,false,0,2.7894174498689249E-6,2.7894174498689249E-6]
[null,16,14,4263.1589882267772,null,314,20,10,4239.2899097520303,1,3.6276286916114019E-5,3.6276286916114019E-5,1.1578258608366784E+22,0,false,0,3.5106612364921193E-28,3.5106612364921193E-28,3.6537293942803338E+18,0,false,0,1.1388134895050473E-24,1.1388134895050473E-24,1156315733535115.8,0,false,0,3.283507524307548E-21,3.283507524307548E-21,400781476113.03162,0,false,0,1.0379948456679876E-17,1.0379948456679876E-17,126779915.90346973,0,false,0,3.2824279118258213E-14,3.2824279118258213E-14,40091.329581956583,0,false,0,1.037994845667994E-10,1.037994845667994E-10]
[null,16,15,4592.3923822136794,null,315,3,19,4248.8327260518736,1,0.28893355890806288,0.28893355890806288,9.4661223049527348E+25,0,false,0,2.7240205267046261E-24,2.7240205267046261E-24,2.987206494978912E+22,0,false,0,8.8363732998619115E-21,8.8363732998619115E-21,9.4537758457691116E+18,0,false,0,2.5477655898067499E-17,2.5477655898067499E-17,3276698680494043,0,false,0,8.0540931629122624E-14,8.0540931629122624E-14,1036523911192.1664,0,false,0,2.5469278881992382E-10,2.5469278881992382E-10,327777640.85933346,0,false,0,8.0540931629122948E-7,8.0540931629122948E-7]
[null,16,16,4943.644196220459,null,316,16,14,4263.1589882267772,1,0.38976524277406249,0.38976524277406249,1.3279273856321554E+26,0,false,0,3.5336082700035159E-24,3.5336082700035159E-24,4.190515591738465E+22,0,false,0,1.1462572129367904E-20,1.1462572129367904E-20,1.3261953985801101E+19,0,false,0,3.3049697936977599E-17,3.3049697936977599E-17,4596621269108540,0,false,0,1.0447795796265471E-13,1.0447795796265471E-13,1454057367095.8049,0,false,0,3.303883124453135E-10,3.303883124453135E-10,459813312.8570323,0,false,0,1.0447795796265495E-6,1.0447795796265495E-6]
[null,16,17,5316.9144302471123,null,317,8,18,4264.1511741252307,1,0.4420062308900331,0.4420062308900331,1.5099920231393801E+26,0,false,0,3.996397175440358E-24,3.996397175440358E-24,4.765053560028799E+22,0,false,0,1.2963799997287484E-20,1.2963799997287484E-20,1.5080225731068645E+19,0,false,0,3.7378144206222936E-17,3.7378144206222936E-17,5226838097357625,0,false,0,1.1816120639125466E-13,1.1816120639125466E-13,1653414975289.8337,0,false,0,3.7365854326960915E-10,3.7365854326960915E-10,522855723.93469024,0,false,0,1.181612063912547E-6,1.181612063912547E-6]
[null,16,18,5712.203084293641,null,318,13,16,4291.6077479729593,1,0.25428881401863013,0.25428881401863013,9.3601376913000229E+25,0,false,0,2.1338249478064418E-24,2.1338249478064418E-24,2.9537611288541407E+22,0,false,0,6.921854520012071E-21,6.921854520012071E-21,9.3479294655625421E+18,0,false,0,1.9957580067390929E-17,1.9957580067390929E-17,3240012101499983.5,0,false,0,6.309065865876668E-14,6.309065865876668E-14,1024918780524.0376,0,false,0,1.995101804419263E-10,1.995101804419263E-10,324107776.31381875,0,false,0,6.3090658658766493E-7,6.3090658658766493E-7]
[null,16,19,6129.5101583600463,null,319,11,17,4302.8650044575106,1,0.19359121031431775,0.19359121031431775,7.3462951240063832E+25,0,false,0,1.5757576053491732E-24,1.5757576053491732E-24,2.318256599852076E+22,0,false,0,5.1115556195188681E-21,5.1115556195188681E-21,7.336713509700393E+18,0,false,0,1.473799835730901E-17,1.473799835730901E-17,2542920402238760,0,false,0,4.6590319093531476E-14,4.6590319093531476E-14,804406525650.20959,0,false,0,1.4733152524959068E-10,1.4733152524959068E-10,254375678.57573238,0,false,0,4.65903190935315E-7,4.65903190935315E-7]
[null,16,20,6568.8356524463288,null,320,4,19,4306.2866352973351,1,0.54960214028314269,0.54960214028314269,2.1049648889542813E+26,0,false,0,4.4323953205612098E-24,4.4323953205612098E-24,6.6425982946542858E+22,0,false,0,1.4378122073999656E-20,1.4378122073999656E-20,2.1022194286436012E+19,0,false,0,4.1456017557281836E-17,4.1456017557281836E-17,7286336951841466,0,false,0,1.3105233421219155E-13,1.3105233421219155E-13,2304899904451.3848,0,false,0,4.1442386879213296E-10,4.1442386879213296E-10,728873347.67708576,0,false,0,1.310523342121914E-6,1.310523342121914E-6]
[null,17,1,{"$f":"3.141625/2*SQRT($H$2/$I$2)*((1+($D$8-1)/B330)*(B330/$C$2)^2+(1+($D$8-1)/C330)*(C330/$D$2)^2)","v":2233.2177661373789},null,321,15,15,4360.5113018732663,1,{"$f":"ABS(SIN(G330*3.1416*$J$2/$C$2)*SIN(H330*3.1416*$K$2/$D$2))*(1/F330^$N$2)+(1-1/F330^$N$2)","v":0.99271193846810413},{"$f":"$J330*$K330","v":0.99271193846810413},{"$f":"10^(LOG10($I330/22.27)/LOG10(2)*70/20)*$L330","v":4.3974918751711603E+26},{"$f":"IF($I330<22.27,M330,0)","v":0},{"$f":"AND($I330>22.27,$I330<44.45)","v":false},{"$f":"IF($O330=TRUE,$L330,0)","v":0},{"$f":"10^(LOG10(44.45/$I330)/LOG10(2)*70/20)*$L330","v":6.921942018262543E-24},{"$f":"IF($I330>44.45,Q330,0)","v":6.921942018262543E-24},{"$f":"10^(LOG10($I330/44.548)/LOG10(2)*70/20)*$L330","v":1.3877082788435277E+23},{"$f":"IF($I330<44.528,S330,0)","v":0},{"$f":"AND($I330>44.548,$I330<89.095)","v":false},{"$f":"IF($U330=TRUE,$L330,0)","v":0},{"$f":"10^(LOG10(89.095/$I330)/LOG10(2)*70/20)*$L330","v":2.2453892338087826E-20},{"$f":"IF($I330>89.095,W330,0)","v":2.2453892338087826E-20},{"$f":"10^(LOG10($I330/89.09)/LOG10(2)*70/20)*$L330","v":4.3917563213511229E+19},{"$f":"IF($I330<89.09,Y330,0)","v":0},{"$f":"AND($I330>89.09,$I330<176.78)","v":false},{"$f":"IF($AA330=TRUE,$L330,0)","v":0},{"$f":"10^(LOG10(176.78/$I330)/LOG10(2)*70/20)*$L330","v":6.4740649036521787E-17},{"$f":"IF($I330>176.78,AC330,0)","v":6.4740649036521787E-17},{"$f":"10^(LOG10($I330/176.78)/LOG10(2)*70/20)*$L330","v":1.52219201914576E+16},{"$f":"IF($I330<176.78,AE330,0)","v":0},{"$f":"AND($I330>176.78,$I330<353.55)","v":false},{"$f":"IF($AG330=TRUE,$L330,0)","v":0},{"$f":"10^(LOG10(353.55/$I330)/LOG10(2)*70/20)*$L330","v":2.0466059391559059E-13},{"$f":"IF($I330>353.55,AI330,0)","v":2.0466059391559059E-13},{"$f":"10^(LOG10($I330/353.55)/LOG10(2)*70/20)*$L330","v":4815177039814.2559},{"$f":"IF($I330<353.55,AK330,0)","v":0},{"$f":"AND($I330>353.55,$I330<707.1)","v":false},{"$f":"IF($AM330=TRUE,$L330,0)","v":0},{"$f":"10^(LOG10(707.1/$I330)/LOG10(2)*70/20)*$L330","v":6.4719362405606588E-10},{"$f":"IF($I330>707.1,AO330,0)","v":6.4719362405606588E-10},{"$f":"10^(LOG10($I330/707.1)/LOG10(2)*70/20)*$L330","v":1522692678.2760298},{"$f":"IF($I330<707.1,AQ330,0)","v":0},{"$f":"AND($I330>707.1,$I330<1414.2)","v":false},{"$f":"IF($AS330=TRUE,$L330,0)","v":0},{"$f":"10^(LOG10(1414.2/$I330)/LOG10(2)*70/20)*$L330","v":2.0466059391559143E-6},{"$f":"IF($I330>1414.2,AU330,0)","v":2.0466059391559143E-6}]
[null,17,2,2276.2116998658989,null,322,5,19,4378.276142134041,{"$f":"IF(ABS(I331-I330)>0.0001,1,$M$2)","v":1},0.93502766438655804,0.93502766438655804,4.3424616795354905E+26,0,false,0,6.2186976106925452E-24,6.2186976106925452E-24,1.3703425030245402E+23,0,false,0,2.0172657653764132E-20,2.0172657653764132E-20,4.336797900412946E+19,0,false,0,5.8163231997017186E-17,5.8163231997017186E-17,1.503143314341641E+16,0,false,0,1.8386781383431415E-13,1.8386781383431415E-13,4754919933708.4893,0,false,0,5.8144108011224723E-10,5.8144108011224723E-10,1503637708.2255743,0,false,0,1.8386781383431396E-6,1.8386781383431396E-6]
[null,17,3,2341.224053614294,null,323,9,18,4394.2830713269204,1,0.37598538514098506,0.37598538514098506,1.821836941729967E+26,0,false,0,2.3967290336944416E-24,2.3967290336944416E-24,5.7491367318177167E+22,0,false,0,7.7746816636371633E-21,7.7746816636371633E-21,1.8194607590951289E+19,0,false,0,2.2416511550757675E-17,2.2416511550757675E-17,6306289429536005,0,false,0,7.0863926076886423E-14,7.0863926076886423E-14,1994879731702.075,0,false,0,2.2409141034476187E-10,2.2409141034476187E-10,630836361.02841485,0,false,0,7.0863926076886598E-7,7.0863926076886598E-7]
[null,17,4,2428.2548273825655,null,324,19,12,4453.6042868813111,1,0.53644885865804781,0.53644885865804781,3.0379201599370163E+26,0,false,0,2.9259493813166142E-24,2.9259493813166142E-24,9.5867077781607145E+22,0,false,0,9.4914046118042705E-21,9.4914046118042705E-21,3.0339578661857575E+19,0,false,0,2.7366288462785683E-17,2.7366288462785683E-17,1.0515762060568026E+16,0,false,0,8.6511348486783976E-14,8.6511348486783976E-14,3326469682754.7993,0,false,0,2.7357290467079906E-10,2.7357290467079906E-10,1051922076.5002877,0,false,0,8.6511348486784029E-7,8.6511348486784029E-7]
[null,17,5,2537.3040211707121,null,325,18,13,4463.3129677143115,1,2.0960824055079422E-5,2.0960824055079422E-5,1.2174523301228207E+22,0,false,0,1.1146826799645811E-28,1.1146826799645811E-28,3.8418915271855954E+18,0,false,0,3.6158876831127435E-25,3.6158876831127435E-25,1215864433303232.3,0,false,0,1.042558287548211E-21,1.042558287548211E-21,421421181257.14771,0,false,0,3.2957747797812393E-18,3.2957747797812393E-18,133308910.47632778,0,false,0,1.0422154959048558E-14,1.0422154959048558E-14,42155.978950067831,0,false,0,3.2957747797812476E-11,3.2957747797812476E-11]
[null,17,6,2668.3716349787346,null,326,6,19,4464.8012465619931,1,0.54958546860836077,0.54958546860836077,3.2045148759042783E+26,0,false,0,2.9113519073827658E-24,2.9113519073827658E-24,1.0112427604647982E+23,0,false,0,9.44405227813052E-21,9.44405227813052E-21,3.2003352962576318E+19,0,false,0,2.7229758868304972E-17,2.7229758868304972E-17,1.1092429748140238E+16,0,false,0,8.6079745957163142E-14,8.6079745957163142E-14,3508887996205.0684,0,false,0,2.7220805763330498E-10,2.7220805763330498E-10,1109607812.2432332,0,false,0,8.6079745957163053E-7,8.6079745957163053E-7]
[null,17,7,2821.4576688066322,null,327,12,17,4476.6036944329389,1,0.22757415272487508,0.22757415272487508,1.3682966441703567E+26,0,false,0,1.1691012380410849E-24,1.1691012380410849E-24,4.3179081051857878E+22,0,false,0,3.792414507668595E-21,3.792414507668595E-21,1.3665120043649325E+19,0,false,0,1.0934557489861683E-17,1.0934557489861683E-17,4736359476500396,0,false,0,3.4566737642942538E-14,3.4566737642942538E-14,1498261002337.2771,0,false,0,1.0930962223317841E-10,1.0930962223317841E-10,473791729.67926621,0,false,0,3.4566737642942681E-7,3.4566737642942681E-7]
[null,17,8,2996.5621226544058,null,328,20,11,4480.4496236594314,1,4.3756980525895699E-5,4.3756980525895699E-5,2.6573017116338534E+22,0,false,0,2.2255652788596891E-28,2.2255652788596891E-28,8.3855972661139261E+18,0,false,0,7.2194483905031841E-25,7.2194483905031841E-25,2653835850316567,0,false,0,2.0815623743507055E-21,2.0815623743507055E-21,919825112298.56995,0,false,0,6.5803138854328969E-18,6.5803138854328969E-18,290969910.87039238,0,false,0,2.0808779596800277E-14,2.0808779596800277E-14,92012.764892662453,0,false,0,6.5803138854329E-11,6.5803138854329E-11]
[null,17,9,3193.6849965220549,null,329,14,16,4494.4176331308799,1,0.48374926479772962,0.48374926479772962,3.0460090754280582E+26,0,false,0,2.3729902633752203E-24,2.3729902633752203E-24,9.6122338173496718E+22,0,false,0,7.6976761366360387E-21,7.6976761366360387E-21,3.0420362314787635E+19,0,false,0,2.2194483773907795E-17,2.2194483773907795E-17,1.0543761845339874E+16,0,false,0,7.0162043452105278E-14,7.0162043452105278E-14,3335326904383.6855,0,false,0,2.2187186260035689E-10,2.2187186260035689E-10,1054722975.9091026,0,false,0,7.0162043452105453E-7,7.0162043452105453E-7]
[null,17,10,3412.82629040958,null,330,17,14,4509.5756661584355,1,0.20494529005708514,0.20494529005708514,1.3419924114200849E+26,0,false,0,9.6674589647928511E-25,9.6674589647928511E-25,4.2349003303169412E+22,0,false,0,3.1359997267476454E-21,3.1359997267476454E-21,1.3402420796582007E+19,0,false,0,9.0419360096249248E-18,9.0419360096249248E-18,4645307362479897,0,false,0,2.8583710874332871E-14,2.8583710874332871E-14,1469458325451.3516,0,false,0,9.0389630342615318E-11,9.0389630342615318E-11,464683523.51232177,0,false,0,2.8583710874332987E-7,2.8583710874332987E-7]
[null,17,11,3653.9860043169801,null,331,10,18,4538.9505661198573,1,1.0242736667318242E-5,1.0242736667318242E-5,7.2329078818683476E+21,0,false,0,4.4802845155456751E-29,4.4802845155456751E-29,2.2824752001140744E+18,0,false,0,1.4533468481915404E-25,1.4533468481915404E-25,722347415609711.13,0,false,0,4.1903923297743803E-22,4.1903923297743803E-22,250367140304.67496,0,false,0,1.3246827081810148E-18,1.3246827081810148E-18,79199082.005144894,0,false,0,4.1890145348921956E-15,4.1890145348921956E-15,25044.948773071177,0,false,0,1.3246827081810276E-11,1.3246827081810276E-11]
[null,17,12,3917.1641382442563,null,332,7,19,4565.8619485811914,1,0.28895315757774659,0.28895315757774659,2.1856166664923361E+26,0,false,0,1.1799603357918715E-24,1.1799603357918715E-24,6.8971095992116609E+22,0,false,0,3.8276400283594122E-21,3.8276400283594122E-21,2.1827660138075001E+19,0,false,0,1.1036122200239436E-17,1.1036122200239436E-17,7565513117672673,0,false,0,3.4887807855492711E-14,3.4887807855492711E-14,2393212196650.0923,0,false,0,1.1032493539367132E-10,1.1032493539367132E-10,756800146.55090928,0,false,0,3.488780785549267E-7,3.488780785549267E-7]
[null,17,13,4202.3606921914079,null,333,16,15,4592.3923822136794,1,0.58347311689802794,0.58347311689802794,4.7208778106868214E+26,0,false,0,2.2274371335040363E-24,2.2274371335040363E-24,1.4897585731284203E+23,0,false,0,7.2255204469501354E-21,7.2255204469501354E-21,4.7147204715650032E+19,0,false,0,2.0833131125721372E-17,2.0833131125721372E-17,1.6341320759143044E+16,0,false,0,6.5858483854652067E-14,6.5858483854652067E-14,5169279008822.0645,0,false,0,2.0826281222612733E-10,2.0826281222612733E-10,1634669552.8775263,0,false,0,6.585848385465247E-7,6.585848385465247E-7]
[null,17,14,4509.5756661584355,null,334,1,20,4616.8571944209734,1,0.75643551400222586,0.75643551400222586,6.5103149838631261E+26,0,false,0,2.7147405675611908E-24,2.7147405675611908E-24,2.0544479120007828E+23,0,false,0,8.8062703023275166E-21,8.8062703023275166E-21,6.5018237204258529E+19,0,false,0,2.5390860808424188E-17,2.5390860808424188E-17,2.2535458374612044E+16,0,false,0,8.0266551701523847E-14,8.0266551701523847E-14,7128681558061.1094,0,false,0,2.538251233044796E-10,2.538251233044796E-10,2254287043.7510915,0,false,0,8.0266551701524047E-7,8.0266551701524047E-7]
[null,17,15,4838.8090601453368,null,335,2,20,4645.2399084839417,1,0.88924058141340578,0.88924058141340578,8.2185719780904706E+26,0,false,0,2.9718624054913779E-24,2.9718624054913779E-24,2.5935193737733931E+23,0,false,0,9.6403405750088537E-21,9.6403405750088537E-21,8.2078526718945739E+19,0,false,0,2.779571115607899E-17,2.779571115607899E-17,2.8448590762518168E+16,0,false,0,8.7868855783331198E-14,8.7868855783331198E-14,8999193224756.4063,0,false,0,2.7786571966818498E-10,2.7786571966818498E-10,2845794769.4185863,0,false,0,8.7868855783331424E-7,8.7868855783331424E-7]
[null,17,16,5190.0608741521173,null,336,13,17,4664.8779819996134,1,7.3937439699773705E-2,7.3937439699773705E-2,7.1770062982532456E+25,0,false,0,2.352729518885377E-25,2.352729518885377E-25,2.2648344420216851E+22,0,false,0,7.6319528794543043E-22,7.6319528794543043E-22,7.1676454837119898E+18,0,false,0,2.2004985834634158E-18,2.2004985834634158E-18,2484321067252602.5,0,false,0,6.9562995383005608E-15,6.9562995383005608E-15,785869693974.27795,0,false,0,2.1997750627407598E-11,2.1997750627407598E-11,248513817.70582059,0,false,0,6.9562995383006151E-8,6.9562995383006151E-8]
[null,17,17,5563.3311081787706,null,337,8,19,4681.458248191635,1,0.88926924744918212,0.88926924744918212,8.9955444557657375E+26,0,false,0,2.7153486878185192E-24,2.7153486878185192E-24,2.8387071240433874E+23,0,false,0,8.8082429664658577E-21,8.8082429664658577E-21,8.9838117611228365E+19,0,false,0,2.5396548533060979E-17,2.5396548533060979E-17,3.1138081358944472E+16,0,false,0,8.0284531952256173E-14,8.0284531952256173E-14,9849964560160.9746,0,false,0,2.5388198184969283E-10,2.5388198184969283E-10,3114832288.2047467,0,false,0,8.0284531952255922E-7,8.0284531952255922E-7]
[null,17,18,5958.6197622252994,null,338,3,20,4688.1582201381561,1,0.28892631393295121,0.28892631393295121,2.971684626502733E+26,0,false,0,8.6767680849540332E-25,8.6767680849540332E-25,9.3776895452464466E+22,0,false,0,2.8146323085066632E-21,2.8146323085066632E-21,2.9678087223293501E+19,0,false,0,8.1153467607390179E-18,8.1153467607390179E-18,1.0286487730473736E+16,0,false,0,2.5654541815712622E-14,2.5654541815712622E-14,3253942926852.6206,0,false,0,8.1126784465684022E-11,8.1126784465684022E-11,1028987102.5048895,0,false,0,2.5654541815712684E-7,2.5654541815712684E-7]
[null,17,19,6375.9268362917046,null,339,11,18,4698.1536585040394,1,0.37599742616357157,0.37599742616357157,3.9641924469295148E+26,0,false,0,1.1015431841501131E-24,1.1015431841501131E-24,1.2509727894196485E+23,0,false,0,3.5732648435084718E-21,3.5732648435084718E-21,3.9590220362095477E+19,0,false,0,1.0302689692500079E-17,1.0302689692500079E-17,1.3722054017073306E+16,0,false,0,3.2569253209148694E-14,3.2569253209148694E-14,4340721709944.4736,0,false,0,1.0299302183165769E-10,1.0299302183165769E-10,1372656729.2365365,0,false,0,3.2569253209148541E-7,3.2569253209148541E-7]
[null,17,20,6815.2523303779872,null,340,15,16,4711.7631158800459,1,0.82296845626738901,0.82296845626738901,8.9734393769222332E+26,0,false,0,2.3312774285041469E-24,2.3312774285041469E-24,2.8317314656939098E+23,0,false,0,7.5623650489615061E-21,7.5623650489615061E-21,8.9617355134568399E+19,0,false,0,2.180434528450979E-17,2.180434528450979E-17,3.1061564618144232E+16,0,false,0,6.8928722870093755E-14,6.8928722870093755E-14,9825759883692.5645,0,false,0,2.1797176047603363E-10,2.1797176047603363E-10,3107178097.4379587,0,false,0,6.8928722870093549E-7,6.8928722870093549E-7]
[null,18,1,2494.170041660283,null,341,19,13,4738.8008408284622,1,1.7829569641850944E-5,1.7829569641850944E-5,2.0778259937572231E+22,0,false,0,4.7256228674163822E-29,4.7256228674163822E-29,6.5569565911271854E+18,0,false,0,1.5329314636762496E-25,1.5329314636762496E-25,2075115930122278.3,0,false,0,4.4198563167849082E-22,4.4198563167849082E-22,719239565336.94495,0,false,0,1.3972217336043182E-18,1.3972217336043182E-18,227518328.67183104,0,false,0,4.4184030744786635E-15,4.4184030744786635E-15,71947.612803777913,0,false,0,1.3972217336043117E-11,1.3972217336043117E-11]
[null,18,2,2537.163975388803,null,342,20,12,4743.627757586708,1,2.9228755162127829E-5,2.9228755162127829E-5,3.4468258450247741E+22,0,false,0,7.6557512030155167E-29,7.6557512030155167E-29,1.0877083793785469E+19,0,false,0,2.4834275240411173E-25,2.4834275240411173E-25,3442330224406562.5,0,false,0,7.1603937224219825E-22,7.1603937224219825E-22,1193118928156.709,0,false,0,2.2635708070731082E-18,2.2635708070731082E-18,377421428.85836464,0,false,0,7.1580393954166148E-15,7.1580393954166148E-15,119351.13529476333,0,false,0,2.2635708070731057E-11,2.2635708070731057E-11]
[null,18,3,2602.1763291371981,null,343,4,20,4745.6121293836168,1,0.54958835907391679,0.54958835907391679,6.5126599426915545E+26,0,false,0,1.4325281394338327E-24,1.4325281394338327E-24,2.0551879062684684E+23,0,false,0,4.6469375977527188E-21,4.6469375977527188E-21,6.5041656207750513E+19,0,false,0,1.3398378845898862E-17,1.3398378845898862E-17,2.2543575450698264E+16,0,false,0,4.2355463111913934E-14,4.2355463111913934E-14,7131249247150.8184,0,false,0,1.339397347848911E-10,1.339397347848911E-10,2255099018.3357639,0,false,0,4.235546311191396E-7,4.235546311191396E-7]
[null,18,4,2689.2071029054696,null,344,18,14,4770.5279416813391,1,0.63069214997869338,0.63069214997869338,7.9429148408737011E+26,0,false,0,1.5468259806902008E-24,1.5468259806902008E-24,2.5065307670183102E+23,0,false,0,5.0177051388958947E-21,5.0177051388958947E-21,7.9325550683372175E+19,0,false,0,1.4467402019870592E-17,1.4467402019870592E-17,2.7494403452562984E+16,0,false,0,4.573489969388522E-14,4.573489969388522E-14,8697353458893.2109,0,false,0,1.4462645159201466E-10,1.4462645159201466E-10,2750344654.5646224,0,false,0,4.573489969388517E-7,4.573489969388517E-7]
[null,18,5,2798.2562966936166,null,345,9,19,4811.5901453933257,1,0.756442369201348,0.756442369201348,1.0524832911939119E+27,0,false,0,1.6792795364686401E-24,1.6792795364686401E-24,3.3213018192953842E+23,0,false,0,5.447367489923795E-21,5.447367489923795E-21,1.0511105599342099E+20,0,false,0,1.5706234871354518E-17,1.5706234871354518E-17,3.6431714068312608E+16,0,false,0,4.9651145065534472E-14,4.9651145065534472E-14,11524508793658.15,0,false,0,1.5701070684251943E-10,1.5701070684251943E-10,3644369670.2599134,0,false,0,4.9651145065534501E-7,4.9651145065534501E-7]
[null,18,6,2929.3239105016387,null,346,5,20,4817.6016362203227,1,0.93500421867750716,0.93500421867750716,1.3199504920090496E+27,0,false,0,2.0457662605050243E-24,2.0457662605050243E-24,4.1653430578612533E+23,0,false,0,6.6362034297713558E-21,6.6362034297713558E-21,1.318228909047315E+20,0,false,0,1.9133970659199036E-17,1.9133970659199036E-17,4.56900924808532E+16,0,false,0,6.0487033376296409E-14,6.0487033376296409E-14,14453228074619.525,0,false,0,1.912767943757217E-10,1.912767943757217E-10,4570512025.7687664,0,false,0,6.0487033376296893E-7,6.0487033376296893E-7]
[null,18,7,3082.4099443295368,null,347,17,15,4838.8090601453368,1,0.30680023270442192,0.30680023270442192,4.5580484325187901E+26,0,false,0,6.3785056868341227E-25,6.3785056868341227E-25,1.4383748110802131E+23,0,false,0,2.0691054561304487E-21,2.0691054561304487E-21,4.5521034682434372E+19,0,false,0,5.965791059203964E-18,5.965791059203964E-18,1.5777686790131572E+16,0,false,0,1.8859284846900949E-14,1.8859284846900949E-14,4990983674704.6514,0,false,0,5.9638295158106816E-11,5.9638295158106816E-11,1578287617.6783628,0,false,0,1.8859284846900959E-7,1.8859284846900959E-7]
[null,18,8,3257.5143981773099,null,348,14,17,4867.6878671575341,1,0.14065574309207152,0.14065574309207152,2.2393758577772895E+26,0,false,0,2.7288173038245078E-25,2.7288173038245078E-25,7.066756472765371E+22,0,false,0,8.8519334297698845E-22,8.8519334297698845E-22,2.2364550881385562E+19,0,false,0,2.5522519964134915E-18,2.5522519964134915E-18,7751600583556798,0,false,0,8.0682757615478131E-15,8.0682757615478131E-15,2452077575120.8916,0,false,0,2.5514128196820631E-11,2.5514128196820631E-11,775415013.6804657,0,false,0,8.0682757615478333E-8,8.0682757615478333E-8]
[null,18,9,3454.6372720449594,null,349,12,18,4871.8923484794677,1,0.44199990044475757,0.44199990044475757,7.1080631142413809E+26,0,false,0,8.4894505107426937E-25,8.4894505107426937E-25,2.2430781705062447E+23,0,false,0,2.7538688893206177E-21,2.7538688893206177E-21,7.0987922208081576E+19,0,false,0,7.9401493768489823E-18,7.9401493768489823E-18,2.4604563808685552E+16,0,false,0,2.5100701204396456E-14,2.5100701204396456E-14,7783205353600.125,0,false,0,7.9375386673224038E-11,7.9375386673224038E-11,2461265641.4192643,0,false,0,2.5100701204396332E-7,2.5100701204396332E-7]
[null,18,10,3673.7785659324841,null,350,6,20,4904.1267406482748,1,0.54957168781717525,0.54957168781717525,9.5422872540601756E+26,0,false,0,9.7764848017328195E-25,9.7764848017328195E-25,3.0112417253862403E+23,0,false,0,3.1713663102621851E-21,3.1713663102621851E-21,9.5298414545758765E+19,0,false,0,9.1439074423039642E-18,9.1439074423039642E-18,3.3030631812051388E+16,0,false,0,2.8906066832839902E-14,2.8906066832839902E-14,10448638405107.699,0,false,0,9.1409009388823628E-11,9.1409009388823628E-11,3304149580.7649374,0,false,0,2.8906066832839918E-7,2.8906066832839918E-7]
[null,18,11,3914.9382798398842,null,351,16,16,4943.644196220459,1,0.48370524386770031,0.48370524386770031,9.2200696803835188E+26,0,false,0,7.8381559714885608E-25,7.8381559714885608E-25,2.9095601288596612E+23,0,false,0,2.5425972920403178E-21,2.5425972920403178E-21,9.2080441423319499E+19,0,false,0,7.3309961785989496E-18,7.3309961785989496E-18,3.1915275529420112E+16,0,false,0,2.3175023022376363E-14,2.3175023022376363E-14,10095815771971.529,0,false,0,7.3285857577548793E-11,7.3285857577548793E-11,3192577267.6881084,0,false,0,2.317502302237642E-7,2.317502302237642E-7]
[null,18,12,4178.1164137671603,null,352,10,19,4956.2576401862616,1,2.0607290330783497E-5,2.0607290330783497E-5,4.0461431824498257E+22,0,false,0,3.2418061782271001E-29,3.2418061782271001E-29,1.2768338296141631E+19,0,false,0,1.0516003560100738E-25,1.0516003560100738E-25,4040865885152832,0,false,0,3.0320484551199803E-22,3.0320484551199803E-22,1400572652657.0266,0,false,0,9.5850265148815463E-19,9.5850265148815463E-19,443045633.85179961,0,false,0,3.0310515220131446E-15,3.0310515220131446E-15,140103.33103646873,0,false,0,9.585026514881602E-12,9.585026514881602E-12]
[null,18,13,4463.3129677143115,null,353,7,20,5005.1874426674731,1,0.28894591211120058,0.28894591211120058,6.3597802586761278E+26,0,false,0,4.0548753874394877E-25,4.0548753874394877E-25,2.0069439505779754E+23,0,false,0,1.315349581861749E-21,1.315349581861749E-21,6.3514853344346972E+19,0,false,0,3.7925088602655656E-18,3.7925088602655656E-18,2.2014382352669832E+16,0,false,0,1.1989022775076352E-14,1.1989022775076352E-14,6963848654899.3936,0,false,0,3.791261888887407E-11,3.791261888887407E-11,2202162303.0181842,0,false,0,1.1989022775076403E-7,1.1989022775076403E-7]
[null,18,14,4770.5279416813391,null,354,20,13,5028.8243115338591,1,9.7145537230038094E-10,9.7145537230038094E-10,2.2585936183139546E+18,0,false,0,1.2906073236662322E-33,1.2906073236662322E-33,712740159993010.25,0,false,0,4.1865646692637057E-30,4.1865646692637057E-30,225564778336.45883,0,false,0,1.2070999087394098E-26,1.2070999087394098E-26,78181228.706811562,0,false,0,3.815929990116355E-23,3.815929990116355E-23,24731.206883135077,0,false,0,1.2067030160511562E-19,1.2067030160511562E-19,7.8206943035540073,0,false,0,3.8159299901163781E-16,3.8159299901163781E-16]
[null,18,15,5099.7613356682414,null,355,19,14,5046.0158147954899,1,0.53647554986698276,0.53647554986698276,1.2977698847591109E+27,0,false,0,6.84997029897615E-25,6.84997029897615E-25,4.0953481307885764E+23,0,false,0,2.2220425309328811E-21,2.2220425309328811E-21,1.2960772314850646E+20,0,false,0,6.4067500401848852E-18,6.4067500401848852E-18,4.4922310656711064E+16,0,false,0,2.0253261093401947E-14,2.0253261093401947E-14,14210354287035.887,0,false,0,6.4046435101222523E-11,6.4046435101222523E-11,4493708590.4971447,0,false,0,2.0253261093401999E-7,2.0253261093401999E-7]
[null,18,16,5451.0131496750219,null,356,13,18,5060.1666360461422,1,0.14360304364594964,0.14360304364594964,3.5888225749102999E+26,0,false,0,1.7748506533640014E-25,1.7748506533640014E-25,1.1325180216074251E+23,0,false,0,5.7573879384825211E-22,5.7573879384825211E-22,3.5841417510194852E+19,0,false,0,1.6600107735447539E-18,1.6600107735447539E-18,1.2422711028763424E+16,0,false,0,5.2476889848338841E-15,5.2476889848338841E-15,3929698235543.0698,0,false,0,1.6594649644251907E-11,1.6594649644251907E-11,1242679694.1460922,0,false,0,5.2476889848338875E-8,5.2476889848338875E-8]
[null,18,17,5824.2833837016751,null,357,15,17,5085.0333499066992,1,0.23928768099735589,0.23928768099735589,6.3308478681476316E+26,0,false,0,2.7936070467292007E-25,2.7936070467292007E-25,1.9978138102609589E+23,0,false,0,9.0621030480585962E-22,9.0621030480585962E-22,6.3225906797992354E+19,0,false,0,2.6128495858687901E-18,2.6128495858687901E-18,2.1914232869265412E+16,0,false,0,8.259839158460541E-15,8.259839158460541E-15,6932168191004.3564,0,false,0,2.611990484738381E-11,2.611990484738381E-11,2192144060.6942878,0,false,0,8.2598391584605754E-8,8.2598391584605754E-8]
[null,18,18,6219.572037748203,null,358,18,15,5099.7613356682414,1,0.94413732720775911,0.94413732720775911,2.5833332884814837E+27,0,false,0,1.0658017016467135E-24,1.0658017016467135E-24,8.1521764978776038E+23,0,false,0,3.4573240572352025E-21,3.4573240572352025E-21,2.5799639025833909E+20,0,false,0,9.9684010248554136E-18,9.9684010248554136E-18,8.9422093915000816E+16,0,false,0,3.1512487200812782E-14,3.1512487200812782E-14,28287049731955.785,0,false,0,9.9651234291472083E-11,9.9651234291472083E-11,8945150543.9435844,0,false,0,3.1512487200812799E-7,3.1512487200812799E-7]
[null,18,19,6636.8791118146091,null,359,11,19,5115.4607325704446,1,0.7564665944505542,0.7564665944505542,2.1451398517242176E+27,0,false,0,8.2396812378717194E-25,8.2396812378717194E-25,6.7693776725830829E+23,0,false,0,2.6728469398791067E-21,2.6728469398791067E-21,2.1423419920759928E+20,0,false,0,7.7065411670085665E-18,7.7065411670085665E-18,7.4254026043403488E+16,0,false,0,2.4362210075854835E-14,2.4362210075854835E-14,23488907892094.848,0,false,0,7.7040072675205164E-11,7.7040072675205164E-11,7427844868.8923855,0,false,0,2.4362210075854892E-7,2.4362210075854892E-7]
[null,18,20,7076.2046059008908,null,360,8,20,5120.7837422779176,1,0.88924694912707059,0.88924694912707059,2.5523475503243806E+27,0,false,0,9.5695489770821551E-25,9.5695489770821551E-25,8.0543953840353723E+23,0,false,0,3.10423898218951E-21,3.10423898218951E-21,2.5490185784563886E+20,0,false,0,8.9503611866225226E-18,8.9503611866225226E-18,8.8349522443149744E+16,0,false,0,2.8294221072449448E-14,2.8294221072449448E-14,27947761293976.004,0,false,0,8.9474183209272475E-11,8.9474183209272475E-11,8837858119.1658649,0,false,0,2.8294221072449469E-7,2.8294221072449469E-7]
[null,19,1,2769.6579147744333,null,361,17,16,5190.0608741521173,1,0.2543405635685787,0.2543405635685787,8.5346742590499675E+26,0,false,0,2.3411585244770195E-25,2.3411585244770195E-25,2.6932711788252006E+23,0,false,0,7.5944180572895986E-22,7.5944180572895986E-22,8.523542667465823E+19,0,false,0,2.189676278306588E-18,2.189676278306588E-18,2.9542778956536348E+16,0,false,0,6.9220876569880053E-15,6.9220876569880053E-15,9345319718839.0234,0,false,0,2.188956315942065E-11,2.188956315942065E-11,2955249577.4015412,0,false,0,6.9220876569880453E-8,6.9220876569880453E-8]
[null,19,2,2812.6518485029533,null,362,9,20,5250.9156394796073,1,0.75642340149763443,0.75642340149763443,2.9066833900350326E+27,0,false,0,6.0802116431635471E-25,6.0802116431635471E-25,9.1725663601630403E+23,0,false,0,1.9723426932526078E-21,1.9723426932526078E-21,2.9028922655726105E+20,0,false,0,5.6867978237793798E-18,5.6867978237793798E-18,1.0061485919908962E+17,0,false,0,1.7977320855032211E-14,1.7977320855032211E-14,31827677046387.473,0,false,0,5.684928012954758E-11,5.684928012954758E-11,10064795209.88448,0,false,0,1.7977320855032249E-7,1.7977320855032249E-7]
[null,19,3,2877.6642022513483,null,363,14,18,5262.976521204062,1,0.27318491005803719,0.27318491005803719,1.0781378005352638E+27,0,false,0,2.1380883797142624E-25,2.1380883797142624E-25,3.4022592741657193E+23,0,false,0,6.9356845464405496E-22,6.9356845464405496E-22,1.07673160865228E+20,0,false,0,1.9997455776853113E-18,1.9997455776853113E-18,3.7319745029665952E+16,0,false,0,6.3216715263122738E-15,6.3216715263122738E-15,11805421204311.295,0,false,0,1.9990880642579818E-11,1.9990880642579818E-11,3733201974.3271751,0,false,0,6.3216715263122779E-8,6.3216715263122779E-8]
[null,19,4,2964.6949760196198,null,364,12,19,5289.1994225458729,1,0.8892565112705656,0.8892565112705656,3.7182712144750772E+27,0,false,0,6.5690044559079747E-25,6.5690044559079747E-25,1.1733678864641097E+24,0,false,0,2.1309008141388977E-21,2.1309008141388977E-21,3.7134215535153159E+20,0,false,0,6.1439638020261511E-18,6.1439638020261511E-18,1.2870797555420242E+17,0,false,0,1.9422531275662937E-14,1.9422531275662937E-14,40714422420725.719,0,false,0,6.1419436756950462E-11,6.1419436756950462E-11,12875030846.771973,0,false,0,1.9422531275662981E-7,1.9422531275662981E-7]
[null,19,5,3073.7441698077669,null,365,16,17,5316.9144302471123,1,0.14064294349303241,0.14064294349303241,6.2491582995276534E+26,0,false,0,9.7768934316590899E-26,9.7768934316590899E-26,1.9720351860163142E+23,0,false,0,3.1714988645706141E-22,3.1714988645706141E-22,6.2410076571219542E+19,0,false,0,9.1442896322525751E-19,9.1442896322525751E-19,2.1631464389116968E+16,0,false,0,2.890727502619357E-15,2.890727502619357E-15,6842719535639.6563,0,false,0,9.1412830031674774E-12,9.1412830031674774E-12,2163857912.2351141,0,false,0,2.8907275026193591E-8,2.8907275026193591E-8]
[null,19,6,3204.811783615789,null,366,20,14,5336.0392855008859,1,2.9230209449518601E-5,2.9230209449518601E-5,1.3541464840839162E+23,0,false,0,1.9488783066230509E-29,1.9488783066230509E-29,4.2732547098951746E+19,0,false,0,6.3219113308801237E-26,6.3219113308801237E-26,1.3523803000271518E+16,0,false,0,1.8227781471022013E-22,1.8227781471022013E-22,4687378690714.6895,0,false,0,5.7622353762912244E-19,5.7622353762912244E-19,1482766823.4070845,0,false,0,1.8221788203077585E-15,1.8221788203077585E-15,468892.04008990788,0,false,0,5.7622353762912282E-12,5.7622353762912282E-12]
[null,19,7,3357.897817443687,null,367,19,15,5375.2492087823921,1,0.80309639462111149,0.80309639462111149,4.051068968917633E+27,0,false,0,4.9175889996548595E-25,4.9175889996548595E-25,1.2783882508286076E+24,0,false,0,1.5952028154799597E-21,1.5952028154799597E-21,4.0457852470235175E+20,0,false,0,4.5994014785524871E-18,4.5994014785524871E-18,1.4022777138742182E+17,0,false,0,1.4539802307601124E-14,1.4539802307601124E-14,44358499889386.641,0,false,0,4.5978892020591452E-11,4.5978892020591452E-11,14027389323.879009,0,false,0,1.4539802307601082E-7,1.4539802307601082E-7]
[null,19,8,3533.0022712914601,null,368,10,20,5395.5831342725442,1,2.0606773605394692E-5,2.0606773605394692E-5,1.0861187789018804E+23,0,false,0,1.2076169222781853E-29,1.2076169222781853E-29,3.4274446981915312E+19,0,false,0,3.9173544486426909E-26,3.9173544486426909E-26,1.0847021776009244E+16,0,false,0,1.1294793156242211E-22,1.1294793156242211E-22,3759600663331.397,0,false,0,3.5705528287278321E-19,3.5705528287278321E-19,1189281152.7880065,0,false,0,1.1291079444737062E-15,1.1291079444737062E-15,376083.72211208148,0,false,0,3.5705528287278405E-12,3.5705528287278405E-12]
[null,19,9,3730.1251451591097,null,369,18,16,5451.0131496750219,1,0.78269960153355511,0.78269960153355511,4.6459199810681269E+27,0,false,0,4.0729118732644948E-25,4.0729118732644948E-25,1.4661042711583804E+24,0,false,0,1.3212003865897233E-21,1.3212003865897233E-21,4.6398604078269681E+20,0,false,0,3.8093783138895367E-18,3.8093783138895367E-18,1.6081854196709494E+17,0,false,0,1.2042351131357997E-14,1.2042351131357997E-14,50872014904592.961,0,false,0,3.8081257958596885E-11,3.8081257958596885E-11,16087143626.05468,0,false,0,1.2042351131358027E-7,1.2042351131358027E-7]
[null,19,10,3949.2664390466343,null,370,13,19,5477.4737101125465,1,0.28891396009803455,0.28891396009803455,1.8142495739316713E+27,0,false,0,1.421106211604187E-25,1.421106211604187E-25,5.7251934172938763E+23,0,false,0,4.6098863284552913E-22,4.6098863284552913E-22,1.8118832873370419E+20,0,false,0,1.3291550008126554E-18,1.3291550008126554E-18,6.28002575233842E+16,0,false,0,4.201775174029165E-15,4.201775174029165E-15,19865716960645.098,0,false,0,1.3287179765882654E-11,1.3287179765882654E-11,6282091294.78755,0,false,0,4.2017751740292055E-8,4.2017751740292055E-8]
[null,19,11,4190.4261529540345,null,371,15,18,5480.3220039532289,1,0.46475019202357559,0.46475019202357559,2.9361153259089033E+27,0,false,0,2.2722314103687128E-25,2.2722314103687128E-25,9.2654441692279819E+23,0,false,0,7.3708273373326744E-22,7.3708273373326744E-22,2.932285814007226E+20,0,false,0,2.1252090219814993E-18,2.1252090219814993E-18,1.0163364579760883E+17,0,false,0,6.7182913224756359E-15,6.7182913224756359E-15,32149951619894.746,0,false,0,2.1245102563567826E-11,2.1245102563567826E-11,10166707378.308714,0,false,0,6.718291322475641E-8,6.718291322475641E-8]
[null,19,12,4453.6042868813111,null,372,11,20,5554.7862266567263,1,0.75644762613939531,0.75644762613939531,5.5908770851004466E+27,0,false,0,3.1612897082826704E-25,3.1612897082826704E-25,1.7643026154968245E+24,0,false,0,1.0254818455861968E-21,1.0254818455861968E-21,5.5835850246867164E+20,0,false,0,2.9567417202675489E-18,2.9567417202675489E-18,1.9352823656174749E+17,0,false,0,9.3469640099467598E-15,9.3469640099467598E-15,61219130669915.32,0,false,0,2.9557695479052766E-11,2.9557695479052766E-11,19359188929.240028,0,false,0,9.3469640099467999E-8,9.3469640099467999E-8]
[null,19,13,4738.8008408284622,null,373,17,17,5563.3311081787706,1,7.3952486485231325E-2,7.3952486485231325E-2,5.5643622160440738E+26,0,false,0,3.0358246417444771E-26,3.0358246417444771E-26,1.7559353679051397E+23,0,false,0,9.8478258678271456E-23,9.8478258678271456E-23,5.5571047384022557E+19,0,false,0,2.8393947413755013E-19,2.8393947413755013E-19,1.9261042424481504E+16,0,false,0,8.9760022918968424E-16,8.9760022918968424E-16,6092879747017.7549,0,false,0,2.8384611525285613E-12,2.8384611525285613E-12,1926737751.0086575,0,false,0,8.9760022918968472E-9,8.9760022918968472E-9]
[null,19,14,5046.0158147954899,null,374,20,15,5665.272679487789,1,4.3757214711367177E-5,4.3757214711367177E-5,4.0663033170553504E+23,0,false,0,1.4544074228696222E-29,1.4544074228696222E-29,1.2831957255514102E+20,0,false,0,4.7179111877374409E-26,4.7179111877374409E-26,4.060999725329548E+16,0,false,0,1.3603014915711518E-22,1.3603014915711518E-22,14075510841976.74,0,false,0,4.3002366413126989E-19,4.3002366413126989E-19,4452531334.9085941,0,false,0,1.3598542264260631E-15,1.3598542264260631E-15,1408014.0371581162,0,false,0,4.3002366413127012E-12,4.3002366413127012E-12]
[null,19,15,5375.2492087823921,null,375,14,19,5680.2835952704672,1,0.54961881169096705,0.54961881169096705,5.2671193480641947E+27,0,false,0,1.7714811347170985E-25,1.7714811347170985E-25,1.6621349925020757E+24,0,false,0,5.7464576520500254E-22,5.7464576520500254E-22,5.2602495578849444E+20,0,false,0,1.6568592761244521E-18,1.6568592761244521E-18,1.8232136097350758E+17,0,false,0,5.2377263517221385E-15,5.2377263517221385E-15,57674039817919.852,0,false,0,1.6563145032126181E-11,1.6563145032126181E-11,18238132768.786915,0,false,0,5.2377263517221605E-8,5.2377263517221605E-8]
[null,19,16,5726.5010227891717,null,376,16,18,5712.203084293641,1,0.2731600503741351,0.2731600503741351,2.7939835633868797E+27,0,false,0,8.2489189154411422E-26,8.2489189154411422E-26,8.8169216269757751E+23,0,false,0,2.6758435240320688E-22,2.6758435240320688E-22,2.7903394308779409E+20,0,false,0,7.7151811301845125E-19,7.7151811301845125E-19,9.6713754170299728E+16,0,false,0,2.4389523054969491E-15,2.4389523054969491E-15,30593633566440.957,0,false,0,7.7126443898891273E-12,7.7126443898891273E-12,9674556397.0534191,0,false,0,2.4389523054969334E-8,2.4389523054969334E-8]
[null,19,17,6099.7712568158249,null,377,19,16,5726.5010227891717,1,0.66577521081809521,0.66577521081809521,7.0106370198217534E+27,0,false,0,1.9529191902733374E-25,1.9529191902733374E-25,2.2123336002741266E+24,0,false,0,6.3350194392975602E-22,6.3350194392975602E-22,7.0014931971425698E+20,0,false,0,1.8265575695462273E-18,1.8265575695462273E-18,2.4267323337090198E+17,0,false,0,5.7741830297911646E-15,5.7741830297911646E-15,76765254764692.422,0,false,0,1.8259570000832005E-11,1.8259570000832005E-11,24275305021.951969,0,false,0,5.7741830297911679E-8,5.7741830297911679E-8]
[null,19,18,6495.0599108623537,null,378,12,20,5728.5249166321546,1,0.88923421326781238,0.88923421326781238,9.4022178563980994E+27,0,false,0,2.5976972284061931E-25,2.5976972284061931E-25,2.9670402877790987E+24,0,false,0,8.4265967180441507E-22,8.4265967180441507E-22,9.3899547464086808E+20,0,false,0,2.4296159101547438E-18,2.4296159101547438E-18,3.2545781526252134E+17,0,false,0,7.6805939167913987E-15,7.6805939167913987E-15,102952648533768.48,0,false,0,2.4288170559894731E-11,2.4288170559894731E-11,32556486051.350109,0,false,0,7.6805939167914313E-8,7.6805939167914313E-8]
[null,19,19,6912.3669849287589,null,379,18,17,5824.2833837016751,1,0.22757904162935108,0.22757904162935108,2.9177992495312274E+27,0,false,0,5.4827145234147832E-26,5.4827145234147832E-26,9.2076444698839104E+23,0,false,0,1.7785222890400216E-22,1.7785222890400216E-22,2.9139936268930217E+20,0,false,0,5.1279611385264597E-19,5.1279611385264597E-19,1.0099963472776358E+17,0,false,0,1.6210705141291572E-15,1.6210705141291572E-15,31949393772520.02,0,false,0,5.1262750723882768E-12,5.1262750723882768E-12,10103285418.276295,0,false,0,1.6210705141291581E-8,1.6210705141291581E-8]
[null,19,20,7351.6924790150415,null,380,15,19,5897.6290780196332,1,0.93502766393238923,0.93502766393238923,1.3865594124802799E+28,0,false,0,1.9475873735920369E-25,1.9475873735920369E-25,4.3755395812582294E+24,0,false,0,6.3177237096579458E-22,6.3177237096579458E-22,1.3847509529399992E+21,0,false,0,1.8215707425606727E-18,1.8215707425606727E-18,4.7995760575833946E+17,0,false,0,5.7584184832843053E-15,5.7584184832843053E-15,151825841566870.41,0,false,0,1.8209718127590612E-11,1.8209718127590612E-11,48011546702.317871,0,false,0,5.7584184832843088E-8,5.7584184832843088E-8]
[null,20,1,3059.6813854798297,null,381,13,20,5916.7992041988291,1,0.28890671561436077,0.28890671561436077,4.4489561291888535E+27,0,false,0,5.7948695547311715E-26,5.7948695547311715E-26,1.4039487571416337E+24,0,false,0,1.8797813785770066E-22,1.8797813785770066E-22,4.4431534516521376E+20,0,false,0,5.4199185006962092E-19,5.4199185006962092E-19,1.5400063730913197E+17,0,false,0,1.7133651822069868E-15,1.7133651822069868E-15,48715295019339.141,0,false,0,5.4181364394035087E-12,5.4181364394035087E-12,15405128914.816778,0,false,0,1.7133651822069938E-8,1.7133651822069938E-8]
[null,20,2,3102.6753192083497,null,382,17,18,5958.6197622252994,1,0.14363226786844874,0.14363226786844874,2.4005838782505174E+27,0,false,0,2.6544445871738855E-26,2.6544445871738855E-26,7.5754776051220869E+23,0,false,0,8.6106778734307224E-23,8.6106778734307224E-23,2.3974528484671796E+20,0,false,0,2.4826914896385915E-19,2.4826914896385915E-19,8.3096222221460864E+16,0,false,0,7.8483784506389709E-16,7.8483784506389709E-16,26285975507914.27,0,false,0,2.4818751843002497E-12,2.4818751843002497E-12,8312355312.4410582,0,false,0,7.8483784506389748E-9,7.8483784506389748E-9]
[null,20,3,3167.6876729567452,null,383,20,16,6016.5244934945677,1,3.6275183208881653E-5,3.6275183208881653E-5,6.7843308018954412E+23,0,false,0,5.9909918182625438E-30,5.9909918182625438E-30,2.1409185707334317E+20,0,false,0,1.9434009260799742E-26,1.9434009260799742E-26,6.775482145535816E+16,0,false,0,5.6033508755707178E-23,5.6033508755707178E-23,23483964257439.121,0,false,0,1.7713525199057271E-19,1.7713525199057271E-19,7428724107.9938297,0,false,0,5.6015085019808572E-16,5.6015085019808572E-16,2349168.8290263107,0,false,0,1.7713525199057284E-12,1.7713525199057284E-12]
[null,20,4,3254.7184467250167,null,384,19,17,6099.7712568158249,1,0.19358191076332829,0.19358191076332829,4.2476525082044122E+27,0,false,0,2.725003579084551E-26,2.725003579084551E-26,1.3404237503125144E+24,0,false,0,8.8395621957299873E-23,8.8395621957299873E-23,4.242112386639425E+20,0,false,0,2.5486850347969218E-19,2.5486850347969218E-19,1.4703251152321027E+17,0,false,0,8.056999747269468E-16,8.056999747269468E-16,46511055417968.938,0,false,0,2.5478470308772663E-12,2.5478470308772663E-12,14708087149.90958,0,false,0,8.0569997472695311E-9,8.0569997472695311E-9]
[null,20,5,{"$f":"3.141625/2*SQRT($H$2/$I$2)*((1+($D$8-1)/B394)*(B394/$C$2)^2+(1+($D$8-1)/C394)*(C394/$D$2)^2)","v":3363.7676405131633},null,385,14,20,6119.6090893567489,1,{"$f":"ABS(SIN(G394*3.1416*$J$2/$C$2)*SIN(H394*3.1416*$K$2/$D$2))*(1/F394^$N$2)+(1-1/F394^$N$2)","v":0.54960503006370764},{"$f":"$J394*$K394","v":0.54960503006370764},{"$f":"10^(LOG10($I394/22.27)/LOG10(2)*70/20)*$L394","v":1.2523627903263498E+28},{"$f":"IF($I394<22.27,M394,0)","v":0},{"$f":"AND($I394>22.27,$I394<44.45)","v":false},{"$f":"IF($O394=TRUE,$L394,0)","v":0},{"$f":"10^(LOG10(44.45/$I394)/LOG10(2)*70/20)*$L394","v":7.4500254317712119E-26},{"$f":"IF($I394>44.45,Q394,0)","v":7.4500254317712119E-26},{"$f":"10^(LOG10($I394/44.548)/LOG10(2)*70/20)*$L394","v":3.9520578129182729E+24},{"$f":"IF($I394<44.528,S394,0)","v":0},{"$f":"AND($I394>44.548,$I394<89.095)","v":false},{"$f":"IF($U394=TRUE,$L394,0)","v":0},{"$f":"10^(LOG10(89.095/$I394)/LOG10(2)*70/20)*$L394","v":2.4166927217774824E-22},{"$f":"IF($I394>89.095,W394,0)","v":2.4166927217774824E-22},{"$f":"10^(LOG10($I394/89.09)/LOG10(2)*70/20)*$L394","v":1.2507293605463775E+21},{"$f":"IF($I394<89.09,Y394,0)","v":0},{"$f":"AND($I394>89.09,$I394<176.78)","v":false},{"$f":"IF($AA394=TRUE,$L394,0)","v":0},{"$f":"10^(LOG10(176.78/$I394)/LOG10(2)*70/20)*$L394","v":6.9679792248899451E-19},{"$f":"IF($I394>176.78,AC394,0)","v":6.9679792248899451E-19},{"$f":"10^(LOG10($I394/176.78)/LOG10(2)*70/20)*$L394","v":4.335054386963961E+17},{"$f":"IF($I394<176.78,AE394,0)","v":0},{"$f":"AND($I394>176.78,$I394<353.55)","v":false},{"$f":"IF($AG394=TRUE,$L394,0)","v":0},{"$f":"10^(LOG10(353.55/$I394)/LOG10(2)*70/20)*$L394","v":2.2027440067105546E-15},{"$f":"IF($I394>353.55,AI394,0)","v":2.2027440067105546E-15},{"$f":"10^(LOG10($I394/353.55)/LOG10(2)*70/20)*$L394","v":137131545086991.64},{"$f":"IF($I394<353.55,AK394,0)","v":0},{"$f":"AND($I394>353.55,$I394<707.1)","v":false},{"$f":"IF($AM394=TRUE,$L394,0)","v":0},{"$f":"10^(LOG10(707.1/$I394)/LOG10(2)*70/20)*$L394","v":6.9656881634905372E-12},{"$f":"IF($I394>707.1,AO394,0)","v":6.9656881634905372E-12},{"$f":"10^(LOG10($I394/707.1)/LOG10(2)*70/20)*$L394","v":43364802153.296875},{"$f":"IF($I394<707.1,AQ394,0)","v":0},{"$f":"AND($I394>707.1,$I394<1414.2)","v":false},{"$f":"IF($AS394=TRUE,$L394,0)","v":0},{"$f":"10^(LOG10(1414.2/$I394)/LOG10(2)*70/20)*$L394","v":2.2027440067105322E-8},{"$f":"IF($I394>1414.2,AU394,0)","v":2.2027440067105322E-8}]
[null,20,6,3494.8352543211859,null,386,16,19,6129.5101583600463,{"$f":"IF(ABS(I395-I394)>0.0001,1,$M$2)","v":1},0.54956879666662928,0.54956879666662928,1.2760406954869507E+28,0,false,0,7.3108205010666967E-26,7.3108205010666967E-26,4.0267777349778148E+24,0,false,0,2.3715364272184775E-22,2.3715364272184775E-22,1.2743763831259052E+21,0,false,0,6.8377814055624573E-19,6.8377814055624573E-19,4.4170154667991046E+17,0,false,0,2.1615853785122688E-15,2.1615853785122688E-15,139724234477140.58,0,false,0,6.8355331530159715E-12,6.8355331530159715E-12,44184682527.118919,0,false,0,2.1615853785122627E-8,2.1615853785122627E-8]
[null,20,7,3647.9212881490835,null,387,18,18,6219.572037748203,1,0.44200939579062964,0.44200939579062964,1.2159796560401565E+28,0,false,0,4.9627592408287336E-26,4.9627592408287336E-26,3.8372442371518052E+24,0,false,0,1.6098554625193091E-22,1.6098554625193091E-22,1.2143936799976244E+21,0,false,0,4.6416490258884747E-19,4.6416490258884747E-19,4.2091141505426637E+17,0,false,0,1.4673356855754777E-15,1.4673356855754777E-15,133147655228308.56,0,false,0,4.6401228584631808E-12,4.6401228584631808E-12,42104985563.228226,0,false,0,1.4673356855754734E-8,1.4673356855754734E-8]
[null,20,8,3823.0257419968575,null,388,15,20,6336.9545721059158,1,0.93500421822334967,0.93500421822334967,3.1968233406962227E+28,0,false,0,8.4468545543020232E-26,8.4468545543020232E-26,1.0088155570979199E+25,0,false,0,2.7400513072398292E-22,2.7400513072398292E-22,3.1926537929530556E+21,0,false,0,7.900309547809207E-19,7.900309547809207E-19,1.1065805495404749E+18,0,false,0,2.4974758026592009E-15,2.4974758026592009E-15,350046589906742.25,0,false,0,7.8977119375602996E-12,7.8977119375602996E-12,110694451128.02148,0,false,0,2.4974758026592026E-8,2.4974758026592026E-8]
[null,20,9,4020.1486158645057,null,389,17,19,6375.9268362917046,1,0.28897275610707895,0.28897275610707895,1.0610134068820594E+28,0,false,0,2.4309691180218455E-26,2.4309691180218455E-26,3.348220145686824E+24,0,false,0,7.8857521067448037E-23,7.8857521067448037E-23,1.0596295499764266E+21,0,false,0,2.273675770083659E-19,2.273675770083659E-19,3.672698406292503E+17,0,false,0,7.1876300346372171E-16,7.1876300346372171E-16,116179120752889.61,0,false,0,2.2729281888088512E-12,2.2729281888088512E-12,36739063813.486794,0,false,0,7.1876300346372467E-9,7.1876300346372467E-9]
[null,20,10,4239.2899097520303,null,390,20,17,6389.7947275212218,1,1.0547432774248696E-5,1.0547432774248696E-5,3.9717465339687031E+23,0,false,0,8.6516415973452372E-31,8.6516415973452372E-31,1.2533566185251837E+20,0,false,0,2.8064815981119172E-27,2.8064815981119172E-27,3.9665662706159736E+16,0,false,0,8.0918460565797266E-24,8.0918460565797266E-24,13748202492907.799,0,false,0,2.5580250498862094E-20,2.5580250498862094E-20,4348993303.7303867,0,false,0,8.0891854694062243E-17,8.0891854694062243E-17,1375272.436860845,0,false,0,2.558025049886193E-13,2.558025049886193E-13]
[null,20,11,4480.4496236594314,null,391,19,18,6495.0599108623537,1,0.37597936435575063,0.37597936435575063,1.7120054246765254E+28,0,false,0,2.550406434539028E-26,2.550406434539028E-26,5.4025434695230071E+24,0,false,0,8.2731914466224458E-23,8.2731914466224458E-23,1.7097724929208542E+21,0,false,0,2.3853850182990164E-19,2.3853850182990164E-19,5.9261075816665178E+17,0,false,0,7.5407695447573367E-16,7.5407695447573367E-16,187461613277432.81,0,false,0,2.3846007071864254E-12,2.3846007071864254E-12,59280567180.634865,0,false,0,7.5407695447573405E-9,7.5407695447573405E-9]
[null,20,12,4743.627757586708,null,392,16,20,6568.8356524463288,1,0.54955501629349068,0.54955501629349068,2.8535417759361764E+28,0,false,0,3.2690730932770751E-26,3.2690730932770751E-26,9.0048683633745723E+24,0,false,0,1.0604453936210452E-22,1.0604453936210452E-22,2.8498199629350342E+21,0,false,0,3.0575510925720153E-19,3.0575510925720153E-19,9.8775361977445414E+17,0,false,0,9.6656464191461376E-16,9.6656464191461376E-16,312457856243430,0,false,0,3.0565457742352601E-12,3.0565457742352601E-12,98807849854.269272,0,false,0,9.6656464191462121E-9,9.6656464191462121E-9]
[null,20,13,5028.8243115338591,null,393,18,19,6636.8791118146091,1,0.88927561489057783,0.88927561489057783,5.2052918137987953E+28,0,false,0,4.6926071592368659E-26,4.6926071592368659E-26,1.6426241932564743E+25,0,false,0,1.5222215912882418E-22,1.5222215912882418E-22,5.1985026639391653E+21,0,false,0,4.3889768559298375E-19,4.3889768559298375E-19,1.8018120058449843E+18,0,false,0,1.3874600013812955E-15,1.3874600013812955E-15,569970390823315.75,0,false,0,4.3875337667452538E-12,4.3875337667452538E-12,180240463385.80142,0,false,0,1.3874600013812917E-8,1.3874600013812917E-8]
[null,20,14,5336.0392855008859,null,394,20,18,6785.0833815677506,1,2.0485473329661305E-5,2.0485473329661305E-5,1.5501371381098233E+24,0,false,0,8.3619660152845775E-31,8.3619660152845775E-31,4.8917387478154294E+20,0,false,0,2.712514553669732E-27,2.712514553669732E-27,1.5481153276696106E+17,0,false,0,7.8209136341010595E-24,7.8209136341010595E-24,53658004316843.984,0,false,0,2.4723768654446151E-20,2.4723768654446151E-20,16973731772.271572,0,false,0,7.8183421291127037E-17,7.8183421291127037E-17,5367565.2793144127,0,false,0,2.4723768654446436E-13,2.4723768654446436E-13]
[null,20,15,5665.272679487789,null,395,17,20,6815.2523303779872,1,0.2889655101491021,0.2889655101491021,2.3023533440595565E+28,0,false,0,1.1202283452206693E-26,1.1202283452206693E-26,7.2654933472733841E+24,0,false,0,3.6338771101080495E-23,3.6338771101080495E-23,2.2993504342435711E+21,0,false,0,1.0477451262572131E-19,1.0477451262572131E-19,7.9695971819039501E+17,0,false,0,3.3121716109302433E-16,3.3121716109302433E-16,252103682611659.91,0,false,0,1.047400629188868E-12,1.047400629188868E-12,79722184356.90271,0,false,0,3.3121716109302569E-9,3.3121716109302569E-9]
[null,20,16,6016.5244934945677,null,396,19,19,6912.3669849287589,1,0.75643025602560443,0.75643025602560443,7.1045970394109961E+28,0,false,0,2.487624617698355E-26,2.487624617698355E-26,2.2419843877606222E+25,0,false,0,8.0695352830183077E-23,8.0695352830183077E-23,7.0953306667045282E+21,0,false,0,2.3266654341240494E-19,2.3266654341240494E-19,2.4592565989032289E+18,0,false,0,7.3551429693280034E-16,7.3551429693280034E-16,777941006200779.38,0,false,0,2.3259004299250429E-12,2.3259004299250429E-12,246006546483.76389,0,false,0,7.355142969328035E-9,7.355142969328035E-9]
[null,20,17,6389.7947275212218,null,397,18,20,7076.2046059008908,1,0.88925331640880356,0.88925331640880356,1.0966849333939903E+29,0,false,0,2.2271815655755162E-26,2.2271815655755162E-26,3.4607881141214327E+25,0,false,0,7.2246914173603312E-23,7.2246914173603312E-23,1.0952545508855757E+22,0,false,0,2.0830740809026774E-19,2.0830740809026774E-19,3.7961754120687995E+18,0,false,0,6.5850927494906193E-16,6.5850927494906193E-16,1200850907992487.8,0,false,0,2.0823891691850927E-12,2.0823891691850927E-12,379742399953.75635,0,false,0,6.5850927494905755E-9,6.5850927494905755E-9]
[null,20,18,6785.0833815677506,null,398,20,19,7202.3904556341549,1,4.1214580651557457E-5,4.1214580651557457E-5,6.2424840517532319E+24,0,false,0,8.404866941904178E-31,8.404866941904178E-31,1.9699290061404404E+21,0,false,0,2.7264310641660335E-27,2.7264310641660335E-27,6.2343421144248845E+17,0,false,0,7.8610387005389639E-24,7.8610387005389639E-24,216083614773105.34,0,false,0,2.4850613535526401E-20,2.4850613535526401E-20,68354113505.300728,0,false,0,7.8584540024873261E-17,7.8584540024873261E-17,21615468.611842651,0,false,0,2.4850613535526507E-13,2.4850613535526507E-13]
[null,20,19,7202.3904556341549,null,399,19,20,7351.6924790150415,1,0.75641128862562734,0.75641128862562734,1.4543424558363446E+29,0,false,0,1.215166627972727E-26,1.215166627972727E-26,4.589441262263159E+25,0,false,0,3.9418447258513466E-23,3.9418447258513466E-23,1.4524455883343997E+22,0,false,0,1.1365405254033444E-19,1.1365405254033444E-19,5.0342070939989596E+18,0,false,0,3.5928749927571281E-16,3.5928749927571281E-16,1592479667992053.3,0,false,0,1.1361668325373517E-12,1.1361668325373517E-12,503586287836.36169,0,false,0,3.5928749927571426E-9,3.5928749927571426E-9]
[null,20,20,7641.7159497204375,null,400,20,20,17102.05123945621,1,4.1213547200780103E-5,4.1213547200780103E-5,1.45218633957117E+29,0,false,0,3.6128019679796439E-35,3.6128019679796439E-35,4.5826372465280014E+25,0,false,0,1.1719466330954364E-31,1.1719466330954364E-31,1.4502922842451214E+22,0,false,0,3.379039345176929E-28,3.379039345176929E-28,5.0267436965342341E+18,0,false,0,1.0681947270221794E-24,1.0681947270221794E-24,1590118758221188.8,0,false,0,3.3779283219719048E-21,3.3779283219719048E-21,502839702613.75757,0,false,0,1.0681947270221798E-17,1.0681947270221798E-17]

{"sheet":"計算表c-3","index":15,"n_rows":409,"n_cols":48,"rows_kept":409,"cut":false,"hidden":true,"merged":[[7,36,7,41],[7,42,7,47],[8,44,8,45],[8,46,8,47],[8,36,8,37],[8,38,8,39],[8,40,8,41],[8,42,8,43],[7,30,7,35],[8,12,8,13],[8,14,8,15],[8,16,8,17],[8,18,8,19],[8,20,8,21],[8,22,8,23],[8,28,8,29],[8,30,8,31],[8,32,8,33],[8,34,8,35],[8,24,8,25],[8,26,8,27],[7,12,7,17],[7,18,7,23],[7,24,7,29]]}
[null,"ヤング率","辺長ｘ","辺長ｙ","板厚","ポアソン比","密度","曲げ剛性","面密度","加振点ｘ","加振点ｙ","辺長比","縮退重み","周波数重み"]
[null,{"$f":"床衝撃音計算シート!D7","v":29000000000},{"$f":"床衝撃音計算シート!D9","v":8},{"$f":"床衝撃音計算シート!F9","v":6.5},{"$f":"(床衝撃音計算シート!L9)/1000","v":0.24399999999999999},{"$f":"床衝撃音計算シート!L7","v":0.16},{"$f":"床衝撃音計算シート!G7","v":1684},{"$f":"B2*E2^3/12/(1-F2^2)","v":36028730.158730157},{"$f":"G2*E2","v":410.89600000000002},{"$f":"床衝撃音計算シート!D23","v":3.6},{"$f":"床衝撃音計算シート!F23","v":0.75},{"$f":"C2/D2","v":1.2307692307692308},1,0]
[]
[null,"周波数","31.5Hz","63Hz","125Hz","250Hz","500Hz","1000Hz","(2000Hz)","(4000Hz)"]
[null,"モード数１",{"$f":"M8","v":0.35306571443403661},{"$f":"S8","v":0.85796077869590182},{"$f":"Y8","v":2.8230698197066717},{"$f":"AE8","v":8.3685153819370939},{"$f":"AK8","v":17.335823446422207},{"$f":"AQ8","v":25.704571230392055},{"$f":"H6*I7/H7","v":43.465472157090375},{"$f":"H6*J7/H7","v":88.050814178893447}]
[null,"モード数２",{"$f":"C5*($D$7^2+$C$7^2)/2/$D$7^2","v":0.29307212623919054},{"$f":"D5*($D$7^2+$C$7^2)/2/$D$7^2","v":0.71217447450343407},2.3433685026862019,6.9465215572720016,14.390087821737184,21.336802290852781,36.079737630397283,73.089054738339286]
[null,null,{"$f":"MIN(C2,D2)","v":6.5},{"$f":"MAX(C2,D2)","v":8},null,null,null,{"$f":"0.354*SQRT(I2/H2)*C2*D2*1000-0.139*SQRT(SQRT(I2/H2*1000^2))*(C2+D2)","v":58.461455975913239},{"$f":"0.354*SQRT(I2/H2)*C2*D2*2000-0.139*SQRT(SQRT(I2/H2*2000^2))*(C2+D2)","v":119.09257780737779},{"$f":"0.354*SQRT(I2/H2)*C2*D2*4000-0.139*SQRT(SQRT(I2/H2*4000^2))*(C2+D2)","v":241.25352649349409}]
[null,null,null,{"$f":"4/3*SQRT(1+2*(1+$L$2^4)/(1+$L$2^2)^2)","v":1.9052696505662141},null,null,null,null,null,null,null,null,{"$f":"M9+O9+Q9","v":0.35306571443403661},null,null,null,null,null,{"$f":"S9+U9+W9","v":0.85796077869590182},null,null,null,null,null,{"$f":"Y9+AA9+AC9","v":2.8230698197066717},null,null,null,null,null,{"$f":"AE9+AG9+AI9","v":8.3685153819370939},null,null,null,null,null,{"$f":"AK9+AM9+AO9","v":17.335823446422207},null,null,null,null,null,{"$f":"AQ9+AS9+AU9","v":25.704571230392055}]
[null,"m","n","fi",null,"No.","m","n","fi","縮退ﾁｪｯｸ","周波数重み","重み",{"$f":"SUM(N10:N409)","v":0},null,{"$f":"SUM(P10:P409)","v":0.35024007865422874},null,{"$f":"SUM(R10:R409)","v":2.8256357798078567E-3},null,{"$f":"SUM(T10:T409)","v":1.9984423950040381E-2},null,{"$f":"SUM(V10:V409)","v":0.7645370656908167},null,{"$f":"SUM(X10:X409)","v":7.3439289055044724E-2},null,{"$f":"SUM(Z10:Z409)","v":0.13788255623877535},null,{"$f":"SUM(AB10:AB409)","v":2.4683208649170436},null,{"$f":"SUM(AD10:AD409)","v":0.2168663985508526},null,{"$f":"SUM(AF10:AF409)","v":0.42953353701398267},null,{"$f":"SUM(AH10:AH409)","v":6.4625731789841678},null,{"$f":"SUM(AJ10:AJ409)","v":1.4764086659389424},null,{"$f":"SUM(AL10:AL409)","v":1.3430267578139941},null,{"$f":"SUM(AN10:AN409)","v":13.838422424490007},null,{"$f":"SUM(AP10:AP409)","v":2.1543742641182053},null,{"$f":"SUM(AR10:AR409)","v":1.8076940696657031},null,{"$f":"SUM(AT10:AT409)","v":19.323690417547169},null,{"$f":"SUM(AV10:AV409)","v":4.5731867431791837}]
[null,1,1,{"$f":"3.141625/2*SQRT($H$2/$I$2)*((1+($D$8-1)/B10)*(B10/$C$2)^2+(1+($D$8-1)/C10)*(C10/$D$2)^2)","v":34.822630180366467},null,1,1,1,34.822630180366467,{"$f":"1","v":1},{"$f":"ABS(SIN(G10*3.1416*$J$2/$C$2)*SIN(H10*3.1416*$K$2/$D$2))*(1/F10^$N$2)+(1-1/F10^$N$2)","v":0.35024007865422874},{"$f":"$J10*$K10","v":0.35024007865422874},{"$f":"10^(LOG10($I10/22.27)/LOG10(2)*70/20)*$L10","v":63.328397826894978},{"$f":"IF($I10<22.27,M10,0)","v":0},{"$f":"AND($I10>22.27,$I10<44.45)","v":true},{"$f":"IF($O10=TRUE,$L10,0)","v":0.35024007865422874},{"$f":"10^(LOG10(44.45/$I10)/LOG10(2)*70/20)*$L10","v":5.9830095492480497},{"$f":"IF($I10>44.45,Q10,0)","v":0},{"$f":"10^(LOG10($I10/44.548)/LOG10(2)*70/20)*$L10","v":1.9984423950040381E-2},{"$f":"IF($I10<44.528,S10,0)","v":1.9984423950040381E-2},{"$f":"AND($I10>44.548,$I10<89.095)","v":false},{"$f":"IF($U10=TRUE,$L10,0)","v":0},{"$f":"10^(LOG10(89.095/$I10)/LOG10(2)*70/20)*$L10","v":19408.115803646811},{"$f":"IF($I10>89.095,W10,0)","v":0},{"$f":"10^(LOG10($I10/89.09)/LOG10(2)*70/20)*$L10","v":6.3245799963298637E-6},{"$f":"IF($I10<89.09,Y10,0)","v":6.3245799963298637E-6},{"$f":"AND($I10>89.09,$I10<176.78)","v":false},{"$f":"IF($AA10=TRUE,$L10,0)","v":0},{"$f":"10^(LOG10(176.78/$I10)/LOG10(2)*70/20)*$L10","v":55958850.910348468},{"$f":"IF($I10>176.78,AC10,0)","v":0},{"$f":"10^(LOG10($I10/176.78)/LOG10(2)*70/20)*$L10","v":2.1921127882387472E-9},{"$f":"IF($I10<176.78,AE10,0)","v":2.1921127882387472E-9},{"$f":"AND($I10>176.78,$I10<353.55)","v":false},{"$f":"IF($AG10=TRUE,$L10,0)","v":0},{"$f":"10^(LOG10(353.55/$I10)/LOG10(2)*70/20)*$L10","v":176899240779.70282},{"$f":"IF($I10>353.55,AI10,0)","v":0},{"$f":"10^(LOG10($I10/353.55)/LOG10(2)*70/20)*$L10","v":6.9343493027469855E-13},{"$f":"IF($I10<353.55,AK10,0)","v":6.9343493027469855E-13},{"$f":"AND($I10>353.55,$I10<707.1)","v":false},{"$f":"IF($AM10=TRUE,$L10,0)","v":0},{"$f":"10^(LOG10(707.1/$I10)/LOG10(2)*70/20)*$L10","v":559404517218404.5},{"$f":"IF($I10>707.1,AO10,0)","v":0},{"$f":"10^(LOG10($I10/707.1)/LOG10(2)*70/20)*$L10","v":2.1928337887880848E-16},{"$f":"IF($I10<707.1,AQ10,0)","v":2.1928337887880848E-16},{"$f":"AND($I10>707.1,$I10<1414.2)","v":false},{"$f":"IF($AS10=TRUE,$L10,0)","v":0},{"$f":"10^(LOG10(1414.2/$I10)/LOG10(2)*70/20)*$L10","v":1.7689924077970294E+18},{"$f":"IF($I10>1414.2,AU10,0)","v":0}]
[null,1,2,77.816563908886351,null,2,2,1,63.205344243334672,{"$f":"IF(ABS(I11-I10)>0.0001,1,$M$2)","v":1},0.10957695148287713,0.10957695148287713,20278.072940948921,0,false,0,1.8289349539069607E-3,1.8289349539069607E-3,6.3991135169641415,0,true,0.10957695148287713,5.9328304744599523,0,2.0251624687712614E-3,2.0251624687712614E-3,false,0,17105.956052379592,0,7.0192559009939188E-7,7.0192559009939188E-7,false,0,54075996.723465845,0,2.2204136814496144E-10,2.2204136814496144E-10,false,0,171003316389.95551,0,7.0215645811803036E-14,7.0215645811803036E-14,false,0,540759967234660.69,0]
[null,1,3,142.82891765728186,null,3,1,2,77.816563908886351,1,0.65496011420793954,0.65496011420793954,1360284.8821370408,0,false,0,9.7406143255887221E-4,9.7406143255887221E-4,429.26255377192507,0,true,0.65496011420793954,3.159730387751865,0,0.13585106919000775,0.13585106919000775,false,0,9110.3579282992814,0,4.7086267584588652E-5,4.7086267584588652E-5,false,0,28800008.837376896,0,1.489488262401339E-8,1.489488262401339E-8,false,0,91073624559.088715,0,4.7101754572747783E-12,4.7101754572747783E-12,false,0,288000088373768.13,0]
[null,1,4,229.85969142555297,null,4,3,1,106.12365589754889,1,0.31595757066023433,0.31595757066023433,24189875.323557857,0,false,0,1.2747071304892578E-5,1.2747071304892578E-5,7633.5536718615431,0,false,0,4.1349864814070228E-2,4.1349864814070228E-2,2.415832499083276,0,true,0.31595757066023433,119.22285211523889,0,8.3733264794758966E-4,8.3733264794758966E-4,false,0,376891.79959333921,0,2.6487492316158433E-7,2.6487492316158433E-7,false,0,1191836518.1546769,0,8.3760805225269246E-11,8.3760805225269246E-11,false,0,3768917995933.3945,0]
[null,1,5,338.90888521369965,null,5,2,2,106.19927797185454,1,0.20491239304635911,0.20491239304635911,15818669.608029267,0,false,0,8.1988512710648441E-6,8.1988512710648441E-6,4991.8679552985559,0,false,0,2.6596022221910435E-2,2.6596022221910435E-2,1.5798037658392181,0,true,0.20491239304635911,76.683530610660668,0,5.475633227840478E-4,5.475633227840478E-4,false,0,242414.88387718817,0,1.7321167806370339E-7,1.7321167806370339E-7,false,0,766583171.77714562,0,5.4774342002112549E-11,5.4774342002112549E-11,false,0,2424148838771.8833,0]
[null,1,6,469.97649902172213,null,6,1,3,142.82891765728186,1,0.87455621779354731,0.87455621779354731,2116844555.9737506,0,false,0,1.1160226499099828E-6,1.1160226499099828E-6,668008.67374775966,0,false,0,3.6202343737973658E-3,3.6202343737973658E-3,211.40836012695661,0,true,0.87455621779354731,10.438115561211717,0,7.3274584248094535E-2,7.3274584248094535E-2,false,0,32997.366599028792,0,2.317907933004164E-5,2.317907933004164E-5,false,0,104346835.24049464,0,7.3298684748661564E-9,7.3298684748661564E-9,false,0,329973665990.28754,0]
[null,1,7,623.06253284961986,null,7,3,2,149.11758962606876,1,0.59085073118884657,0.59085073118884657,2360191349.2157035,0,false,0,4.5687232727134786E-7,4.5687232727134786E-7,744801.16574042023,0,false,0,1.4820352470068074E-3,1.4820352470068074E-3,235.71130025369069,0,true,0.59085073118884657,4.2731087484315218,0,8.1698034639192424E-2,8.1698034639192424E-2,false,0,13508.313360073922,0,2.5843684347613046E-5,2.5843684347613046E-5,false,0,42717037.565115757,0,8.1724905668900061E-9,8.1724905668900061E-9,false,0,135083133600.73978,0]
[null,1,8,798.16698669739355,null,8,4,1,163.57756514300908,1,0.2084281952466274,0.2084281952466274,2442088944.2464709,0,false,0,5.4946239122005866E-8,5.4946239122005866E-8,770645.43649013247,0,false,0,1.7823855420534725E-4,1.7823855420534725E-4,243.89037803006244,0,true,0.2084281952466274,0.51390999426018036,0,8.4532920275865189E-2,8.4532920275865189E-2,false,0,1624.5917550983095,0,2.6740448754239424E-5,2.6740448754239424E-5,false,0,5137410.2140411241,0,8.4560723718408674E-9,8.4560723718408674E-9,false,0,16245917550.983133,0]
[null,1,9,995.28986056504255,null,9,2,3,171.21163172025004,1,0.27361575698142909,0.27361575698142909,5448368796.8567228,0,false,0,4.244262379338427E-8,4.244262379338427E-8,1719331.5417544756,0,false,0,1.376784293610469E-4,1.376784293610469E-4,544.12626069300973,0,true,0.27361575698142909,0.39696417623075514,0,0.1885953114948114,0.1885953114948114,false,0,1254.898201974597,0,5.9658689725364547E-5,5.9658689725364547E-5,false,0,3968336.5498897429,0,1.8865734175343708E-8,1.8865734175343708E-8,false,0,12548982019.745977,0]
[null,1,10,1214.4311544525676,null,10,4,2,206.57149887152897,1,0.38976737067734651,0.38976737067734651,68856130712.309387,0,false,0,6.8148273494210494E-9,6.8148273494210494E-9,21728800.268649742,0,false,0,2.2106426087193111E-5,2.2106426087193111E-5,6876.6323145917358,0,false,0,6.3738809789120859E-2,6.3738809789120859E-2,2.3834552880317812,0,true,0.38976737067734651,201.49354170909652,0,7.5396264295191421E-4,7.5396264295191421E-4,false,0,637178.52561488282,0,2.3842392224083479E-7,2.3842392224083479E-7,false,0,2014935417.0909667,0]
[null,1,11,1455.590868359968,null,11,3,3,214.12994337446429,1,0.7889521354654816,0.7889521354654816,211663741452.62988,0,false,0,9.0832518645053129E-9,9.0832518645053129E-9,66794330.65089608,0,false,0,2.9464904344363936E-5,2.9464904344363936E-5,21138.767299922391,0,false,0,8.4955294268396847E-2,8.4955294268396847E-2,7.3267414045918073,0,true,0.7889521354654816,268.56389671712236,0,2.3176811167256923E-3,2.3176811167256923E-3,false,0,849273.61091632489,0,7.3291512188157507E-7,7.3291512188157507E-7,false,0,2685638967.1712375,0]
[null,1,12,1718.7690022872443,null,12,1,4,229.85969142555297,1,0.98048789759089372,0.98048789759089372,599752888248.21265,0,false,0,4.9510651370882632E-9,4.9510651370882632E-9,189262896.1935195,0,false,0,1.6060620452140795E-5,1.6060620452140795E-5,59897.064348985979,0,false,0,4.6307115770618183E-2,4.6307115770618183E-2,20.760449043820419,0,true,0.98048789759089372,146.38780977908337,0,6.5671897050240203E-3,6.5671897050240203E-3,false,0,462918.90058537334,0,2.0767277294285242E-6,2.0767277294285242E-6,false,0,1463878097.7908359,0]
[null,1,13,2003.9655562343955,null,13,5,1,235.56707197971537,1,0.25074822532785485,0.25074822532785485,203992106943.09506,0,false,0,9.5202616746491742E-10,9.5202616746491742E-10,64373407.310195222,0,false,0,3.0882508132689557E-6,3.0882508132689557E-6,20372.604443713884,0,false,0,8.9042629682272827E-3,8.9042629682272827E-3,7.0611877400096743,0,true,0.25074822532785485,28.148493636972493,0,2.2336780545330528E-3,2.2336780545330528E-3,false,0,89013.352595589997,0,7.0635102118582243E-7,7.0635102118582243E-7,false,0,281484936.36972487,0]
[null,1,14,2311.1805302014222,null,14,2,4,258.24240548852111,1,0.30675779652828822,0.30675779652828822,726489289833.02356,0,false,0,4.0008154268837697E-10,4.0008154268837697E-10,229256865.18822861,0,false,0,1.2978132238437734E-6,1.2978132238437734E-6,72554.174551917778,0,false,0,3.7419467936658742E-3,3.7419467936658742E-3,25.14743017997414,0,true,0.30675779652828822,11.829184053440342,0,7.9549312366581325E-3,7.9549312366581325E-3,false,0,37407.16447021452,0,2.5155701337859619E-6,2.5155701337859619E-6,false,0,118291840.53440376,0]
[null,1,15,2640.4139241883249,null,15,4,3,271.58385261992447,1,0.52044921534060595,0.52044921534060595,2213926524552.2852,0,false,0,3.7790272710388725E-10,3.7790272710388725E-10,698644648.83244228,0,false,0,1.2258679899763704E-6,1.2258679899763704E-6,221103.89479300578,0,false,0,3.5345092115519339E-3,3.5345092115519339E-3,76.63507704644519,0,true,0.52044921534060595,11.173424505340883,0,2.42421099833071E-2,2.42421099833071E-2,false,0,35333.470700817365,0,7.6660282835556961E-6,7.6660282835556961E-6,false,0,111734245.05340935,0]
[null,1,16,2991.6657381951045,null,16,5,2,278.5610057082352,1,0.46890717626952277,0.46890717626952277,2678899164015.229,0,false,0,2.5351514267185064E-10,2.5351514267185064E-10,845375194.22847605,0,false,0,8.2237061573329599E-7,8.2237061573329599E-7,267540.5133606593,0,false,0,2.3711170700158289E-3,2.3711170700158289E-3,92.730107145485675,0,true,0.46890717626952277,7.4956651657767566,0,2.9333479430343805E-2,2.9333479430343805E-2,false,0,23703.37450183816,0,9.2760606697584938E-6,9.2760606697584938E-6,false,0,74956651.657767624,0]
[null,1,17,3364.9359722217582,null,17,3,4,301.16071714273539,1,0.88451491723886699,0.88451491723886699,12516002449122.502,0,false,0,1.9307729113576328E-10,1.9307729113576328E-10,3949651462.6299796,0,false,0,6.2631797502116092E-7,6.2631797502116092E-7,1249967.809703815,0,false,0,1.8058442427520396E-3,1.8058442427520396E-3,433.24148356548329,0,true,0.88451491723886699,5.7087032759308878,0,0.13704804769179454,0.13704804769179454,false,0,18052.504838006305,0,4.3338397958545191E-5,4.3338397958545191E-5,false,0,57087032.759309039,0]
[null,1,18,3760.224626268287,null,18,6,1,322.09217640766764,1,0.28687788674607917,0.28687788674607917,8866406026654.3223,0,false,0,2.8670353247586628E-11,2.8670353247586628E-11,2797955151.7186975,0,false,0,9.3002949666118253E-8,9.3002949666118253E-8,885484.17644794879,0,false,0,2.6815267629488453E-4,2.6815267629488453E-4,306.91068625916972,0,true,0.28687788674607917,0.84769440540528151,0,9.7085602286768907E-2,9.7085602286768907E-2,false,0,2680.645080862836,0,3.0701163123544182E-5,3.0701163123544182E-5,false,0,8476944.0540527925,0]
[null,1,19,4177.5317003346918,null,19,1,5,338.90888521369965,1,0.95898741277313282,0.95898741277313282,53560780583256.453,0,false,0,5.3035348779091887E-11,5.3035348779091887E-11,16902075261.66588,0,false,0,1.720398709577153E-7,1.720398709577153E-7,5349092.2412190689,0,false,0,4.9603751270638078E-4,4.9603751270638078E-4,1854.0066714705893,0,true,0.95898741277313282,1.5680925889023871,0,0.58648122206931397,0.58648122206931397,false,0,4958.7441629616224,0,1.8546164666580412E-4,1.8546164666580412E-4,false,0,15680925.889023865,0]
[null,1,20,4616.8571944209734,null,20,5,3,343.57335945663073,1,0.6261231450260959,0.6261231450260959,40993617878911.281,0,false,0,2.9538591361903651E-11,2.9538591361903651E-11,12936279253.068331,0,false,0,9.5819402778736027E-8,9.5819402778736027E-8,4094015.0787147051,0,false,0,2.7627327292669996E-4,2.7627327292669996E-4,1418.9942754302617,0,true,0.6261231450260959,0.87336554331245286,0,0.44887297849019697,0.44887297849019697,false,0,2761.8243467777916,0,1.4194609921327889E-4,1.4194609921327889E-4,false,0,8733655.4331245236,0]
[null,2,1,63.205344243334672,null,21,4,4,358.61462638819557,1,0.58348925611618485,0.58348925611618485,62870353247104.539,0,false,0,1.6726548732464116E-11,1.6726548732464116E-11,19839879679.465816,0,false,0,5.4258779318813912E-8,5.4258779318813912E-8,6278835.2801175909,0,false,0,1.5644274659101497E-4,1.5644274659101497E-4,2176.2575729578284,0,false,0,0.49455274093779145,0.49455274093779145,0.68841942187485272,0,true,0.58348925611618485,1563.913084442617,0,2.1769733586208769E-4,2.1769733586208769E-4,false,0,4945527.4093779223,0]
[null,2,2,106.19927797185454,null,22,6,2,365.08611013618747,1,0.53647079508693385,0.53647079508693385,71165204145090.766,0,false,0,1.2491396173910703E-11,1.2491396173910703E-11,22457470249.194958,0,false,0,4.0520487473224703E-8,4.0520487473224703E-8,7107238.4904015725,0,false,0,1.1683153276026668E-4,1.1683153276026668E-4,2463.3838757534932,0,false,0,0.36933227019853293,0.36933227019853293,0.7792465950145675,0,true,0.53647079508693385,1167.931187228093,0,2.4641940991768416E-4,2.4641940991768416E-4,false,0,3693322.7019853294,0]
[null,2,3,171.21163172025004,null,23,2,5,367.29159927666785,1,0.30003110325324467,0.30003110325324467,42687409879168.117,0,false,0,6.5135727331478369E-12,6.5135727331478369E-12,13470786023.772501,0,false,0,2.1129194740512809E-8,2.1129194740512809E-8,4263173.3611024981,0,false,0,6.0921187316797688E-5,6.0921187316797688E-5,1477.6248934750895,0,false,0,0.19258636673946833,0.19258636673946833,0.46741970599163374,0,true,0.30003110325324467,609.01156519321501,0,1.4781108941798148E-4,1.4781108941798148E-4,false,0,1925863.6673946828,0]
[null,2,4,258.24240548852111,null,24,3,5,410.20991093088207,1,0.86511896182125891,0.86511896182125891,444873902946384.69,0,false,0,5.1963841010339673E-12,5.1963841010339673E-12,140388024738.78339,0,false,0,1.6856403715045231E-8,1.6856403715045231E-8,44429366.3508562,0,false,0,4.8601574306230154E-5,4.8601574306230154E-5,15399.312240113029,0,false,0,0.15364113907993932,0.15364113907993932,4.8712917815148788,0,true,0.86511896182125891,485.85594179531535,0,1.5404377176846317E-3,1.5404377176846317E-3,false,0,1536411.3907993974,0]
[null,2,5,367.29159927666785,null,25,7,1,423.15287842686581,1,0.16099492125633644,0.16099492125633644,118804115674219.61,0,false,0,6.738750534604771E-13,6.738750534604771E-13,37490792379.322563,0,false,0,2.1859642654913354E-9,2.1859642654913354E-9,11864916.202818032,0,false,0,6.3027266358846632E-6,6.3027266358846632E-6,4112.4050220997606,0,false,0,1.9924418364420386E-2,1.9924418364420386E-2,1.3008843819812044,0,true,0.16099492125633644,63.006543085655196,0,4.1137576196011101E-4,4.1137576196011101E-4,false,0,199244.18364420431,0]
[null,2,6,498.35921308469034,null,26,6,3,430.09846388458294,1,0.71633960500832983,0.71633960500832983,638772582529421.88,0,false,0,2.4812936975510526E-12,2.4812936975510526E-12,201576268072.08994,0,false,0,8.0489985898454789E-9,8.0489985898454789E-9,63793944.522528097,0,false,0,2.3207441496311349E-5,2.3207441496311349E-5,22111.115944644393,0,false,0,7.336424380325586E-2,7.336424380325586E-2,6.9944485637936475,0,true,0.71633960500832983,231.99810923418232,0,2.211838843848147E-3,2.211838843848147E-3,false,0,733642.43803255982,0]
[null,2,7,651.44524691258812,null,27,5,4,430.60413322490183,1,0.70196306836452815,0.70196306836452815,634562975028403.5,0,false,0,2.3985032536131602E-12,2.3985032536131602E-12,200247850113.47403,0,false,0,7.7804370055532518E-9,7.7804370055532518E-9,63373532.822454527,0,false,0,2.2433105759256774E-5,2.2433105759256774E-5,21965.400361223477,0,false,0,7.0916384317845679E-2,7.0916384317845679E-2,6.948354094580429,0,true,0.70196306836452815,224.25729786823874,0,2.1972624928231163E-3,2.1972624928231163E-3,false,0,709163.84317845746,0]
[null,2,8,826.54970076036182,null,28,7,2,466.1468121553857,1,0.30106563594353281,0.30106563594353281,684383403007347.38,0,false,0,4.0908110374506294E-13,4.0908110374506294E-13,215969589305.82227,0,false,0,1.3270066459388605E-9,1.3270066459388605E-9,68349077.649366781,0,false,0,3.8261193311295448E-6,3.8261193311295448E-6,23689.934709727149,0,false,0,1.2095273469673696E-2,1.2095273469673696E-2,7.4938791068548767,0,true,0.30106563594353281,38.248613086776473,0,2.369772648760969E-3,2.369772648760969E-3,false,0,120952.73469673719,0]
[null,2,9,1023.6725746280107,null,29,4,5,467.66382017634226,1,0.57069429768449276,0.57069429768449276,1347248748629200.8,0,false,0,7.4669937990019168E-13,7.4669937990019168E-13,425148765524.79425,0,false,0,2.4221970425294391E-9,2.4221970425294391E-9,134549156.11400488,0,false,0,6.9838496714309359E-6,6.9838496714309359E-6,46635.021761982556,0,false,0,2.2077610324325699E-2,2.2077610324325699E-2,14.752139231787252,0,true,0.57069429768449276,69.815533918518071,0,4.6650360332374293E-3,4.6650360332374293E-3,false,0,220776.10324325753,0]
[null,2,10,1242.8138685155357,null,30,1,6,469.97649902172213,1,0.81284914084082716,0.81284914084082716,2032183823582927.8,0,false,0,1.0042536648905503E-12,1.0042536648905503E-12,641292444913.99536,0,false,0,3.257670118023146E-9,3.257670118023146E-9,202953329.00462806,0,false,0,9.3927446792800281E-6,9.3927446792800281E-6,70344.052598725233,0,false,0,2.9692700539262887E-2,2.9692700539262887E-2,22.252059050405034,0,true,0.81284914084082716,93.896563585380761,0,7.036718922784348E-3,7.036718922784348E-3,false,0,296927.00539262971,0]
[null,2,11,1483.973582422936,null,31,2,6,498.35921308469034,1,0.25430993280682401,0.25430993280682401,1257208186337837,0,false,0,1.5889343697733046E-13,1.5889343697733046E-13,396734833840.47302,0,false,0,5.1542993537141533E-10,5.1542993537141533E-10,125556843.681233,0,false,0,1.486124011211841E-6,1.486124011211841E-6,43518.267275336009,0,false,0,4.6979915600669575E-3,4.6979915600669575E-3,13.766210751406652,0,true,0.25430993280682401,14.856353758059344,0,4.3532580724342977E-3,4.3532580724342977E-3,false,0,46979.915600669498,0]
[null,2,12,1747.1517163502124,null,32,6,4,517.12923765285404,1,0.80310710619350056,0.80310710619350056,6102438468990687,0,false,0,3.2646004908658246E-13,3.2646004908658246E-13,1925735083756.5627,0,false,0,1.0589945387489679E-9,1.0589945387489679E-9,609447919.00958276,0,false,0,3.0533678852839328E-6,3.0533678852839328E-6,211235.9362679685,0,false,0,9.6524223056904598E-3,9.6524223056904598E-3,66.820638756994484,0,true,0.80310710619350056,30.523639423795956,0,2.1130541317942484E-2,2.1130541317942484E-2,false,0,96524.223056904841,0]
[null,2,13,2032.348270297364,null,33,7,3,531.15916590378117,1,0.40200741719486127,0.40200741719486127,4169959012063839.5,0,false,0,1.1970791296571231E-13,1.1970791296571231E-13,1315906159179.4155,0,false,0,3.8831712005932054E-10,3.8831712005932054E-10,416452022.44503784,0,false,0,1.1196233599993396E-6,1.1196233599993396E-6,144343.15078936776,0,false,0,3.5393958081879847E-3,3.5393958081879847E-3,45.660325162226087,0,true,0.40200741719486127,11.192552294726475,0,1.4439062621653159E-2,1.4439062621653159E-2,false,0,35393.958081879806,0]
[null,2,14,2339.563244264391,null,34,8,1,538.74917803731012,1,0.33724714415168705,0.33724714415168705,4125621011410070,0,false,0,8.5151782668955022E-14,8.5151782668955022E-14,1301914499314.8362,0,false,0,2.7622146435212393E-10,2.7622146435212393E-10,412024005.28946745,0,false,0,7.9642124450917797E-7,7.9642124450917797E-7,142808.39068847577,0,false,0,2.5176770287905592E-3,2.5176770287905592E-3,45.17483177463194,0,true,0.33724714415168705,7.9615938236634962,0,1.428553613227832E-2,1.428553613227832E-2,false,0,25176.770287905631,0]
[null,2,15,2668.7966382512932,null,35,5,5,539.65332701304851,1,0.68657017434606704,0.68657017434606704,8564322760696917,0,false,0,1.7000564935136137E-13,1.7000564935136137E-13,2702627300987.2437,0,false,0,5.5147652744429841E-10,5.5147652744429841E-10,855315249.92114496,0,false,0,1.5900560926173705E-6,1.5900560926173705E-6,296454.07258913718,0,false,0,5.0265455956519231E-3,5.0265455956519231E-3,93.777843119406441,0,true,0.68657017434606704,15.895332844947859,0,2.9655157831527331E-2,2.9655157831527331E-2,false,0,50265.455956519436,0]
[null,2,16,3020.0484522580728,null,36,3,6,541.2775247389045,1,0.73328512499243503,0.73328512499243503,9472300141687070,0,false,0,1.7533830865548777E-13,1.7533830865548777E-13,2989156023352.1372,0,false,0,5.6877499044422586E-10,5.6877499044422586E-10,945994562.48842883,0,false,0,1.6399322434907734E-6,1.6399322434907734E-6,327883.71389698598,0,false,0,5.1842159744925152E-3,5.1842159744925152E-3,103.72003735585253,0,true,0.73328512499243503,16.393930361625731,0,3.2799155704224224E-2,3.2799155704224224E-2,false,0,51842.159744925186,0]
[null,2,17,3393.3186862847265,null,37,8,2,581.74311176583001,1,0.63066291241887107,0.63066291241887107,1.8837703288483024E+16,0,false,0,6.5215847929560756E-14,6.5215847929560756E-14,5944578762140.0566,0,false,0,2.1155184835180657E-10,2.1155184835180657E-10,1881313367.8322642,0,false,0,6.0996123794268274E-7,6.0996123794268274E-7,652067.18781370495,0,false,0,1.928232587727323E-3,1.928232587727323E-3,206.2695712291823,0,true,0.63066291241887107,6.0976068357787865,0,6.5228165707055391E-2,6.5228165707055391E-2,false,0,19282.325877273262,0]
[null,2,18,3788.6073403312548,null,38,4,6,598.73143398436468,1,0.48372727668464299,0.48372727668464299,2.0191798746210052E+16,0,false,0,3.579419988294974E-14,3.579419988294974E-14,6371888130837.6348,0,false,0,1.161117946927695E-10,1.161117946927695E-10,2016546301.854542,0,false,0,3.3478173120364209E-7,3.3478173120364209E-7,698939.20844326983,0,false,0,1.0583246995496661E-3,1.0583246995496661E-3,221.09668073352961,0,true,0.48372727668464299,3.3467165545903219,0,6.9916909422102103E-2,6.9916909422102103E-2,false,0,10583.246995496676,0]
[null,2,19,4205.91441439766,null,39,7,4,618.18993967205233,1,0.45070105189553783,0.45070105189553783,2.728708017943588E+16,0,false,0,2.299357975167377E-14,2.299357975167377E-14,8610932810193.4424,0,false,0,7.4588224352234113E-11,7.4588224352234113E-11,2725149022.9209104,0,false,0,2.1505803904003914E-7,2.1505803904003914E-7,944542.40858173918,0,false,0,6.7984962540964741E-4,6.7984962540964741E-4,298.78877708779532,0,true,0.45070105189553783,2.1498732827067739,0,9.4485307489376266E-2,9.4485307489376266E-2,false,0,6798.4962540964971,0]
[null,2,20,4645.2399084839417,null,40,1,7,623.06253284961986,1,0.56106639764336252,0.56106639764336252,3.7215727633359104E+16,0,false,0,2.6126938178638518E-14,2.6126938178638518E-14,11744097500575.402,0,false,0,8.4752437313001883E-11,8.4752437313001883E-11,3716718796.2371149,0,false,0,2.4436421607685299E-7,2.4436421607685299E-7,1288222.5868352836,0,false,0,7.7249342319372872E-4,7.7249342319372872E-4,407.50573805927951,0,true,0.56106639764336252,2.442838694792528,0,0.12886462918552857,0.12886462918552857,false,0,7724.934231937299,0]
[null,3,1,106.12365589754889,null,41,6,5,626.17843144100084,1,0.78549629000068921,0.78549629000068921,5.5213512074315848E+16,0,false,0,3.4516711810507053E-14,3.4516711810507053E-14,17423624644348.646,0,false,0,1.1196778719225312E-10,1.1196778719225312E-10,5514149828.12076,0,false,0,3.2283343595237468E-7,3.2283343595237468E-7,1911215.9797966811,0,false,0,1.020553295666707E-3,1.020553295666707E-3,604.57834414396655,0,true,0.78549629000068921,3.2272728878980486,0,0.19118445915080551,0.19118445915080551,false,0,10205.532956667106,0]
[null,3,2,149.11758962606876,null,42,8,3,646.75546551422553,1,0.84211261025370254,0.84211261025370254,8.6205354446991024E+16,0,false,0,2.5409294855437421E-14,2.5409294855437421E-14,27203662324464.172,0,false,0,8.2424494392677934E-11,8.2424494392677934E-11,8609291866.2221279,0,false,0,2.3765212655079262E-7,2.3765212655079262E-7,2983998.7490990926,0,false,0,7.5127491134280452E-4,7.5127491134280452E-4,943.933622221973,0,true,0.84211261025370254,2.375739868784331,0,0.29849802062343622,0.29849802062343622,false,0,7512.7491134280554,0]
[null,3,3,214.12994337446429,null,43,2,7,651.44524691258812,1,0.17553657956414201,0.17553657956414201,1.954403609032792E+16,0,false,0,4.8697595790017334E-15,4.8697595790017334E-15,6167474882147.1846,0,false,0,1.5796875647150192E-11,1.5796875647150192E-11,1951854522.5526159,0,false,0,4.5546668112011701E-8,4.5546668112011701E-8,676516.90106728661,0,false,0,1.4398385381373128E-4,1.4398385381373128E-4,214.00379243175811,0,true,0.17553657956414201,0.45531692434011217,0,6.7673941199825935E-2,6.7673941199825935E-2,false,0,1439.8385381373114,0]
[null,3,4,301.16071714273539,null,44,9,1,668.88107523900021,1,5.5482970441218013E-2,5.5482970441218013E-2,8398014669678313,0,false,0,1.1322160128602199E-15,1.1322160128602199E-15,2650145768037.0107,0,false,0,3.6727635668066696E-12,3.6727635668066696E-12,838706132.02494645,0,false,0,1.0589571442338303E-8,1.0589571442338303E-8,290697.31723735679,0,false,0,3.3476154671818765E-5,3.3476154671818765E-5,91.956798478187451,0,true,5.5482970441218013E-2,0.1058608960670339,0,2.9079292952817751E-2,2.9079292952817751E-2,false,0,334.7615467181879,0]
[null,3,5,410.20991093088207,null,45,5,6,670.72094082107094,1,0.58194504840300931,0.58194504840300931,9.094296633883296E+16,0,false,0,1.1502211579328644E-14,1.1502211579328644E-14,28698701640256.043,0,false,0,3.7311699487043799E-11,3.7311699487043799E-11,9082435138.9040222,0,false,0,1.0757972849764647E-7,1.0757972849764647E-7,3147991.2069883104,0,false,0,3.4008511584716905E-4,3.4008511584716905E-4,995.80964758531616,0,true,0.58194504840300931,1.0754435643992781,0,0.31490266023391927,0.31490266023391927,false,0,3400.8511584716925,0]
[null,3,6,541.2775247389045,null,46,3,7,694.36355856680234,1,0.50614760212379106,0.50614760212379106,1.1832850659216016E+17,0,false,0,6.68731063576539E-15,6.68731063576539E-15,37340705311647.094,0,false,0,2.1692778218982696E-11,2.1692778218982696E-11,11817417327.278831,0,false,0,6.2546151026119242E-8,6.2546151026119242E-8,4095941.8114902307,0,false,0,1.9772326361631957E-4,1.9772326361631957E-4,1295.6765453395988,0,true,0.50614760212379106,0.62525585942947137,0,0.40972889941315538,0.40972889941315538,false,0,1977.2326361631985,0]
[null,3,7,694.36355856680234,null,47,9,2,711.87500896752022,1,0.10375492375517466,0.10375492375517466,3.240301611145272E+16,0,false,0,1.0261680949772814E-15,1.0261680949772814E-15,10225359135112.211,0,false,0,3.3287577192367491E-12,3.3287577192367491E-12,3236075355.6315985,0,false,0,9.5977094743241444E-9,9.5977094743241444E-9,1121630.554898638,0,false,0,3.034064301913896E-5,3.034064301913896E-5,354.80738482211672,0,false,0,9.5945537614567089E-2,9.5945537614567089E-2,0.1121999466685743,0,true,0.10375492375517466,303.40643019139083,0]
[null,3,8,869.46801241457604,null,48,7,5,727.2391334601989,1,0.4408179200920363,0.4408179200920363,1.7646417108320355E+17,0,false,0,3.4013275363029991E-15,3.4013275363029991E-15,55686468123807.695,0,false,0,1.1033470391000402E-11,1.1033470391000402E-11,17623401267.03437,0,false,0,3.1812481483530854E-8,3.1812481483530854E-8,6108308.1109176436,0,false,0,1.0056682240975501E-4,1.0056682240975501E-4,1932.2519496789735,0,false,0,0.31802021586048984,0.31802021586048984,0.61103171742866158,0,true,0.4408179200920363,1005.6682240975528,0]
[null,3,9,1066.590886282225,null,49,8,4,733.78623928249669,1,0.94411451884199793,0.94411451884199793,4.1944693940352602E+17,0,false,0,6.5638528474027715E-15,6.5638528474027715E-15,132364085453413.78,0,false,0,2.1292296983965359E-11,2.1292296983965359E-11,41889986380.591492,0,false,0,6.1391455230326397E-8,6.1391455230326397E-8,14519157.777643627,0,false,0,1.9407299549457929E-4,1.9407299549457929E-4,4592.8709577379295,0,false,0,0.61371269809446771,0.61371269809446771,1.4523933225690766,0,true,0.94411451884199793,1940.7299549457962,0]
[null,3,10,1285.7321801697499,null,50,4,7,751.81746781226252,1,0.33389113297277034,0.33389113297277034,1.9671446169240448E+17,0,false,0,1.7504914590354009E-15,1.7504914590354009E-15,62076814422350.836,0,false,0,5.6783698355493664E-12,5.6783698355493664E-12,19645789126.220451,0,false,0,1.6372277157456915E-8,1.6372277157456915E-8,6809272.0154730603,0,false,0,5.1756663188618263E-5,5.1756663188618263E-5,2153.9891061283943,0,false,0,0.16366893976622682,0.16366893976622682,0.68115116305558676,0,true,0.33389113297277034,517.56663188618336,0]
[null,3,11,1526.8918940771503,null,51,6,6,757.24604524902327,1,0.66579600102818515,0.66579600102818515,4.2648282448521709E+17,0,false,0,3.2104605090633993E-15,3.2104605090633993E-15,134584386537308.02,0,false,0,1.0414322228646341E-11,1.0414322228646341E-11,42592657213.442719,0,false,0,3.0027309751297013E-8,3.0027309751297013E-8,14762704.972794831,0,false,0,9.492346985772567E-5,9.492346985772567E-5,4669.9126743842362,0,false,0,0.30017436815675252,0.30017436815675252,1.4767560525142447,0,true,0.66579600102818515,949.23469857725718,0]
[null,3,12,1790.0700280044268,null,52,9,3,776.88736271591574,1,0.13854204512364407,0.13854204512364407,1.1952080993854245E+17,0,false,0,4.9602797935559468E-16,4.9602797935559468E-16,37716958246646.781,0,false,0,1.6090511616168362E-12,1.6090511616168362E-12,11936492152.362816,0,false,0,4.639330008692566E-9,4.639330008692566E-9,4137213.3974256688,0,false,0,1.4666025890686076E-5,1.4666025890686076E-5,1308.7320593938989,0,false,0,4.6378046037567698E-2,4.6378046037567698E-2,0.41385741545674765,0,true,0.13854204512364407,146.660258906861,0]
[null,3,13,2075.2665819515778,null,53,1,8,798.16698669739355,1,0.23636291190520242,0.23636291190520242,2.7918323742710662E+17,0,false,0,6.1809586409827369E-16,6.1809586409827369E-16,88101331597538.719,0,false,0,2.0050237275121956E-12,2.0050237275121956E-12,27881910475.117397,0,false,0,5.7810260910790513E-9,5.7810260910790513E-9,9663929.0748951808,0,false,0,1.8275198825614535E-5,1.8275198825614535E-5,3057.0078420160685,0,false,0,5.7791252981376301E-2,5.7791252981376301E-2,0.96671076057669558,0,true,0.23636291190520242,182.75198825614567,0]
[null,3,14,2382.481555918605,null,54,10,1,813.54857003193661,1,0.35460567942704407,0.35460567942704407,5.2292360176941894E+17,0,false,0,7.4274484031169929E-16,7.4274484031169929E-16,165018022085567.59,0,false,0,2.4093690231770366E-12,2.4093690231770366E-12,52224156379.257797,0,false,0,6.9468630195745801E-9,6.9468630195745801E-9,18101002.931480873,0,false,0,2.1960686718391526E-5,2.1960686718391526E-5,5725.9223946128741,0,false,0,6.9445789011525941E-2,6.9445789011525941E-2,1.8106956472342139,0,true,0.35460567942704407,219.60686718391543,0]
[null,3,15,2711.7149499055072,null,55,5,7,823.80697464896878,1,0.40168562101956645,0.40168562101956645,6.8525364866927578E+17,0,false,0,7.2729018737965986E-16,7.2729018737965986E-16,216244211100238.19,0,false,0,2.3592361107453675E-12,2.3592361107453675E-12,68435988711.295128,0,false,0,6.8023162639365708E-9,6.8023162639365708E-9,23720058.267402444,0,false,0,2.1503740035006206E-5,2.1503740035006206E-5,7503.4081453369927,0,false,0,6.8000796722768514E-2,6.8000796722768514E-2,2.3727859953124599,0,true,0.40168562101956645,215.0374003500624,0]
[null,3,16,3062.9667639122872,null,56,2,8,826.54970076036182,1,7.3949067821439673E-2,7.3949067821439673E-2,1.3112366642014378E+17,0,false,0,1.2881630469429815E-16,1.2881630469429815E-16,41378449945735.695,0,false,0,4.1786357489918968E-13,4.1786357489918968E-13,13095264464.97397,0,false,0,1.2048137864189422E-9,1.2048137864189422E-9,4538846.3290362535,0,false,0,3.8087030135748629E-6,3.8087030135748629E-6,1435.781317726625,0,false,0,1.2044176454043775E-2,1.2044176454043775E-2,0.45403391859340236,0,true,7.3949067821439673E-2,38.087030135748655,0]
[null,3,17,3436.2369979389409,null,57,8,5,842.83543307064326,1,0.92341164231647888,0.92341164231647888,2.0543129706683656E+18,0,false,0,1.2820666307004891E-15,1.2820666307004891E-15,648275698433487.88,0,false,0,4.1588597564169757E-12,4.1588597564169757E-12,205163357456.24017,0,false,0,1.1991118324977057E-8,1.1991118324977057E-8,71110053.129031077,0,false,0,3.790677780690007E-5,3.790677780690007E-5,22494.369358146923,0,false,0,0.11987175662772664,0.11987175662772664,7.113344170084412,0,true,0.92341164231647888,379.06777806900095,0]
[null,3,18,3831.5256519854693,null,58,10,2,856.54250376045661,1,0.66312392684679,0.66312392684679,1.77960866111363E+18,0,false,0,7.6322291183896471E-16,7.6322291183896471E-16,561587773719970.5,0,false,0,2.4757972614014557E-12,2.4757972614014557E-12,177728755591.4545,0,false,0,7.1383936100061811E-9,7.1383936100061811E-9,61601162.163475119,0,false,0,2.2566160481384275E-5,2.2566160481384275E-5,19486.404996519479,0,false,0,7.1360465166056097E-2,7.1360465166056097E-2,6.1621423197486962,0,true,0.66312392684679,225.6616048138433,0]
[null,3,19,4248.8327260518736,null,59,7,6,858.30674726822133,1,0.37364251380306629,0.37364251380306629,1.0270127913424332E+18,0,false,0,4.198781075227739E-16,4.198781075227739E-16,324092503972761.25,0,false,0,1.3620307417430519E-12,1.3620307417430519E-12,102567328070.64076,0,false,0,3.9271032790411069E-9,3.9271032790411069E-9,35550052.596315548,0,false,0,1.2414507753899966E-5,1.2414507753899966E-5,11245.61125488178,0,false,0,3.9258120532145072E-2,3.9258120532145072E-2,3.5561745246250691,0,true,0.37364251380306629,124.14507753899996,0]
[null,3,20,4688.1582201381561,null,60,9,4,863.91813648418679,1,0.15532311792824208,0.15532311792824208,4.6053232436557869E+17,0,false,0,1.618074801894726E-16,1.618074801894726E-16,145329323473118.91,0,false,0,5.2488271789709342E-13,5.2488271789709342E-13,45993166198.637573,0,false,0,1.5133789417467759E-9,1.5133789417467759E-9,15941328.571087807,0,false,0,4.7841508796508729E-6,4.7841508796508729E-6,5042.7487698111963,0,false,0,1.5128813449594844E-2,1.5128813449594844E-2,1.5946571780615539,0,true,0.15532311792824208,47.84150879650872,0]
[null,4,1,163.57756514300908,null,61,3,8,869.46801241457604,1,0.2132270290901645,0.2132270290901645,6.8108366841837146E+17,0,false,0,2.0619140526226127E-16,2.0619140526226127E-16,214928298238757.69,0,false,0,6.6885847968429126E-13,6.6885847968429126E-13,68019534567.735954,0,false,0,1.928500031813632E-9,1.928500031813632E-9,23575714.381430604,0,false,0,6.0964474059344405E-6,6.0964474059344405E-6,7457.7475876131357,0,false,0,1.9278659438177932E-2,1.9278659438177932E-2,2.3583468591483658,0,true,0.2132270290901645,60.964474059344333,0]
[null,4,2,206.57149887152897,null,62,6,7,910.33207907692099,1,0.45956346029452272,0.45956346029452272,2.5038804618374374E+18,0,false,0,2.6053369781553898E-16,2.6053369781553898E-16,790144870021198.13,0,false,0,8.4513790866199876E-13,8.4513790866199876E-13,250061470454.77209,0,false,0,2.4367613377808766E-9,2.4367613377808766E-9,86671833.947518364,0,false,0,7.7031823134712204E-6,7.7031823134712204E-6,27417.055113512521,0,false,0,2.4359601342094257E-2,2.4359601342094257E-2,8.6700340893065704,0,true,0.45956346029452272,77.031823134712397,0]
[null,4,3,271.58385261992447,null,63,10,3,921.55485750885202,1,0.88545720695201313,0.88545720695201313,5.5629559808594565E+18,0,false,0,4.3532744116194294E-16,4.3532744116194294E-16,1755491604900409,0,false,0,1.4121463990706866E-12,1.4121463990706866E-12,555570033733.98242,0,false,0,4.0716002835439481E-9,4.0716002835439481E-9,192561747.40729493,0,false,0,1.2871297162110734E-5,1.2871297162110734E-5,60913.399439741232,0,false,0,4.0702615473131538E-2,4.0702615473131538E-2,19.262508225320644,0,true,0.88545720695201313,128.71297162110787,0]
[null,4,4,358.61462638819557,null,64,4,8,926.92192166003622,1,0.14065978782592448,0.14065978782592448,9.4543180161317978E+17,0,false,0,6.4639237176106152E-17,6.4639237176106152E-17,298348143765358.5,0,false,0,2.0968139700377458E-13,2.0968139700377458E-13,94419869530.27623,0,false,0,6.0456822044533568E-10,6.0456822044533568E-10,32726126.253642496,0,false,0,1.9111839763768029E-6,1.9111839763768029E-6,10352.313621183956,0,false,0,6.0436943929681394E-3,6.0436943929681394E-3,3.2736890095326805,0,true,0.14065978782592448,19.111839763768057,0]
[null,4,5,{"$f":"3.141625/2*SQRT($H$2/$I$2)*((1+($D$8-1)/B74)*(B74/$C$2)^2+(1+($D$8-1)/C74)*(C74/$D$2)^2)","v":467.66382017634226},null,65,11,1,972.75166241611896,1,{"$f":"ABS(SIN(G74*3.1416*$J$2/$C$2)*SIN(H74*3.1416*$K$2/$D$2))*(1/F74^$N$2)+(1-1/F74^$N$2)","v":5.5459813375623841E-2},{"$f":"$J74*$K74","v":5.5459813375623841E-2},{"$f":"10^(LOG10($I74/22.27)/LOG10(2)*70/20)*$L74","v":6.5331356407059853E+17},{"$f":"IF($I74<22.27,M74,0)","v":0},{"$f":"AND($I74>22.27,$I74<44.45)","v":false},{"$f":"IF($O74=TRUE,$L74,0)","v":0},{"$f":"10^(LOG10(44.45/$I74)/LOG10(2)*70/20)*$L74","v":1.4541916474264254E-17},{"$f":"IF($I74>44.45,Q74,0)","v":1.4541916474264254E-17},{"$f":"10^(LOG10($I74/44.548)/LOG10(2)*70/20)*$L74","v":206164938395991.25},{"$f":"IF($I74<44.528,S74,0)","v":0},{"$f":"AND($I74>44.548,$I74<89.095)","v":false},{"$f":"IF($U74=TRUE,$L74,0)","v":0},{"$f":"10^(LOG10(89.095/$I74)/LOG10(2)*70/20)*$L74","v":4.7172112398675491E-14},{"$f":"IF($I74>89.095,W74,0)","v":4.7172112398675491E-14},{"$f":"10^(LOG10($I74/89.09)/LOG10(2)*70/20)*$L74","v":65246146127.781464},{"$f":"IF($I74<89.09,Y74,0)","v":0},{"$f":"AND($I74>89.09,$I74<176.78)","v":false},{"$f":"IF($AA74=TRUE,$L74,0)","v":0},{"$f":"10^(LOG10(176.78/$I74)/LOG10(2)*70/20)*$L74","v":1.3600996776552959E-10},{"$f":"IF($I74>176.78,AC74,0)","v":1.3600996776552959E-10},{"$f":"10^(LOG10($I74/176.78)/LOG10(2)*70/20)*$L74","v":22614452.088992808},{"$f":"IF($I74<176.78,AE74,0)","v":0},{"$f":"AND($I74>176.78,$I74<353.55)","v":false},{"$f":"IF($AG74=TRUE,$L74,0)","v":0},{"$f":"10^(LOG10(353.55/$I74)/LOG10(2)*70/20)*$L74","v":4.2995986595115633E-7},{"$f":"IF($I74>353.55,AI74,0)","v":4.2995986595115633E-7},{"$f":"10^(LOG10($I74/353.55)/LOG10(2)*70/20)*$L74","v":7153.669779979994},{"$f":"IF($I74<353.55,AK74,0)","v":0},{"$f":"AND($I74>353.55,$I74<707.1)","v":false},{"$f":"IF($AM74=TRUE,$L74,0)","v":0},{"$f":"10^(LOG10(707.1/$I74)/LOG10(2)*70/20)*$L74","v":1.3596524788663312E-3},{"$f":"IF($I74>707.1,AO74,0)","v":1.3596524788663312E-3},{"$f":"10^(LOG10($I74/707.1)/LOG10(2)*70/20)*$L74","v":2.2621890133452363},{"$f":"IF($I74<707.1,AQ74,0)","v":0},{"$f":"AND($I74>707.1,$I74<1414.2)","v":true},{"$f":"IF($AS74=TRUE,$L74,0)","v":5.5459813375623841E-2},{"$f":"10^(LOG10(1414.2/$I74)/LOG10(2)*70/20)*$L74","v":4.2995986595115623},{"$f":"IF($I74>1414.2,AU74,0)","v":0}]
[null,4,6,598.73143398436468,null,66,9,5,972.96733027233336,{"$f":"IF(ABS(I75-I74)>0.0001,1,$M$2)","v":1},0.15191713775544358,0.15191713775544358,1.7941940886966193E+18,0,false,0,3.9731103778338557E-17,3.9731103778338557E-17,566190469798080,0,false,0,1.2888260611812363E-13,1.2888260611812363E-13,179185396003.88879,0,false,0,3.7160343712221741E-10,3.7160343712221741E-10,62106036.807770379,0,false,0,1.1747268721326109E-6,1.1747268721326109E-6,19646.112889125408,0,false,0,3.714812544544433E-3,3.714812544544433E-3,6.2126463898427202,0,true,0.15191713775544358,11.747268721326137,0]
[null,4,7,751.81746781226252,null,67,8,6,973.90304687866569,1,0.7826946945308183,0.7826946945308183,9.3477872630495621E+18,0,false,0,2.0242421933171804E-16,2.0242421933171804E-16,2949863727331381,0,false,0,6.5663821157472941E-13,6.5663821157472941E-13,933559514570.92078,0,false,0,1.8932656912858813E-9,1.8932656912858813E-9,323573700.01809609,0,false,0,5.9850632729986657E-6,5.9850632729986657E-6,102356.64301335909,0,false,0,1.8926431882897901E-2,1.8926431882897901E-2,32.368012557097543,0,true,0.7826946945308183,59.850632729986636,0]
[null,4,8,926.92192166003622,null,68,1,9,995.28986056504255,1,0.11906021613840287,0.11906021613840287,1.8304933572638513E+18,0,false,0,2.3919477536521533E-17,2.3919477536521533E-17,577645362026789.75,0,false,0,7.7591718042616179E-14,7.7591718042616179E-14,182810588425.29089,0,false,0,2.237179242824115E-10,2.237179242824115E-10,63362536.159726299,0,false,0,7.0722558291580422E-7,7.0722558291580422E-7,20043.58355997254,0,false,0,2.2364436615542119E-3,2.2364436615542119E-3,6.3383376521419219,0,true,0.11906021613840287,7.0722558291580642,0]
[null,4,9,1124.044795527685,null,69,5,8,998.91142849674259,1,0.16921987032804708,0.16921987032804708,2.7138941587904338E+18,0,false,0,3.2590897681887531E-17,3.2590897681887531E-17,856418499218259.75,0,false,0,1.0572069309740098E-13,1.0572069309740098E-13,271035448516.47858,0,false,0,3.0482137282304107E-10,3.0482137282304107E-10,93941459.054004237,0,false,0,9.6361287890296517E-7,9.6361287890296517E-7,29716.668530251787,0,false,0,3.047211480005385E-3,3.047211480005385E-3,9.3972357027843909,0,true,0.16921987032804708,9.636128789029657,0]
[null,4,10,1343.1860894152101,null,70,10,4,1008.5856312771231,1,0.99270928224768706,0.99270928224768706,1.7808642435244347E+19,0,false,0,1.7092274721711211E-16,1.7092274721711211E-16,5619839955108734,0,false,0,5.54451475325502E-13,5.54451475325502E-13,1778541500696.3005,0,false,0,1.5986336725656054E-9,1.5986336725656054E-9,616446241.5452317,0,false,0,5.0536613665422411E-6,5.0536613665422411E-6,195001.53405311922,0,false,0,1.5981080441472506E-2,1.5981080441472506E-2,61.664899483474279,0,true,0.99270928224768706,50.536613665422408,0]
[null,4,11,1584.3458033226104,null,71,7,7,1011.3927810961194,1,0.25790549401213958,0.25790549401213958,4.7786327636963666E+18,0,false,0,4.2993623043006252E-17,4.2993623043006252E-17,1507984195531064.5,0,false,0,1.3946580027469185E-13,1.3946580027469185E-13,477240009603.48523,0,false,0,4.0211765034900656E-10,4.0211765034900656E-10,165412395.56113985,0,false,0,1.2711895597145434E-6,1.2711895597145434E-6,52325.196768121932,0,false,0,4.0198543465245831E-3,4.0198543465245831E-3,16.546680080374674,0,true,0.25790549401213958,12.711895597145459,0]
[null,4,12,1847.5239372498868,null,72,11,2,1015.745596144639,1,0.10371161930416906,0.10371161930416906,2.0200192574680154E+18,0,false,0,1.6446967486900843E-17,1.6446967486900843E-17,637453695557450.75,0,false,0,5.33518536076387E-14,5.33518536076387E-14,201738458991.26129,0,false,0,1.538278342949502E-10,1.538278342949502E-10,69922976.085518911,0,false,0,4.8628638106166511E-7,4.8628638106166511E-7,22118.859169385065,0,false,0,1.5377725592754306E-3,1.5377725592754306E-3,6.9945974219756817,0,true,0.10371161930416906,4.8628638106166546,0]
[null,4,13,2132.720491197038,null,73,2,9,1023.6725746280107,1,3.724946493122059E-2,3.724946493122059E-2,7.9414797373543373E+17,0,false,0,5.3966612552916959E-18,5.3966612552916959E-18,250607789408725.13,0,false,0,1.750607712282833E-14,1.750607712282833E-14,79311218365.924835,0,false,0,5.0474758583073734E-11,5.0474758583073734E-11,27489435.841056719,0,false,0,1.5956272022435928E-7,1.5956272022435928E-7,8695.7820455257552,0,false,0,5.0458162556118915E-4,5.0458162556118915E-4,2.7498477300259356,0,true,3.724946493122059E-2,1.5956272022435958,0]
[null,4,14,2439.9354651640651,null,74,3,9,1066.590886282225,1,0.10740625915205493,0.10740625915205493,3.6914328422774006E+18,0,false,0,9.6527425484064013E-18,9.6527425484064013E-18,1164898551591720.3,0,false,0,3.1312259099737412E-14,3.1312259099737412E-14,368661818602.76691,0,false,0,9.0281718037727211E-11,9.0281718037727211E-11,127778965.17451783,0,false,0,2.85401989450212E-7,2.85401989450212E-7,40420.546917914326,0,false,0,9.0252033540601793E-4,9.0252033540601793E-4,12.782099253030815,0,true,0.10740625915205493,2.854019894502128,0]
[null,4,15,2769.1688591509674,null,75,11,3,1080.7579498930345,1,0.13848422148513001,0.13848422148513001,5.5487297678584269E+18,0,false,0,1.0675630322338819E-17,1.0675630322338819E-17,1751002265495479,0,false,0,3.4630375878125504E-14,3.4630375878125504E-14,554149267928.16406,0,false,0,9.9848746799481703E-11,9.9848746799481703E-11,192069306.97744146,0,false,0,3.1564564343773325E-7,3.1564564343773325E-7,60757.624884265904,0,false,0,9.981591667726187E-4,9.981591667726187E-4,19.213247985640407,0,true,0.13848422148513001,3.1564564343773402,0]
[null,4,16,3120.4206731577469,null,76,6,8,1085.4365329246948,1,0.1936023225356121,0.1936023225356121,8.1567203970203597E+18,0,false,0,1.4193583720213701E-17,1.4193583720213701E-17,2574000986122675.5,0,false,0,4.6042165609661243E-14,4.6042165609661243E-14,814608176250.77527,0,false,0,1.3275202533862097E-10,1.3275202533862097E-10,282344914.85591674,0,false,0,4.1966073484949051E-7,4.1966073484949051E-7,89314.668203652371,0,false,0,1.3270837666643899E-3,1.3270837666643899E-3,28.243777998576086,0,true,0.1936023225356121,4.1966073484949096,0]
[null,4,17,3493.6909071844011,null,77,9,6,1104.0349440803559,1,0.12876677343076123,0.12876677343076123,6.6099085364523592E+18,0,false,0,7.7481619603266029E-18,7.7481619603266029E-18,2085876462950013.8,0,false,0,2.5134043887716697E-14,2.5134043887716697E-14,660128737529.22449,0,false,0,7.246825137052271E-11,7.246825137052271E-11,228802015.03680077,0,false,0,2.2908938335092629E-7,2.2908938335092629E-7,72377.347641509346,0,false,0,7.2444423915238494E-4,7.2444423915238494E-4,22.887726954898529,0,true,0.12876677343076123,2.290893833509267,0]
[null,4,18,3888.9795612309299,null,78,10,5,1117.6348250652698,1,0.97094080259193682,0.97094080259193682,5.7465216103318675E+19,0,false,0,5.0671874841408421E-17,5.0671874841408421E-17,1.8134190669540336E+16,0,false,0,1.6437306456138691E-13,1.6437306456138691E-13,5739026546120.3828,0,false,0,4.7393203474906153E-10,4.7393203474906153E-10,1989158725.3371274,0,false,0,1.4982119140117004E-6,1.4982119140117004E-6,629234.11122367578,0,false,0,4.7377620658773231E-3,4.7377620658773231E-3,198.98129729385292,0,true,0.97094080259193682,14.982119140117035,0]
[null,4,19,4306.2866352973351,null,79,4,9,1124.044795527685,1,7.0852844913558755E-2,7.0852844913558755E-2,4.4817421097057787E+18,0,false,0,3.4598258288038048E-18,3.4598258288038048E-18,1414294967637272.8,0,false,0,1.1223231350902958E-14,1.1223231350902958E-14,447589667012.17896,0,false,0,3.2359613692098582E-11,3.2359613692098582E-11,155135524.17872649,0,false,0,1.0229643748810671E-7,1.0229643748810671E-7,49074.29579772467,0,false,0,3.2348973898345103E-4,3.2348973898345103E-4,15.518654928963953,0,true,7.0852844913558755E-2,1.0229643748810677,0]
[null,4,20,4745.6121293836168,null,80,8,7,1126.9890807065635,1,0.54025239204991893,0.54025239204991893,3.522859235875804E+19,0,false,0,2.5590844619824177E-17,2.5590844619824177E-17,1.1117020941931796E+16,0,false,0,8.3013418549047071E-14,8.3013418549047071E-14,3518264446545.6299,0,false,0,2.3935015429326947E-10,2.3935015429326947E-10,1219437889.9711733,0,false,0,7.5664278101096755E-7,7.5664278101096755E-7,385746.95277695131,0,false,0,2.3927145631186543E-3,2.3927145631186543E-3,121.98389712445805,0,true,0.54025239204991893,7.5664278101096798,0]
[null,5,1,235.56707197971537,null,81,12,1,1146.4903523915473,1,0.33725438912679889,0.33725438912679889,2.68462464724939E+19,0,false,0,1.3086338835775905E-17,1.3086338835775905E-17,8471819742544340,0,false,0,4.2450405181522531E-14,4.2450405181522531E-14,2681123149216.4233,0,false,0,1.2239600786957094E-10,1.2239600786957094E-10,929282947.74528754,0,false,0,3.8692289985157083E-7,3.8692289985157083E-7,293961.72474909801,0,false,0,1.2235576424081912E-3,1.2235576424081912E-3,92.95885951186392,0,true,0.33725438912679889,3.8692289985157111,0]
[null,5,2,278.5610057082352,null,82,11,4,1167.7887236613053,1,0.15525829033156596,0.15525829033156596,1.5308178205914909E+19,0,false,0,4.8637652213753823E-18,4.8637652213753823E-18,4830773139184786,0,false,0,1.5777430719639477E-14,1.5777430719639477E-14,1528821207920.4761,0,false,0,4.5490603122986656E-11,4.5490603122986656E-11,529892660.50202042,0,false,0,1.4380661904511917E-7,1.4380661904511917E-7,167621.8860907777,0,false,0,4.547564587907259E-4,4.547564587907259E-4,53.006694574015441,0,true,0.15525829033156596,1.4380661904511978,0]
[null,5,3,343.57335945663073,null,83,7,8,1186.4972349438929,1,0.10864898310985174,0.10864898310985174,1.288687040748382E+19,0,false,0,2.8293741666402866E-18,2.8293741666402866E-18,4066685569976870.5,0,false,0,9.1781269987948505E-15,9.1781269987948505E-15,1287006234031.9287,0,false,0,2.6463024311989126E-11,2.6463024311989126E-11,446079079.68616992,0,false,0,8.3655915612448431E-8,8.3655915612448431E-8,141108.98726507113,0,false,0,2.6454323308217807E-4,2.6454323308217807E-4,44.622579807731704,0,true,0.10864898310985174,0.83655915612448817,0]
[null,5,4,430.60413322490183,null,84,12,2,1189.4842861200673,1,0.6306764607533305,0.6306764607533305,7.7023735598995128E+19,0,false,0,1.5950532231422403E-17,1.5950532231422403E-17,2.4306236052800208E+16,0,false,0,5.1741481294502129E-14,5.1741481294502129E-14,7692327520168.542,0,false,0,1.4918469504884013E-10,1.4918469504884013E-10,2666176969.5485911,0,false,0,4.7160831326525551E-7,4.7160831326525551E-7,843396.49442233576,0,false,0,1.4913564333884099E-3,1.4913564333884099E-3,266.70538929760744,0,true,0.6306764607533305,4.7160831326525603,0]
[null,5,5,539.65332701304851,null,85,5,9,1196.0343023643914,1,8.5239068066018109E-2,8.5239068066018109E-2,1.109648900646436E+19,0,false,0,2.0224524129468794E-18,2.0224524129468794E-18,3501698262891601,0,false,0,6.5605762977214381E-15,6.5605762977214381E-15,1108201609515.1084,0,false,0,1.8915917168073458E-11,1.8915917168073458E-11,384105019.08025324,0,false,0,5.979771441420218E-8,5.979771441420218E-8,121504.62264219312,0,false,0,1.8909697642116013E-4,1.8909697642116013E-4,38.423135378859627,0,true,8.5239068066018109E-2,0.5979771441420223,0]
[null,5,6,670.72094082107094,null,86,1,10,1214.4311544525676,1,0.45900931222369701,0.45900931222369701,7.1358412568461836E+19,0,false,0,9.1197792468447732E-18,9.1197792468447732E-18,2.2518440669667312E+16,0,false,0,2.9583394488932972E-14,2.9583394488932972E-14,7126534132980.6777,0,false,0,8.5296933426024058E-11,8.5296933426024058E-11,2470071786.2359872,0,false,0,2.6964389937303218E-7,2.6964389937303218E-7,781362.19361150148,0,false,0,8.5268887918803042E-4,8.5268887918803042E-4,247.08842093578082,0,true,0.45900931222369701,2.6964389937303239,0]
[null,5,7,823.80697464896878,null,87,2,10,1242.8138685155357,1,0.14360675491219249,0.14360675491219249,2.9204645509202764E+19,0,false,0,2.1811438616176991E-18,2.1811438616176991E-18,9216055311582156,0,false,0,7.0753510089265732E-15,7.0753510089265732E-15,2916655451986.8633,0,false,0,2.040015199066926E-11,2.040015199066926E-11,1010918941.4786295,0,false,0,6.4489733799601274E-8,6.4489733799601274E-8,319785.78358681378,0,false,0,2.0393444450468462E-4,2.0393444450468462E-4,101.125143947602,0,true,0.14360675491219249,0.64489733799601323,0]
[null,5,8,998.91142849674259,null,88,10,6,1248.7024388732923,1,0.82298097626946265,0.82298097626946265,1.7682149527571163E+20,0,false,0,1.1831261327154641E-17,1.1831261327154641E-17,5.5799228250318512E+16,0,false,0,3.8379094676437992E-14,3.8379094676437992E-14,17659087081261.328,0,false,0,1.1065731773248139E-10,1.1065731773248139E-10,6120676889.5197048,0,false,0,3.4981410760123913E-7,3.4981410760123913E-7,1936164.5873742306,0,false,0,1.1062093376791376E-3,1.1062093376791376E-3,612.26900210626491,0,true,0.82298097626946265,3.4981410760123981,0]
[null,5,9,1196.0343023643914,null,89,12,3,1254.4966398684628,1,0.84213070109600763,0.84213070109600763,1.9094172165509605E+20,0,false,0,1.1472146387835974E-17,1.1472146387835974E-17,6.0255121655478176E+16,0,false,0,3.721417186096466E-14,3.721417186096466E-14,19069268048523.852,0,false,0,1.0729852995459278E-10,1.0729852995459278E-10,6609448591.9664507,0,false,0,3.3919618035322283E-7,3.3919618035322283E-7,2090778.607795473,0,false,0,1.0726325035454432E-3,1.0726325035454432E-3,661.16224837895561,0,true,0.84213070109600763,3.3919618035322392,0]
[null,5,10,1415.1755962519162,null,90,9,7,1257.1209779082535,1,8.8880834185569579E-2,8.8880834185569579E-2,2.0648169560082924E+19,0,false,0,1.1817379956068962E-18,1.1817379956068962E-18,6515904214235013,0,false,0,3.8334065288581703E-15,3.8334065288581703E-15,2062123859780.7334,0,false,0,1.1052748581952625E-11,1.1052748581952625E-11,714736486.30910063,0,false,0,3.494036780363517E-8,3.494036780363517E-8,226093.8616879936,0,false,0,1.1049114454350212E-4,1.1049114454350212E-4,71.497156791714076,0,true,8.8880834185569579E-2,0.34940367803635225,0]
[null,5,11,1656.3353101593168,null,91,11,5,1276.8379174494521,1,0.15185373172119729,0.15185373172119729,4.2274704454616277E+19,0,false,0,1.6848330418184192E-18,1.6848330418184192E-18,1.3340549345540422E+16,0,false,0,5.4653823491777348E-15,5.4653823491777348E-15,4221956646925.8311,0,false,0,1.5758176586529813E-11,1.5758176586529813E-11,1463339093.2657025,0,false,0,4.9815345184547211E-8,4.9815345184547211E-8,462900.6534477747,0,false,0,1.5752995321067026E-4,1.5752995321067026E-4,146.38203952752411,0,true,0.15185373172119729,0.49815345184547283,0]
[null,5,12,1919.5134440865934,null,92,6,9,1282.5594067923437,1,9.7520944297857987E-2,9.7520944297857987E-2,2.8597554010033291E+19,0,false,0,1.0271962380697088E-18,1.0271962380697088E-18,9024476583678392,0,false,0,3.3320928835945046E-15,3.3320928835945046E-15,2856025483704.9897,0,false,0,9.607325655871254E-12,9.607325655871254E-12,989904466.38331032,0,false,0,3.0371042056774873E-8,3.0371042056774873E-8,313138.23736991099,0,false,0,9.6041667812173613E-5,9.6041667812173613E-5,99.023005257936973,0,true,9.7520944297857987E-2,0.30371042056774955,0]
[null,5,13,2204.7099980337448,null,93,3,10,1285.7321801697499,1,0.41408015826709921,0.41408015826709921,1.24965803609222E+20,0,false,0,4.2380313814922667E-18,4.2380313814922667E-18,3.9435224706151568E+16,0,false,0,1.3747630378064221E-14,1.3747630378064221E-14,12480281340648.492,0,false,0,3.9638139347464076E-11,3.9638139347464076E-11,4325691878.9119587,0,false,0,1.2530558870339046E-7,1.2530558870339046E-7,1368353.7920752498,0,false,0,3.9625106385097911E-4,3.9625106385097911E-4,432.71146278862483,0,true,0.41408015826709921,1.2530558870339061,0]
[null,5,14,2511.9249720007715,null,94,8,8,1302.0935345543373,1,0.2275945041175654,0.2275945041175654,7.9564398705562632E+19,0,false,0,2.0109036829108963E-18,2.0109036829108963E-18,2.5107988353160752E+16,0,false,0,6.5231136983258578E-15,6.5231136983258578E-15,7946062457615.2637,0,false,0,1.8807902354296625E-11,1.8807902354296625E-11,2754122034.9161935,0,false,0,5.9456253890277491E-8,5.9456253890277491E-8,871216.31309151324,0,false,0,1.8801718343452388E-4,1.8801718343452388E-4,275.50278840635519,0,true,0.2275945041175654,0.594562538902775,0]
[null,5,15,2841.1583659876737,null,95,13,1,1334.7646399582216,1,0.16097403087104223,0.16097403087104223,7.5066442557699883E+19,0,false,0,1.0662334831751074E-18,1.0662334831751074E-18,2.3688576751855328E+16,0,false,0,3.458724701147929E-15,3.458724701147929E-15,7496853501549.4248,0,false,0,9.9724394603575355E-12,9.9724394603575355E-12,2598425261.730516,0,false,0,3.1525253656210437E-8,3.1525253656210437E-8,821964.47639895522,0,false,0,9.9691605368176165E-5,9.9691605368176165E-5,259.92799011684093,0,true,0.16097403087104223,0.3152525365621055,0]
[null,5,16,3192.4101799944538,null,96,12,4,1341.5274136367339,1,0.94413480095946101,0.94413480095946101,4.6692066176601588E+20,0,false,0,5.8967325843991674E-18,5.8967325843991674E-18,1.4734527914746384E+17,0,false,0,1.9128244392579776E-14,1.9128244392579776E-14,46631166721610.727,0,false,0,5.5151905881556531E-11,5.5151905881556531E-11,16162460900.210756,0,false,0,1.743482955651041E-7,1.743482955651041E-7,5112699.9520904599,0,false,0,5.5133772015396256E-4,5.5133772015396256E-4,1616.7776841639572,0,true,0.94413480095946101,1.7434829556510438,0]
[null,5,17,3565.680414021107,null,97,4,10,1343.1860894152101,1,0.27315686690052016,0.27315686690052016,1.3704415381405945E+20,0,false,0,1.6817066637633125E-18,1.6817066637633125E-18,4.3246767069347672E+16,0,false,0,5.4552407796482143E-15,5.4552407796482143E-15,13686541007962.35,0,false,0,1.5728935696633956E-11,1.5728935696633956E-11,4743784027.9858389,0,false,0,4.9722907774948188E-8,4.9722907774948188E-8,1500609.6238905294,0,false,0,1.5723764045533106E-4,1.5723764045533106E-4,474.53442902627017,0,true,0.27315686690052016,0.49722907774948127,0]
[null,5,18,3960.9690680676363,null,98,13,2,1377.7585736867416,1,0.30102657025695945,0.30102657025695945,2.0294432369126451E+20,0,false,0,1.3791746486431413E-18,1.3791746486431413E-18,6.4042760310888544E+16,0,false,0,4.473865714903248E-15,4.473865714903248E-15,20267962778640.621,0,false,0,1.2899365763581667E-11,1.2899365763581667E-11,7024918717.8259544,0,false,0,4.0777964039560136E-8,4.0777964039560136E-8,2222205.0103520965,0,false,0,1.2895124470945022E-4,1.2895124470945022E-4,702.72292605506937,0,true,0.30102657025695945,0.40777964039560127,0]
[null,5,19,4378.276142134041,null,99,7,9,1383.6201088115417,1,5.4728431410866842E-2,5.4728431410866842E-2,3.8763395640231207E+19,0,false,0,2.3866608058835834E-19,2.3866608058835834E-19,1.2232492196234614E+16,0,false,0,7.7420216236217362E-16,7.7420216236217362E-16,3871283737923.7925,0,false,0,2.2322343815546387E-12,2.2322343815546387E-12,1341795122.1627316,0,false,0,7.056623946263698E-9,7.056623946263698E-9,424452.43327439181,0,false,0,2.2315004261478888E-5,2.2315004261478888E-5,134.22364475477158,0,true,5.4728431410866842E-2,7.0566239462636959E-2,0]
[null,5,20,4817.6016362203227,null,100,10,7,1401.7884727011901,1,0.56805986312156875,0.56805986312156875,4.682476923220879E+20,0,false,0,2.128624601487804E-18,2.128624601487804E-18,1.4776404769581331E+17,0,false,0,6.9049852633711753E-15,6.9049852633711753E-15,46763696695484.609,0,false,0,1.9908941434620735E-11,1.9908941434620735E-11,16208396069.142521,0,false,0,6.2936900369065223E-8,6.2936900369065223E-8,5127230.7056339243,0,false,0,1.9902395403733857E-4,1.9902395403733857E-4,1621.3727118955526,0,true,0.56805986312156875,0.62936900369065452,0]
[null,6,1,322.09217640766764,null,101,11,6,1407.9055312574746,1,0.12871302972174614,0.12871302972174614,1.1160678386267744E+20,0,false,0,4.5850169558312485E-19,4.5850169558312485E-19,3.5219543853121844E+16,0,false,0,1.487320708883734E-15,1.487320708883734E-15,11146121754130.764,0,false,0,4.2883481655987726E-12,4.2883481655987726E-12,3863269347.6365361,0,false,0,1.3556488783317267E-8,1.3556488783317267E-8,1222074.8517520742,0,false,0,4.2869381629807344E-5,4.2869381629807344E-5,386.45400027491809,0,true,0.12871302972174614,0.13556488783317244,0]
[null,6,2,365.08611013618747,null,102,5,10,1415.1755962519162,1,0.32861964539095045,0.32861964539095045,3.0253003395861086E+20,0,false,0,1.102567184387842E-18,1.102567184387842E-18,9.5468836473253824E+16,0,false,0,3.5765865689767187E-15,3.5765865689767187E-15,30213545055943.418,0,false,0,1.0312267126091357E-11,1.0312267126091357E-11,10472078546.495686,0,false,0,3.2599529755277739E-8,3.2599529755277739E-8,3312651.1991907097,0,false,0,1.0308876467710919E-4,1.0308876467710919E-4,1047.552288313077,0,false,0,0.32599529755277779,0.32599529755277779]
[null,6,3,430.09846388458294,null,103,9,8,1432.2254317560275,1,3.7443220390500631E-2,3.7443220390500631E-2,3.9620456075684856E+19,0,false,0,1.0929830605520111E-19,1.0929830605520111E-19,1.2502953153414206E+16,0,false,0,3.5454969001819347E-16,3.5454969001819347E-16,3956877996924.8286,0,false,0,1.0222627196149761E-12,1.0222627196149761E-12,1371462273.1616857,0,false,0,3.2316156610685852E-9,3.2316156610685852E-9,433837.09582222113,0,false,0,1.0219266011247458E-5,1.0219266011247458E-5,137.19133562709453,0,false,0,3.2316156610685841E-2,3.2316156610685841E-2]
[null,6,4,517.12923765285404,null,104,13,3,1442.7709274351371,1,0.40195525350068512,0.40195525350068512,4.6319815538325442E+20,0,false,0,1.0773953838344478E-18,1.0773953838344478E-18,1.4617057477687091E+17,0,false,0,3.4949324756470783E-15,3.4949324756470783E-15,46259401601814.109,0,false,0,1.0076836274324026E-11,1.0076836274324026E-11,16033606324.286427,0,false,0,3.1855276821984249E-8,3.1855276821984249E-8,5071939.1553143635,0,false,0,1.0073523025264021E-4,1.0073523025264021E-4,1603.8879884583889,0,false,0,0.31855276821984224,0.31855276821984224]
[null,6,5,626.17843144100084,null,105,12,5,1450.5766074248804,1,0.92343147968050887,0.92343147968050887,1.133022663114015E+21,0,false,0,2.3246483556081538E-18,2.3246483556081538E-18,3.5754584075484211E+17,0,false,0,7.5408611865027854E-15,7.5408611865027854E-15,113154488608837.25,0,false,0,2.1742343828752989E-11,2.1742343828752989E-11,39219584805.629547,0,false,0,6.8732721517810555E-8,6.8732721517810555E-8,12406400.893699069,0,false,0,2.1735194977834724E-4,2.1735194977834724E-4,3923.248438923757,0,false,0,0.68732721517810746,0.68732721517810746]
[null,6,6,757.24604524902327,null,106,1,11,1455.590868359968,1,0.73930183286438134,0.73930183286438134,9.4423514958007986E+20,0,false,0,1.7879275475467156E-18,1.7879275475467156E-18,2.9797051852343277E+17,0,false,0,5.7998077064206394E-15,5.7998077064206394E-15,94300360403710.641,0,false,0,1.6722415407852083E-11,1.6722415407852083E-11,32684704137.895695,0,false,0,5.2863533498769206E-8,5.2863533498769206E-8,10339210.489767186,0,false,0,1.6716917102072067E-4,1.6716917102072067E-4,3269.5454355569336,0,false,0,0.52863533498769288,0.52863533498769288]
[null,6,7,910.33207907692099,null,107,2,11,1483.973582422936,1,0.23129974554099861,0.23129974554099861,3.6978160133847692E+20,0,false,0,4.4688062361324207E-19,4.4688062361324207E-19,1.1669128769486486E+17,0,false,0,1.4496234415306393E-15,1.4496234415306393E-15,36929930317026.695,0,false,0,4.1796567405845982E-12,4.1796567405845982E-12,12799991867.238327,0,false,0,1.3212889330299886E-8,1.3212889330299886E-8,4049044.1530184569,0,false,0,4.1782824755484632E-5,4.1782824755484632E-5,1280.4201870125635,0,false,0,0.13212889330299937,0.13212889330299937]
[null,6,8,1085.4365329246948,null,108,8,9,1499.2164084219862,1,0.11464341268150342,0.11464341268150342,2.0640517625306091E+20,0,false,0,1.9668178450485831E-19,1.9668178450485831E-19,6.5134895075021288E+16,0,false,0,6.380104893227144E-16,6.380104893227144E-16,20613596643284.234,0,false,0,1.839556926208135E-12,1.839556926208135E-12,7144716145.5086355,0,false,0,5.8152770888489776E-9,5.8152770888489776E-9,2260100.7433444457,0,false,0,1.8389520825756068E-5,1.8389520825756068E-5,714.70660904081251,0,false,0,5.8152770888489656E-2,5.8152770888489656E-2]
[null,6,9,1282.5594067923437,null,109,6,10,1501.7007006798685,1,0.37596959774984778,0.37596959774984778,6.9005625514312204E+20,0,false,0,6.3271404020943934E-19,6.3271404020943934E-19,2.1775976063459882E+17,0,false,0,2.0524432163945744E-15,2.0524432163945744E-15,68915622965073.313,0,false,0,5.9177493122025865E-12,5.9177493122025865E-12,23886300513.052776,0,false,0,1.8707413455118978E-8,1.8707413455118978E-8,7555995.850057153,0,false,0,5.9158035648656117E-5,5.9158035648656117E-5,2389.415687696071,0,false,0,0.18707413455118999,0.18707413455118999]
[null,6,10,1501.7007006798685,null,110,3,11,1526.8918940771503,1,0.66693683942178439,0.66693683942178439,1.4853152553772754E+21,0,false,0,9.2499052859083919E-19,9.2499052859083919E-19,4.687181545956631E+17,0,false,0,3.0005506674184741E-15,3.0005506674184741E-15,148337799072080.31,0,false,0,8.6513997106028535E-12,8.6513997106028535E-12,51414194541.581726,0,false,0,2.7349132721457819E-8,2.7349132721457819E-8,16263943.442306317,0,false,0,8.6485551430046112E-5,8.6485551430046112E-5,5143.1105013847264,0,false,0,0.27349132721457886,0.27349132721457886]
[null,6,11,1742.8604145872691,null,111,13,4,1529.8017012034079,1,0.45064256981080414,0.45064256981080414,1.0260764648270729E+21,0,false,0,6.1132367693642955E-19,6.1132367693642955E-19,3.237970291671335E+17,0,false,0,1.9830556207259373E-15,1.9830556207259373E-15,102473817542154.77,0,false,0,5.7176860932723884E-12,5.7176860932723884E-12,35517641649.588699,0,false,0,1.8074966023462472E-8,1.8074966023462472E-8,11235358.642559892,0,false,0,5.715806126429819E-5,5.715806126429819E-5,3552.9323639346667,0,false,0,0.1807496602346256,0.1807496602346256]
[null,6,12,2006.0385485145455,null,112,14,1,1537.574525116142,1,0.28689166753726475,0.28689166753726475,6.9287729548871323E+20,0,false,0,3.6691549489135868E-19,3.6691549489135868E-19,2.1864999105540419E+17,0,false,0,1.1902268175217611E-15,1.1902268175217611E-15,69197359057424.281,0,false,0,3.4317460646377489E-12,3.4317460646377489E-12,23983950837.866165,0,false,0,1.0848565749781766E-8,1.0848565749781766E-8,7586885.7506779786,0,false,0,3.4306177115402721E-5,3.4306177115402721E-5,2399.1839319618766,0,false,0,0.10848565749781791,0.10848565749781791]
[null,6,13,2291.2351024616969,null,113,11,7,1560.9915650853723,1,8.88437377703825E-2,8.88437377703825E-2,2.5579239491366843E+20,0,false,0,9.5313085378054065E-20,9.5313085378054065E-20,8.0719927213757984E+16,0,false,0,3.0918342740279439E-16,3.0918342740279439E-16,25545877040919.418,0,false,0,8.9145950555037629E-13,8.9145950555037629E-13,8854254951.4229679,0,false,0,2.8181155822938499E-9,2.8181155822938499E-9,2800882.1890079067,0,false,0,8.911663949660264E-6,8.911663949660264E-6,885.71671750631936,0,false,0,2.8181155822938564E-2,2.8181155822938564E-2]
[null,6,14,2598.4500764287236,null,114,10,8,1576.8929265489637,1,0.2393090799018609,0.2393090799018609,7.7516980182250698E+20,0,false,0,2.2819599691242523E-19,2.2819599691242523E-19,2.446188832257263E+17,0,false,0,7.4023855344866779E-16,7.4023855344866779E-16,77415876456667.406,0,false,0,2.134308104382937E-12,2.134308104382937E-12,26832506331.147812,0,false,0,6.7470556866900919E-9,6.7470556866900919E-9,8487974.3673154209,0,false,0,2.1336063469932144E-5,2.1336063469932144E-5,2684.133172184333,0,false,0,6.7470556866901052E-2,6.7470556866901052E-2]
[null,6,15,2927.6834704156263,null,115,14,2,1580.568458844662,1,0.53649656560584036,0.53649656560584036,1.7855026129439826E+21,0,false,0,4.979203949988873E-19,4.979203949988873E-19,5.6344771706545562E+17,0,false,0,1.6151899153078174E-15,1.6151899153078174E-15,178317382039062.31,0,false,0,4.6570296971138782E-12,4.6570296971138782E-12,61805181333.76712,0,false,0,1.4721978816681354E-8,1.4721978816681354E-8,19550942.7428822,0,false,0,4.6554984725463323E-5,4.6554984725463323E-5,6182.5509471047562,0,false,0,0.14721978816681322,0.14721978816681322]
[null,6,16,3278.9352844224059,null,116,12,6,1581.644221232903,1,0.7827115089165898,0.7827115089165898,2.6256136788371828E+21,0,false,0,7.207076407346376E-19,7.207076407346376E-19,8.2855999342246118E+17,0,false,0,2.3378831734789542E-15,2.3378831734789542E-15,262218914753771.47,0,false,0,6.7407499663588019E-12,6.7407499663588019E-12,90885629825.758881,0,false,0,2.1309114321255068E-8,2.1309114321255068E-8,28750012.645030554,0,false,0,6.7385336176079236E-5,6.7385336176079236E-5,9091.5522716938194,0,false,0,0.21309114321255154,0.21309114321255154]
[null,6,17,3652.2055184490596,null,117,4,11,1584.3458033226104,1,0.43995920557844548,0.43995920557844548,1.5054246264381637E+21,0,false,0,3.9714794114980301E-19,3.9714794114980301E-19,4.7506403117615021E+17,0,false,0,1.2882969966150251E-15,1.2882969966150251E-15,150346113356267.91,0,false,0,3.7145089348798819E-12,3.7145089348798819E-12,52110280515.310226,0,false,0,1.1742446454134739E-8,1.1742446454134739E-8,16484137.55423677,0,false,0,3.7132876097633767E-5,3.7132876097633767E-5,5212.7419934905447,0,false,0,0.11742446454134776,0.11742446454134776]
[null,6,18,4047.4941724955884,null,118,7,10,1602.7614026990668,1,0.21099289482039696,0.21099289482039696,8.2578672266416698E+20,0,false,0,1.6651535162733763E-19,1.6651535162733763E-19,2.605919701797119E+17,0,false,0,5.4015444917257474E-16,5.4015444917257474E-16,82470966685004.953,0,false,0,1.5574114764983971E-12,1.5574114764983971E-12,28584611283.835571,0,false,0,4.9233481976881218E-9,4.9233481976881218E-9,9042220.8377615064,0,false,0,1.5568994018779405E-5,1.5568994018779405E-5,2859.4012953562215,0,false,0,4.9233481976881294E-2,4.9233481976881294E-2]
[null,6,19,4464.8012465619931,null,119,9,9,1629.3483056236764,1,1.886081820822557E-2,1.886081820822557E-2,8.937877241623357E+19,0,false,0,1.229343320737248E-20,1.229343320737248E-20,2.8205091892307448E+16,0,false,0,3.9878320993665911E-17,3.9878320993665911E-17,8926219761084.1289,0,false,0,1.1497999298933819E-13,1.1497999298933819E-13,3093846627.0103226,0,false,0,3.6347911248670808E-10,3.6347911248670808E-10,978681.99647026625,0,false,0,1.1494218773545466E-6,1.1494218773545466E-6,309.48642138469216,0,false,0,3.6347911248670898E-3,3.6347911248670898E-3]
[null,6,20,4904.1267406482748,null,120,13,5,1638.8508949915547,1,0.44076072042310604,0.44076072042310604,2.2348079200666961E+21,0,false,0,2.68504816102705E-19,2.68504816102705E-19,7.0523415172448294E+17,0,false,0,8.7099519428530004E-16,8.7099519428530004E-16,223189310829061.09,0,false,0,2.5113148908294889E-12,2.5113148908294889E-12,77357886650.259109,0,false,0,7.9388638315363225E-9,7.9388638315363225E-9,24470757.628588837,0,false,0,2.5104891741586154E-5,2.5104891741586154E-5,7738.3330176281124,0,false,0,7.9388638315363538E-2,7.9388638315363538E-2]
[null,7,1,423.15287842686581,null,121,14,3,1645.5808125930573,1,0.71637401590917182,0.71637401590917182,3.8095186689115653E+21,0,false,0,4.1609841049234999E-19,4.1609841049234999E-19,1.2021626748433257E+18,0,false,0,1.3497698892297089E-15,1.3497698892297089E-15,380454999586472.5,0,false,0,3.8917519226926069E-12,3.8917519226926069E-12,131866506618.12218,0,false,0,1.2302753706115797E-8,1.2302753706115797E-8,41713566.159966506,0,false,0,3.8904723203403798E-5,3.8904723203403798E-5,13190.987839361749,0,false,0,0.12302753706115828,0.12302753706115828]
[null,7,2,466.1468121553857,null,122,5,11,1656.3353101593168,1,0.52929014658938356,0.52929014658938356,3.0361043248018898E+21,0,false,0,2.8500825626008746E-19,2.8500825626008746E-19,9.5809775812179149E+17,0,false,0,9.2453023799475918E-16,9.2453023799475918E-16,303214439940526.13,0,false,0,2.6656709117706541E-12,2.6656709117706541E-12,105094765463.95018,0,false,0,8.4268199362464726E-9,8.4268199362464726E-9,33244813.748968802,0,false,0,2.6647944430653756E-5,2.6647944430653756E-5,10512.933183482259,0,false,0,8.4268199362464755E-2,8.4268199362464755E-2]
[null,7,3,531.15916590378117,null,123,8,10,1718.3577023095111,1,0.44198134114541554,0.44198134114541554,3.887330801502071E+21,0,false,0,1.5521828639545047E-19,1.5521828639545047E-19,1.2267177038588396E+18,0,false,0,5.0350821813164023E-16,5.0350821813164023E-16,388226063976869.94,0,false,0,1.4517504736482179E-12,1.4517504736482179E-12,134559973953.2346,0,false,0,4.5893286300925828E-9,4.5893286300925828E-9,42565595.464179985,0,false,0,1.4512731402112933E-5,1.4512731402112933E-5,13460.423162814081,0,false,0,4.589328630092588E-2,4.589328630092588E-2]
[null,7,4,618.18993967205233,null,124,1,12,1718.7690022872443,1,0.92350868727980728,0.92350868727980728,8.1451112186951982E+21,0,false,0,3.2342341961415912E-19,3.2342341961415912E-19,2.5703374994512666E+18,0,false,0,1.0491441021136112E-15,1.0491441021136112E-15,813448772578364.25,0,false,0,3.0249664103207698E-12,3.0249664103207698E-12,281943063093.66064,0,false,0,9.5626384863969122E-9,9.5626384863969122E-9,89187549.722233653,0,false,0,3.0239718057799387E-5,3.0239718057799387E-5,28203.579605177645,0,false,0,9.5626384863969391E-2,9.5626384863969391E-2]
[null,7,5,727.2391334601989,null,125,14,4,1732.6115863613284,1,0.80314568515633256,0.80314568515633256,7.7759683896492813E+21,0,false,0,2.5622451973483255E-19,2.5622451973483255E-19,2.45384778793297E+18,0,false,0,8.3115948751451916E-16,8.3115948751451916E-16,776582636176895.38,0,false,0,2.3964577661787642E-12,2.3964577661787642E-12,269165182332.3298,0,false,0,7.5757731350993446E-9,7.5757731350993446E-9,85145500.0146036,0,false,0,2.3956698143628434E-5,2.3956698143628434E-5,26925.371256004728,0,false,0,7.575773135099359E-2,7.575773135099359E-2]
[null,7,6,858.30674726822133,null,126,12,7,1734.730255060801,1,0.54026399812339476,0.54026399812339476,5.3056298676541719E+21,0,false,0,1.6992669874905973E-19,1.6992669874905973E-19,1.6742876850765448E+18,0,false,0,5.5122042181391272E-16,5.5122042181391272E-16,529870984903474.5,0,false,0,1.5893176707667847E-12,1.5893176707667847E-12,183654402790.00491,0,false,0,5.0242112685058364E-9,5.0242112685058364E-9,58095723.302471712,0,false,0,1.5887951054362277E-5,1.5887951054362277E-5,18371.480795072945,0,false,0,5.0242112685058508E-2,5.0242112685058508E-2]
[null,7,7,1011.3927810961194,null,127,11,8,1736.0960189331463,1,3.7427592620326383E-2,3.7427592620326383E-2,3.7093404920586181E+20,0,false,0,1.166470071291882E-20,1.166470071291882E-20,1.1705496351096539E+17,0,false,0,3.7838793401167591E-17,3.7838793401167591E-17,37045024792475.117,0,false,0,1.0909948291660186E-13,1.0909948291660186E-13,12839883855.580988,0,false,0,3.4488942112705208E-10,3.4488942112705208E-10,4061663.2565168394,0,false,0,1.0906361116584872E-6,1.0906361116584872E-6,1284.4106979209903,0,false,0,3.4488942112705367E-3,3.4488942112705367E-3]
[null,7,8,1186.4972349438929,null,128,6,11,1742.8604145872691,1,0.60555419098400776,0.60555419098400776,6.2790483325037608E+21,0,false,0,1.8038429177001054E-19,1.8038429177001054E-19,1.9814675277677245E+18,0,false,0,5.8514351264425528E-16,5.8514351264425528E-16,627085870517254.75,0,false,0,1.6871271233380066E-12,1.6871271233380066E-12,217349287523.03076,0,false,0,5.3334102177238556E-9,5.3334102177238556E-9,68754486.013414368,0,false,0,1.6865723984021959E-5,1.6865723984021959E-5,21742.077515657907,0,false,0,5.3334102177238663E-2,5.3334102177238663E-2]
[null,7,9,{"$f":"3.141625/2*SQRT($H$2/$I$2)*((1+($D$8-1)/B138)*(B138/$C$2)^2+(1+($D$8-1)/C138)*(C138/$D$2)^2)","v":1383.6201088115417},null,129,2,12,1747.1517163502124,1,{"$f":"ABS(SIN(G138*3.1416*$J$2/$C$2)*SIN(H138*3.1416*$K$2/$D$2))*(1/F138^$N$2)+(1-1/F138^$N$2)","v":0.28893114405670023},{"$f":"$J138*$K138","v":0.28893114405670023},{"$f":"10^(LOG10($I138/22.27)/LOG10(2)*70/20)*$L138","v":3.0828521036174118E+21},{"$f":"IF($I138<22.27,M138,0)","v":0},{"$f":"AND($I138>22.27,$I138<44.45)","v":false},{"$f":"IF($O138=TRUE,$L138,0)","v":0},{"$f":"10^(LOG10(44.45/$I138)/LOG10(2)*70/20)*$L138","v":8.3641639542522429E-20},{"$f":"IF($I138>44.45,Q138,0)","v":8.3641639542522429E-20},{"$f":"10^(LOG10($I138/44.548)/LOG10(2)*70/20)*$L138","v":9.7284986716969293E+17},{"$f":"IF($I138<44.528,S138,0)","v":0},{"$f":"AND($I138>44.548,$I138<89.095)","v":false},{"$f":"IF($U138=TRUE,$L138,0)","v":0},{"$f":"10^(LOG10(89.095/$I138)/LOG10(2)*70/20)*$L138","v":2.7132275368876703E-16},{"$f":"IF($I138>89.095,W138,0)","v":2.7132275368876703E-16},{"$f":"10^(LOG10($I138/89.09)/LOG10(2)*70/20)*$L138","v":307883120610097.75},{"$f":"IF($I138<89.09,Y138,0)","v":0},{"$f":"AND($I138>89.09,$I138<176.78)","v":false},{"$f":"IF($AA138=TRUE,$L138,0)","v":0},{"$f":"10^(LOG10(176.78/$I138)/LOG10(2)*70/20)*$L138","v":7.8229693576961718E-13},{"$f":"IF($I138>176.78,AC138,0)","v":7.8229693576961718E-13},{"$f":"10^(LOG10($I138/176.78)/LOG10(2)*70/20)*$L138","v":106712940047.22842},{"$f":"IF($I138<176.78,AE138,0)","v":0},{"$f":"AND($I138>176.78,$I138<353.55)","v":false},{"$f":"IF($AG138=TRUE,$L138,0)","v":0},{"$f":"10^(LOG10(353.55/$I138)/LOG10(2)*70/20)*$L138","v":2.4730267285803333E-9},{"$f":"IF($I138>353.55,AI138,0)","v":2.4730267285803333E-9},{"$f":"10^(LOG10($I138/353.55)/LOG10(2)*70/20)*$L138","v":33756693.787873819},{"$f":"IF($I138<353.55,AK138,0)","v":0},{"$f":"AND($I138>353.55,$I138<707.1)","v":false},{"$f":"IF($AM138=TRUE,$L138,0)","v":0},{"$f":"10^(LOG10(707.1/$I138)/LOG10(2)*70/20)*$L138","v":7.8203971767888668E-6},{"$f":"IF($I138>707.1,AO138,0)","v":7.8203971767888668E-6},{"$f":"10^(LOG10($I138/707.1)/LOG10(2)*70/20)*$L138","v":10674.803864653806},{"$f":"IF($I138<707.1,AQ138,0)","v":0},{"$f":"AND($I138>707.1,$I138<1414.2)","v":false},{"$f":"IF($AS138=TRUE,$L138,0)","v":0},{"$f":"10^(LOG10(1414.2/$I138)/LOG10(2)*70/20)*$L138","v":2.473026728580335E-2},{"$f":"IF($I138>1414.2,AU138,0)","v":2.473026728580335E-2}]
[null,7,10,1602.7614026990668,null,130,15,1,1754.920007865308,{"$f":"IF(ABS(I139-I138)>0.0001,1,$M$2)","v":1},0.25073164643396101,0.25073164643396101,2.8168830331114273E+21,0,false,0,6.8934400701403036E-20,6.8934400701403036E-20,8.8891850549023398E+17,0,false,0,2.2361435673054508E-16,2.2361435673054508E-16,281320903331795.84,0,false,0,6.4474071446682481E-13,6.4474071446682481E-13,97506419422.376389,0,false,0,2.0381787873319685E-9,2.0381787873319685E-9,30844378.772962607,0,false,0,6.4452872466089748E-6,6.4452872466089748E-6,9753.8489935511043,0,false,0,2.0381787873319724E-2,2.0381787873319724E-2]
[null,7,11,1843.9211166064672,null,131,13,6,1769.9185087995772,1,0.37359403068313468,0.37359403068313468,4.6337373977172068E+21,0,false,0,9.3036840225684705E-20,9.3036840225684705E-20,1.4622598361364229E+18,0,false,0,3.0179958000106917E-16,3.0179958000106917E-16,462769371395682.5,0,false,0,8.7016987496088103E-13,8.7016987496088103E-13,160396841787.17871,0,false,0,2.7508139950293836E-9,2.7508139950293836E-9,50738617.737976171,0,false,0,8.698837643759985E-6,8.698837643759985E-6,16044.959738062449,0,false,0,2.7508139950293987E-2,2.7508139950293987E-2]
[null,7,12,2107.0992505337435,null,132,10,9,1774.0158004166126,1,0.12054425352664966,0.12054425352664966,1.5358674267665321E+21,0,false,0,2.9223067908913482E-20,2.9223067908913482E-20,4.8467080868615942E+17,0,false,0,9.4795885155373177E-17,9.4795885155373177E-17,153386422800307.38,0,false,0,2.7332219459074326E-13,2.7332219459074326E-13,53164058191.669861,0,false,0,8.6403648260767931E-10,8.6403648260767931E-10,16817480.917521667,0,false,0,2.7323232665207245E-6,2.7323232665207245E-6,5318.1544205786768,0,false,0,8.6403648260767948E-3,8.6403648260767948E-3]
[null,7,13,2392.2958044808947,null,133,3,12,1790.0700280044268,1,0.83311299619886303,0.83311299619886303,1.1786943866943432E+22,0,false,0,1.8188342203345401E-19,1.8188342203345401E-19,3.7195838106658693E+18,0,false,0,5.9000649899222017E-16,5.9000649899222017E-16,1177157041024546.3,0,false,0,1.701148429207042E-12,1.701148429207042E-12,408005117318.87952,0,false,0,5.3777349013551577E-9,5.3777349013551577E-9,129064983.15127869,0,false,0,1.7005890940863193E-5,1.7005890940863193E-5,40813.931292929745,0,false,0,5.3777349013551537E-2,5.3777349013551537E-2]
[null,7,14,2699.5107784479219,null,134,15,2,1797.913941593828,1,0.4688761732093365,0.4688761732093365,6.9796437905077856E+21,0,false,0,9.7290308872766175E-20,9.7290308872766175E-20,2.2025531249195279E+18,0,false,0,3.1559728688926092E-16,3.1559728688926092E-16,697054039162917.13,0,false,0,9.0995239844086486E-13,9.0995239844086486E-13,241600402592.61761,0,false,0,2.876576016325804E-9,2.876576016325804E-9,76425884.299847364,0,false,0,9.0965320742032262E-6,9.0965320742032262E-6,24167.986658002137,0,false,0,2.8765760163258026E-2,2.8765760163258026E-2]
[null,7,15,3028.7441724348241,null,135,14,5,1841.6607801494752,1,0.78553402299040243,0.78553402299040243,1.5464359757104772E+22,0,false,0,1.2324933045515846E-19,1.2324933045515846E-19,4.8800590589184113E+18,0,false,0,3.9980502429522239E-16,3.9980502429522239E-16,1544418992616554.8,0,false,0,1.1527460972559031E-12,1.1527460972559031E-12,535298885630.06036,0,false,0,3.6441046608164814E-9,3.6441046608164814E-9,169332046.8839744,0,false,0,1.1523670760215454E-5,1.1523670760215454E-5,53547.494901177575,0,false,0,3.6441046608164836E-2,3.6441046608164836E-2]
[null,7,16,3379.9959864416037,null,136,7,11,1843.9211166064672,1,0.33983500924282123,0.33983500924282123,6.7862305785393353E+21,0,false,0,5.2564693420806047E-20,5.2564693420806047E-20,2.1415180796925504E+18,0,false,0,1.7051312532543169E-16,1.7051312532543169E-16,677737944434209.88,0,false,0,4.9163549181577489E-13,4.9163549181577489E-13,234905403351.84726,0,false,0,1.5541767535916833E-9,1.5541767535916833E-9,74308043.303425714,0,false,0,4.9147384278360227E-6,4.9147384278360227E-6,23498.266530924637,0,false,0,1.5541767535916949E-2,1.5541767535916949E-2]
[null,7,17,3753.2662204682579,null,137,4,12,1847.5239372498868,1,0.54958087527824451,0.54958087527824451,1.1226607010541426E+22,0,false,0,8.3100036727356605E-20,8.3100036727356605E-20,3.5427593578543539E+18,0,false,0,2.695658636036319E-16,2.695658636036319E-16,1121196438912164.8,0,false,0,7.7723134612997955E-13,7.7723134612997955E-13,388609054402.56152,0,false,0,2.4570131945857106E-9,2.4570131945857106E-9,122929392.13235673,0,false,0,7.769757935977311E-6,7.769757935977311E-6,38873.687051823144,0,false,0,2.4570131945857058E-2,2.4570131945857058E-2]
[null,7,18,4148.5548745147862,null,138,9,10,1848.4895995112013,1,7.2713551801972517E-2,7.2713551801972517E-2,1.4944136012311783E+21,0,false,0,1.092814426292927E-20,1.092814426292927E-20,4.7158930256446662E+17,0,false,0,3.5449498722686202E-17,3.5449498722686202E-17,149246446979840.56,0,false,0,1.0221049966615755E-13,1.0221049966615755E-13,51729133826.050377,0,false,0,3.2311170612893386E-10,3.2311170612893386E-10,16363568.745319065,0,false,0,1.0217689300304221E-6,1.0217689300304221E-6,5174.614788395189,0,false,0,3.2311170612893455E-3,3.2311170612893455E-3]
[null,7,19,4565.8619485811914,null,139,15,3,1862.9262953422233,1,0.62608174720893373,0.62608174720893373,1.4085405099898889E+22,0,false,0,8.5956605484975811E-20,8.5956605484975811E-20,4.444904919178217E+18,0,false,0,2.7883220636852362E-16,2.7883220636852362E-16,1406703380978152.8,0,false,0,8.0394872037232533E-13,8.0394872037232533E-13,487566363693.77148,0,false,0,2.5414731708398536E-9,2.5414731708398536E-9,154232733.47349888,0,false,0,8.0368438320641386E-6,8.0368438320641386E-6,48772.672752995,0,false,0,2.541473170839853E-2,2.541473170839853E-2]
[null,7,20,5005.1874426674731,null,140,12,8,1909.8347089085744,1,0.22759939345924413,0.22759939345924413,6.8372199165999867E+21,0,false,0,2.3401794693472468E-20,2.3401794693472468E-20,2.1576086896511872E+18,0,false,0,7.5912421279882956E-17,7.5912421279882956E-17,682830227810880.88,0,false,0,2.1887605719285374E-13,2.1887605719285374E-13,236670399528.3212,0,false,0,6.9191928912732649E-10,6.9191928912732649E-10,74866367.677579433,0,false,0,2.1880409106469392E-6,2.1880409106469392E-6,23674.824200476058,0,false,0,6.9191928912733002E-3,6.9191928912733002E-3]
[null,8,1,538.74917803731012,null,141,5,12,1919.5134440865934,1,0.66116980472381082,0.66116980472381082,2.1064276584183015E+22,0,false,0,6.4101174548710526E-20,6.4101174548710526E-20,6.6472143288684728E+18,0,false,0,2.0793599083382693E-16,2.0793599083382693E-16,2103680290248924.8,0,false,0,5.9953574204144709E-13,5.9953574204144709E-13,729140032902.828,0,false,0,1.8952751148757942E-9,1.8952751148757942E-9,230650161.1546618,0,false,0,5.9933861556447733E-6,5.9933861556447733E-6,72937.985193362343,0,false,0,1.895275114875793E-2,1.895275114875793E-2]
[null,8,2,581.74311176583001,null,142,13,7,1923.0045426274751,1,0.25787202870095233,0.25787202870095233,8.3909869394077606E+21,0,false,0,2.4478338826709177E-20,2.4478338826709177E-20,2.6479280403516022E+18,0,false,0,7.9404592407742968E-17,7.9404592407742968E-17,838004275609598,0,false,0,2.2894493175411277E-13,2.2894493175411277E-13,290454052321.03467,0,false,0,7.2374939708017064E-10,7.2374939708017064E-10,91879846.055303469,0,false,0,2.2886965499469581E-6,2.2886965499469581E-6,29054.958460039586,0,false,0,7.237493970801704E-3,7.237493970801704E-3]
[null,8,3,646.75546551422553,null,143,11,9,1933.2188928007949,1,1.8852946221543272E-2,1.8852946221543272E-2,6.5243602929713611E+20,0,false,0,1.6827013171798667E-21,1.6827013171798667E-21,2.0588801639029619E+17,0,false,0,5.4584673077916295E-18,5.4584673077916295E-18,65158507105403.539,0,false,0,1.573823865057148E-14,1.573823865057148E-14,22584076218.687687,0,false,0,4.9752316625590838E-11,4.9752316625590838E-11,7144060.9269957142,0,false,0,1.5733063940672924E-7,1.5733063940672924E-7,2259.1504272320381,0,false,0,4.9752316625590774E-4,4.9752316625590774E-4]
[null,8,4,733.78623928249669,null,144,15,4,1949.9570691104946,1,0.70191665618668486,0.70191665618668486,2.6851900183526775E+22,0,false,0,5.667383291486069E-20,5.667383291486069E-20,8.4736038735511706E+18,0,false,0,1.8384264694786894E-16,1.8384264694786894E-16,2681687782918392.5,0,false,0,5.300681104544188E-13,5.300681104544188E-13,929478650979.25647,0,false,0,1.6756714045316119E-9,1.6756714045316119E-9,294023631.90055984,0,false,0,5.2989382483332982E-6,5.2989382483332982E-6,92978.436272070947,0,false,0,1.6756714045316187E-2,1.6756714045316187E-2]
[null,8,5,842.83543307064326,null,145,8,11,1959.5174162169114,1,0.71187578748166791,0.71187578748166791,2.8826360762118135E+22,0,false,0,5.4300663892897756E-20,5.4300663892897756E-20,9.0966807021022638E+18,0,false,0,1.7614439094129705E-16,1.7614439094129705E-16,2878876316142205.5,0,false,0,5.0787195475853868E-13,5.0787195475853868E-13,997824613181.44824,0,false,0,1.605504075736383E-9,1.605504075736383E-9,315643631.46833509,0,false,0,5.0770496720104291E-6,5.0770496720104291E-6,99815.280436674017,0,false,0,1.6055040757363817E-2,1.6055040757363817E-2]
[null,8,6,973.90304687866569,null,146,14,6,1972.7283939574975,1,0.66582798395920306,0.66582798395920306,2.9152542757762028E+22,0,false,0,4.697147092204796E-20,4.697147092204796E-20,9.1996133438477292E+18,0,false,0,1.5236942873295526E-16,1.5236942873295526E-16,2911451972492362,0,false,0,4.3932230372204432E-13,4.3932230372204432E-13,1009115404492.7938,0,false,0,1.3888023203072542E-9,1.3888023203072542E-9,319215267.53000855,0,false,0,4.3917785518976642E-6,4.3917785518976642E-6,100944.73092948165,0,false,0,1.3888023203072598E-2,1.3888023203072598E-2]
[null,8,7,1126.9890807065635,null,147,16,1,1986.8010882057206,1,0.20844716295034202,0.20844716295034202,9.9129575547469153E+21,0,false,0,1.3538646344823023E-20,1.3538646344823023E-20,3.1282134582707692E+18,0,false,0,4.3917632743536616E-17,4.3917632743536616E-17,990002829798300,0,false,0,1.2662642205428212E-13,1.2662642205428212E-13,343137072319.86877,0,false,0,4.0029624553835207E-10,4.0029624553835207E-10,108545159.30722991,0,false,0,1.2658478747152097E-6,1.2658478747152097E-6,34324.993239667019,0,false,0,4.0029624553835335E-3,4.0029624553835335E-3]
[null,8,8,1302.0935345543373,null,148,10,10,1993.1570943041379,1,0.4647306774537211,0.4647306774537211,2.2936995746540862E+22,0,false,0,2.9083901337556665E-20,2.9083901337556665E-20,7.238184809161216E+18,0,false,0,9.4344446642590443E-17,9.4344446642590443E-17,2290707951762948.5,0,false,0,2.7202057517092974E-13,2.7202057517092974E-13,793964215504.22241,0,false,0,8.5992175395611722E-10,8.5992175395611722E-10,251156109.92859706,0,false,0,2.71931135202823E-6,2.71931135202823E-6,79422.535564199876,0,false,0,8.5992175395611537E-3,8.5992175395611537E-3]
[null,8,9,1499.2164084219862,null,149,1,13,2003.9655562343955,1,0.9876888576840599,0.9876888576840599,5.1911473585978763E+22,0,false,0,5.8044819491223216E-20,5.8044819491223216E-20,1.6381606540074834E+19,0,false,0,1.8828995160621321E-16,1.8828995160621321E-16,5184376657046173,0,false,0,5.4289089350285812E-13,5.4289089350285812E-13,1796915902012.8369,0,false,0,1.7162072723889808E-9,1.7162072723889808E-9,568421597.60533953,0,false,0,5.4271239176941743E-6,5.4271239176941743E-6,179750.69196645817,0,false,0,1.7162072723889817E-2,1.7162072723889817E-2]
[null,8,10,1718.3577023095111,null,150,6,12,2006.0385485145455,1,0.75643604700086486,0.75643604700086486,4.0237971625514868E+22,0,false,0,4.392329033231006E-20,4.392329033231006E-20,1.2697821379470897E+19,0,false,0,1.4248152175418245E-16,1.4248152175418245E-16,4018549010686378.5,0,false,0,4.1081279161698407E-13,4.1081279161698407E-13,1392837576819.5981,0,false,0,1.2986769699053172E-9,1.2986769699053172E-9,440598783.57896173,0,false,0,4.1067771697067481E-6,4.1067771697067481E-6,139329.56904091078,0,false,0,1.2986769699053203E-2,1.2986769699053203E-2]
[null,8,11,1959.5174162169114,null,151,16,2,2029.7950219342406,1,0.38980284088806294,0.38980284088806294,2.3776907453367704E+22,0,false,0,1.9738818138727429E-20,1.9738818138727429E-20,7.5032341741508014E+18,0,false,0,6.4030195023120667E-17,6.4030195023120667E-17,2374589574572997.5,0,false,0,1.8461638282197792E-13,1.8461638282197792E-13,823037763181.19824,0,false,0,5.8361630779418538E-10,5.8361630779418538E-10,260352996.88368022,0,false,0,1.8455568122475062E-6,1.8455568122475062E-6,82330.84658031493,0,false,0,5.8361630779418675E-3,5.8361630779418675E-3]
[null,8,12,2222.6955501441876,null,152,2,13,2032.348270297364,1,0.30901070618326232,0.30901070618326232,1.9126323946945102E+22,0,false,0,1.5420627946439187E-20,1.5420627946439187E-20,6.0356582430264709E+18,0,false,0,5.0022539741233756E-17,5.0022539741233756E-17,1910137789508405,0,false,0,1.4422852129781255E-13,1.4422852129781255E-13,662057793262.05078,0,false,0,4.5594066892542194E-10,4.5594066892542194E-10,209429917.18840802,0,false,0,1.4418109917050896E-6,1.4418109917050896E-6,66227.554849581618,0,false,0,4.5594066892542225E-3,4.5594066892542225E-3]
[null,8,13,2507.8921040913392,null,153,15,5,2059.0062628986411,1,0.68652477991084704,0.68652477991084704,4.9444295374355611E+22,0,false,0,2.9443047272200773E-20,2.9443047272200773E-20,1.5603043730446432E+19,0,false,0,9.5509470002924844E-17,9.5509470002924844E-17,4937980624617447,0,false,0,2.7537965284686843E-13,2.7537965284686843E-13,1711514516628.8806,0,false,0,8.7054059764083825E-10,8.7054059764083825E-10,541406425.74154758,0,false,0,2.7528910841892587E-6,2.7528910841892587E-6,171207.74451941028,0,false,0,8.7054059764084032E-3,8.7054059764084032E-3]
[null,8,14,2815.1070780583659,null,154,3,13,2075.2665819515778,1,0.89101102661104492,0.89101102661104492,7.0317373775127616E+22,0,false,0,3.4873057691367681E-20,3.4873057691367681E-20,2.2189922006503309E+19,0,false,0,1.1312372753715276E-16,1.1312372753715276E-16,7022566034092075,0,false,0,3.261663248363841E-13,3.261663248363841E-13,2434036223514.8442,0,false,0,1.0310893503496095E-9,1.0310893503496095E-9,769963000.07684278,0,false,0,3.26059081824811E-6,3.26059081824811E-6,243483.67942992059,0,false,0,1.0310893503496147E-2,1.0310893503496147E-2]
[null,8,15,3144.3404720452686,null,155,9,11,2089.6493134186017,1,0.11711584207485305,0.11711584207485305,1.0015435204016646E+22,0,false,0,4.230074131729052E-21,4.230074131729052E-21,3.1605521382103414E+18,0,false,0,1.3721818080154364E-17,1.3721818080154364E-17,1000237228786488.3,0,false,0,3.9563715506169814E-14,3.9563715506169814E-14,346684336630.69238,0,false,0,1.2507031723504054E-10,1.2507031723504054E-10,109667271.72463764,0,false,0,3.9550707014254319E-7,3.9550707014254319E-7,34679.83634264375,0,false,0,1.2507031723504095E-3,1.2507031723504095E-3]
[null,8,16,3495.5922860520482,null,156,16,3,2094.8073756826357,1,0.52049657806187022,0.52049657806187022,4.5805819017730428E+22,0,false,0,1.8268446501519549E-20,1.8268446501519549E-20,1.4454856557896032E+19,0,false,0,5.9260497971088551E-17,5.9260497971088551E-17,4574607547579712,0,false,0,1.708640552430153E-13,1.708640552430153E-13,1585568640453.9512,0,false,0,5.4014192852986314E-10,5.4014192852986314E-10,501565743.12141776,0,false,0,1.7080787539102522E-6,1.7080787539102522E-6,158609.01445786108,0,false,0,5.4014192852986365E-3,5.4014192852986365E-3]
[null,8,17,3868.8625200787023,null,157,13,8,2098.1089964752487,1,0.10863488503084853,0.10863488503084853,9.7369786267043774E+21,0,false,0,3.7436989248415034E-21,3.7436989248415034E-21,3.0726801173848965E+18,0,false,0,1.2144079274692725E-17,1.2144079274692725E-17,972427889546129.25,0,false,0,3.5014667495351984E-14,3.5014667495351984E-14,337045560899.07953,0,false,0,1.1068969421843534E-10,1.1068969421843534E-10,106618220.68436193,0,false,0,3.5003154723782903E-7,3.5003154723782903E-7,33715.641743705804,0,false,0,1.1068969421843609E-3,1.1068969421843609E-3]
[null,8,18,4264.1511741252307,null,158,12,9,2106.9575827762233,1,0.11464587553014728,0.11464587553014728,1.0791059608980859E+22,0,false,0,3.7621775909544917E-21,3.7621775909544917E-21,3.4053144796984719E+18,0,false,0,1.2204021698128087E-17,1.2204021698128087E-17,1077698506264419.4,0,false,0,3.518749772628013E-14,3.518749772628013E-14,373532579051.72467,0,false,0,1.1123605169607536E-10,1.1123605169607536E-10,118160223.91720469,0,false,0,3.5175928128383302E-7,3.5175928128383302E-7,37365.543641387099,0,false,0,1.1123605169607496E-3,1.1123605169607496E-3]
[null,8,19,4681.458248191635,null,159,7,12,2107.0992505337435,1,0.42450940783090202,0.42450940783090202,3.9988257342324696E+22,0,false,0,1.3919661483735034E-20,1.3919661483735034E-20,1.2619019510595273E+19,0,false,0,4.5153596998327504E-17,4.5153596998327504E-17,3993610152062775.5,0,false,0,1.3019004152997555E-13,1.3019004152997555E-13,1384193715734.0188,0,false,0,4.1156169451420285E-10,4.1156169451420285E-10,437864455.65507841,0,false,0,1.3014723523433116E-6,1.3014723523433116E-6,138464.89862998371,0,false,0,4.1156169451420418E-3,4.1156169451420418E-3]
[null,8,20,5120.7837422779176,null,160,14,7,2125.8144277853953,1,0.4595855364055631,0.4595855364055631,4.7980236375261683E+22,0,false,0,1.3597430108575128E-20,1.3597430108575128E-20,1.5141033372853809E+19,0,false,0,4.4108319735572719E-17,4.4108319735572719E-17,4791765678766035,0,false,0,1.2717622426413594E-13,1.2717622426413594E-13,1660836107498.3845,0,false,0,4.0203430112598025E-10,4.0203430112598025E-10,525375234.60467684,0,false,0,1.271344089072095E-6,1.271344089072095E-6,166138.23675960902,0,false,0,4.0203430112598013E-3,4.0203430112598013E-3]
[null,9,1,668.88107523900021,null,161,4,13,2132.720491197038,1,0.58777455413812629,0.58777455413812629,6.3721229837413932E+22,0,false,0,1.6746495052423363E-20,1.6746495052423363E-20,2.010838921220932E+19,0,false,0,5.4323482623135199E-17,5.4323482623135199E-17,6363811961149698,0,false,0,1.5662930373013009E-13,1.5662930373013009E-13,2205710670128.0298,0,false,0,4.9514249243795163E-10,4.9514249243795163E-10,697736372.39499605,0,false,0,1.5657780424366204E-6,1.5657780424366204E-6,220643.61431116279,0,false,0,4.9514249243795116E-3,4.9514249243795116E-3]
[null,9,2,711.87500896752022,null,162,11,10,2152.36018668832,1,7.2683203165710378E-2,7.2683203165710378E-2,8.76584142331304E+21,0,false,0,1.8614913411692679E-21,1.8614913411692679E-21,2.7662201681015199E+18,0,false,0,6.0384392201812595E-18,6.0384392201812595E-18,875440832538164.88,0,false,0,1.7410454650617571E-14,1.7410454650617571E-14,303429642042.14746,0,false,0,5.5038589235114907E-11,5.5038589235114907E-11,95984437.389202669,0,false,0,1.7404730118538714E-7,1.7404730118538714E-7,30352.944207970657,0,false,0,5.5038589235114797E-4,5.5038589235114797E-4]
[null,9,3,776.88736271591574,null,163,16,4,2181.8381494509072,1,0.58354235570435509,0.58354235570435509,8.2436186608020941E+22,0,false,0,1.2758904539151417E-20,1.2758904539151417E-20,2.6014233085487624E+19,0,false,0,4.1388250308684083E-17,4.1388250308684083E-17,8232866686758013,0,false,0,1.1933352788572324E-13,1.1933352788572324E-13,2853528986648.9165,0,false,0,3.7724167203447814E-10,3.7724167203447814E-10,902661890.62449586,0,false,0,1.1929429119591991E-6,1.1929429119591991E-6,285446.75314071903,0,false,0,3.772416720344791E-3,3.772416720344791E-3]
[null,9,4,863.91813648418679,null,164,15,6,2190.0738767066637,1,0.58190657153962611,0.58190657153962611,8.5886093583564533E+22,0,false,0,1.2177837845686652E-20,1.2177837845686652E-20,2.7102913771456233E+19,0,false,0,3.9503344462624503E-17,3.9503344462624503E-17,8577407420385404,0,false,0,1.1389883415827417E-13,1.1389883415827417E-13,2972947532811.9795,0,false,0,3.6006131220550085E-10,3.6006131220550085E-10,940437771.3530668,0,false,0,1.1386138438783718E-6,1.1386138438783718E-6,297392.53551283298,0,false,0,3.6006131220550235E-3,3.6006131220550235E-3]
[null,9,5,972.96733027233336,null,165,5,13,2204.7099980337448,1,0.70711846911408283,0.70711846911408283,1.127702493653244E+23,0,false,0,1.3695450854148572E-20,1.3695450854148572E-20,3.558669648375867E+19,0,false,0,4.4426286465459026E-17,4.4426286465459026E-17,1.1262316556099068E+16,0,false,0,1.2809300840805478E-13,1.2809300840805478E-13,3903542711475.5928,0,false,0,4.0493247391508948E-10,4.0493247391508948E-10,1234814596.4383504,0,false,0,1.2805089161384027E-6,1.2805089161384027E-6,390482.6612766828,0,false,0,4.0493247391508932E-3,4.0493247391508932E-3]
[null,9,6,1104.0349440803559,null,166,8,12,2222.6955501441876,1,0.88924907903491301,0.88924907903491301,1.5586581122726922E+23,0,false,0,1.5670487133076605E-20,1.5670487133076605E-20,4.9186282264666677E+19,0,false,0,5.0833050904377972E-17,5.0833050904377972E-17,1.5566251881096358E+16,0,false,0,1.4656544435610488E-13,1.4656544435610488E-13,5395295787751.6465,0,false,0,4.6332823868511722E-10,4.6332823868511722E-10,1706703495.5791945,0,false,0,1.4651725385191146E-6,1.4651725385191146E-6,539707.03366013488,0,false,0,4.6332823868511872E-3,4.6332823868511872E-3]
[null,9,7,1257.1209779082535,null,167,17,1,2233.2177661373789,1,0.31594692604764163,0.31594692604764163,5.8504480837133463E+22,0,false,0,5.2701824700021881E-21,5.2701824700021881E-21,1.8462149496063054E+19,0,false,0,1.7095796161148854E-17,1.7095796161148854E-17,5842817470443784,0,false,0,4.9291807522896003E-14,4.9291807522896003E-14,2025132878979.6655,0,false,0,1.5582313048974848E-10,1.5582313048974848E-10,640613879.11547065,0,false,0,4.9275600448523228E-7,4.9275600448523228E-7,202579.89587206658,0,false,0,1.5582313048974788E-3,1.5582313048974788E-3]
[null,9,8,1432.2254317560275,null,168,10,11,2234.316808211538,1,0.74851693087742976,0.74851693087742976,1.393994336038271E+23,0,false,0,1.241448649764265E-20,1.241448649764265E-20,4.3990018303467618E+19,0,false,0,4.0271002345189847E-17,4.0271002345189847E-17,1.392176179287529E+16,0,false,0,1.1611219960988201E-13,1.1611219960988201E-13,4825312048971.667,0,false,0,3.6705828697513544E-10,3.6705828697513544E-10,1526399527.5173402,0,false,0,1.160740220881141E-6,1.160740220881141E-6,482689.91263596358,0,false,0,3.6705828697513538E-3,3.6705828697513538E-3]
[null,9,9,1629.3483056236764,null,169,17,2,2276.2116998658989,1,0.59083082542390319,0.59083082542390319,1.3656076918576653E+23,0,false,0,7.8956311237462989E-21,7.8956311237462989E-21,4.3094226287104238E+19,0,false,0,2.5612414944549988E-17,2.5612414944549988E-17,1.3638265591947744E+16,0,false,0,7.3847524604461778E-14,7.3847524604461778E-14,4727051666806.9834,0,false,0,2.3344959418338984E-10,2.3344959418338984E-10,1495316646.3714857,0,false,0,7.3823243646151046E-7,7.3823243646151046E-7,472860.64256984228,0,false,0,2.334495941833908E-3,2.334495941833908E-3]
[null,9,10,1848.4895995112013,null,170,16,5,2290.8873432390537,1,0.57074623288614479,0.57074623288614479,1.4215333885458346E+23,0,false,0,7.0780814497876939E-21,7.0780814497876939E-21,4.4859063028075897E+19,0,false,0,2.296038863290597E-17,2.296038863290597E-17,1.4196793132027918E+16,0,false,0,6.620101494401738E-14,6.620101494401738E-14,4920638492162.0254,0,false,0,2.0927715798175586E-10,2.0927715798175586E-10,1556554310.5383885,0,false,0,6.617924814692355E-7,6.617924814692355E-7,492225.69230543385,0,false,0,2.0927715798175544E-3,2.0927715798175544E-3]
[null,9,11,2089.6493134186017,null,171,6,13,2291.2351024616969,1,0.80900533526542173,0.80900533526542173,2.0185143815712402E+23,0,false,0,1.0015149502664957E-20,1.0015149502664957E-20,6.3697880468786717E+19,0,false,0,3.2487860789556609E-17,3.2487860789556609E-17,2.0158816767930316E+16,0,false,0,9.3671295900725351E-14,9.3671295900725351E-14,6987088479928.3467,0,false,0,2.9611725148246106E-10,2.9611725148246106E-10,2210238104.032526,0,false,0,9.3640496915345216E-7,9.3640496915345216E-7,698938.65800349438,0,false,0,2.9611725148246172E-3,2.9611725148246172E-3]
[null,9,12,2352.8274473458778,null,172,13,9,2295.2318703428973,1,5.472132995692159E-2,5.472132995692159E-2,1.3932771838598717E+22,0,false,0,6.6383825527790029E-22,6.6383825527790029E-22,4.3967387266426066E+18,0,false,0,2.1534061791600339E-18,2.1534061791600339E-18,1391459962475250.3,0,false,0,6.2088528607396906E-15,6.2088528607396906E-15,482282962636.92487,0,false,0,1.9627661027875345E-11,1.9627661027875345E-11,152561425.83681172,0,false,0,6.2068113989807865E-8,6.2068113989807865E-8,48244.15887271837,0,false,0,1.9627661027875426E-4,1.9627661027875426E-4]
[null,9,13,2638.024001293029,null,173,14,8,2300.9188816331693,1,0.19361162263611886,0.19361162263611886,5.0735046707977359E+22,0,false,0,2.2821348245932449E-21,2.2821348245932449E-21,1.6010363712481536E+19,0,false,0,7.4029527432071674E-18,7.4029527432071674E-18,5066887408066706,0,false,0,2.1344716460092575E-14,2.1344716460092575E-14,1756193880104.9932,0,false,0,6.7475726806787105E-11,6.7475726806787105E-11,555539928.11560774,0,false,0,2.1337698348472835E-7,2.1337698348472835E-7,175677.1504011527,0,false,0,6.7475726806787454E-4,6.7475726806787454E-4]
[null,9,14,2945.2389752600561,null,174,1,14,2311.1805302014222,1,0.92350096825794137,0.92350096825794137,2.5484927961271769E+23,0,false,0,1.0336602443877641E-20,1.0336602443877641E-20,8.0422310083770122E+19,0,false,0,3.3530612912400618E-17,3.3530612912400618E-17,2.54516885193192E+16,0,false,0,9.6677832504744001E-14,9.6677832504744001E-14,8821609010850.6055,0,false,0,3.0562162896654075E-10,3.0562162896654075E-10,2790555240.665657,0,false,0,9.6646044974516302E-7,9.6646044974516302E-7,882451.04970227845,0,false,0,3.0562162896654206E-3,3.0562162896654206E-3]
[null,9,15,3274.4723692469588,null,175,12,10,2326.0988766637483,1,0.44199083609258427,0.44199083609258427,1.3144617655477572E+23,0,false,0,4.5905538404465191E-21,4.5905538404465191E-21,4.1480223865175523E+19,0,false,0,1.4891168032559528E-17,1.4891168032559528E-17,1.3127473414135708E+16,0,false,0,4.2935267918092829E-14,4.2935267918092829E-14,4550010018861.4209,0,false,0,1.3572859652804622E-10,1.3572859652804622E-10,1439312747.5495145,0,false,0,4.2921150864664891E-7,4.2921150864664891E-7,455150.65475713904,0,false,0,1.3572859652804666E-3,1.3572859652804666E-3]
[null,9,16,3625.7241832537384,null,176,2,14,2339.563244264391,1,0.28892872906499584,0.28892872906499584,9.1890208957722647E+22,0,false,0,2.8060714723331982E-21,2.8060714723331982E-21,2.8997621220239569E+19,0,false,0,9.1025360464612712E-18,9.1025360464612712E-18,9177035853980958,0,false,0,2.624507513677795E-14,2.624507513677795E-14,3180780014690.4971,0,false,0,8.2966926417777722E-11,8.2966926417777722E-11,1006181789.3404106,0,false,0,2.6236445794377231E-7,2.6236445794377231E-7,318182.61944994144,0,false,0,8.2966926417777915E-4,8.2966926417777915E-4]
[null,9,17,3998.9944172803926,null,177,17,3,2341.224053614294,1,0.78892555566295097,0.78892555566295097,2.5298673855837573E+23,0,false,0,7.5990763106955872E-21,7.5990763106955872E-21,7.9834551489969848E+19,0,false,0,2.4650429156888751E-17,2.4650429156888751E-17,2.5265677341097932E+16,0,false,0,7.1073859205191329E-14,7.1073859205191329E-14,8757137143505.9873,0,false,0,2.2468137797941768E-10,2.2468137797941768E-10,2770160740.4024038,0,false,0,7.105049022401617E-7,7.105049022401617E-7,876001.74244499998,0,false,0,2.24681377979418E-3,2.24681377979418E-3]
[null,9,18,4394.2830713269204,null,178,15,7,2343.1599105345617,1,0.40165906249345579,0.40165906249345579,1.3004472314738826E+23,0,false,0,3.8318536994190754E-21,3.8318536994190754E-21,4.1037969836959031E+19,0,false,0,1.2430042059736489E-17,1.2430042059736489E-17,1.2987510861942628E+16,0,false,0,3.58391756040249E-14,3.58391756040249E-14,4501498702581.917,0,false,0,1.1329616050693357E-10,1.1329616050693357E-10,1423967076.7417457,0,false,0,3.5827391735392908E-7,3.5827391735392908E-7,450297.92755956692,0,false,0,1.1329616050693434E-3,1.1329616050693434E-3]
[null,9,19,4811.5901453933257,null,179,9,12,2352.8274473458778,1,0.14629680702287309,0.14629680702287309,4.9689013720153971E+22,0,false,0,1.3304416493323702E-21,1.3304416493323702E-21,1.5680269040711522E+19,0,false,0,4.3157821139501158E-18,4.3157821139501158E-18,4962420541111216,0,false,0,1.2443567954736919E-14,1.2443567954736919E-14,1719985443318.1553,0,false,0,3.9337078727907226E-11,3.9337078727907226E-11,544086049.02081263,0,false,0,1.2439476527754603E-7,1.2439476527754603E-7,172055.11580277959,0,false,0,3.9337078727907281E-4,3.9337078727907281E-4]
[null,9,20,5250.9156394796073,null,180,3,14,2382.481555918605,1,0.83310603273709705,0.83310603273709705,3.2731744262840244E+23,0,false,0,6.5496474328346709E-21,6.5496474328346709E-21,1.0329095262459111E+20,0,false,0,2.1246216440602095E-17,2.1246216440602095E-17,3.2689052954664972E+16,0,false,0,6.125859255153716E-14,6.125859255153716E-14,11330094814029.951,0,false,0,1.9365298495784502E-10,1.9365298495784502E-10,3584069008.4587717,0,false,0,6.1238450815711792E-7,6.1238450815711792E-7,1133382.1357950983,0,false,0,1.9365298495784551E-3,1.9365298495784551E-3]
[null,10,1,813.54857003193661,null,181,7,13,2392.2958044808947,1,0.4540111185436036,0.4540111185436036,1.8710825895147496E+23,0,false,0,3.4027225010858224E-21,3.4027225010858224E-21,5.9045403006424908E+19,0,false,0,1.1037995477885849E-17,1.1037995477885849E-17,1.8686421768434968E+16,0,false,0,3.1825528533792765E-14,3.1825528533792765E-14,6476753262474.3896,0,false,0,1.0060806723962964E-10,1.0060806723962964E-10,2048802858.6242511,0,false,0,3.1815064346459855E-7,3.1815064346459855E-7,647888.35099165817,0,false,0,1.0060806723962952E-3,1.0060806723962952E-3]
[null,10,2,856.54250376045661,null,182,11,11,2393.5199005957206,1,0.11706696114408317,0.11706696114408317,4.8533751252162714E+22,0,false,0,8.721904824737989E-22,8.721904824737989E-22,1.5315705026365207E+19,0,false,0,2.8292740881247048E-18,2.8292740881247048E-18,4847044972704478,0,false,0,8.1575629743580039E-15,8.1575629743580039E-15,1679996027562.2427,0,false,0,2.5787997310532316E-11,2.5787997310532316E-11,531436126.13582158,0,false,0,8.1548807795579043E-8,8.1548807795579043E-8,168054.85894857242,0,false,0,2.5787997310532427E-4,2.5787997310532427E-4]
[null,10,3,921.55485750885202,null,183,16,6,2421.9549570470763,1,0.48377129757947435,0.48377129757947435,2.3008241593211945E+23,0,false,0,3.1418343242875797E-21,3.1418343242875797E-21,7.2606677276213215E+19,0,false,0,1.0191707684857187E-17,1.0191707684857187E-17,2.297823243987902E+16,0,false,0,2.9385451768152373E-14,2.9385451768152373E-14,7964303908213.9453,0,false,0,9.2894404069927637E-11,9.2894404069927637E-11,2519362395.4523168,0,false,0,2.9375789874498681E-7,2.9375789874498681E-7,796692.34210071526,0,false,0,9.289440406992786E-4,9.289440406992786E-4]
[null,10,4,1008.5856312771231,null,184,17,4,2428.2548273825655,1,0.88448511792560225,0.88448511792560225,4.3356193387587392E+23,0,false,0,5.5733514294073885E-21,5.5733514294073885E-21,1.3681832783546376E+20,0,false,0,1.8079237391482092E-17,1.8079237391482092E-17,4.329964483953652E+16,0,false,0,5.2127334770572618E-14,5.2127334770572618E-14,15007748377603.707,0,false,0,1.6478690671395542E-10,1.6478690671395542E-10,4747427689.6880074,0,false,0,5.2110195378979307E-7,5.2110195378979307E-7,1501268.4526365134,0,false,0,1.6478690671395597E-3,1.6478690671395597E-3]
[null,10,5,1117.6348250652698,null,185,4,14,2439.9354651640651,1,0.54957628168118167,0.54957628168118167,2.8485225164001625E+23,0,false,0,3.2750868354805752E-21,3.2750868354805752E-21,8.989029180018126E+19,0,false,0,1.0623961744803483E-17,1.0623961744803483E-17,2.8448072499109312E+16,0,false,0,3.0631757217926041E-14,3.0631757217926041E-14,9860162028502.8867,0,false,0,9.6834272102560845E-11,9.6834272102560845E-11,3119082560.6311965,0,false,0,3.0621685540859601E-7,3.0621685540859601E-7,986340.51017048152,0,false,0,9.6834272102561158E-4,9.6834272102561158E-4]
[null,10,6,1248.7024388732923,null,186,18,1,2494.170041660283,1,0.10959924948563135,0.10959924948563135,7.3351361464331638E+22,0,false,0,5.0581708508542407E-22,5.0581708508542407E-22,2.3147351821891703E+19,0,false,0,1.6408057653919085E-18,1.6408057653919085E-18,7325569086541028,0,false,0,4.7308871261553834E-15,4.7308871261553834E-15,2539057721627.6494,0,false,0,1.4955459721146477E-11,1.4955459721146477E-11,803184637.03453374,0,false,0,4.72933161737297E-8,4.72933161737297E-8,253989.28346847536,0,false,0,1.4955459721146538E-4,1.4955459721146538E-4]
[null,10,7,1401.7884727011901,null,187,10,12,2497.4949421388146,1,0.93501984915020719,0.93501984915020719,6.3554775402008618E+23,0,false,0,4.2489340068857512E-21,4.2489340068857512E-21,2.0055861497634934E+20,0,false,0,1.3782997096846649E-17,1.3782997096846649E-17,6.3471882279022592E+16,0,false,0,3.9740111170157324E-14,3.9740111170157324E-14,21999488490646.191,0,false,0,1.2562794589482512E-10,1.2562794589482512E-10,6959137253.0822296,0,false,0,3.9727044679604605E-7,3.9727044679604605E-7,2200672.4269467546,0,false,0,1.2562794589482508E-3,1.2562794589482508E-3]
[null,10,8,1576.8929265489637,null,188,14,9,2498.041755500818,1,9.7525628924424485E-2,9.7525628924424485E-2,6.6458654310698173E+22,0,false,0,4.4205111403423567E-22,4.4205111403423567E-22,2.0972233128723251E+19,0,false,0,1.4339571317223891E-18,1.4339571317223891E-18,6637197372107425,0,false,0,4.1344865291254519E-15,4.1344865291254519E-15,2300466631128.7944,0,false,0,1.3070095545527869E-11,1.3070095545527869E-11,727710693.77216291,0,false,0,4.1331271159888968E-8,4.1331271159888968E-8,230122.32699813464,0,false,0,1.3070095545527865E-4,1.3070095545527865E-4]
[null,10,9,1774.0158004166126,null,189,8,13,2507.8921040913392,1,0.95104834330863774,0.95104834330863774,6.7843350513553495E+23,0,false,0,4.1179816985247101E-21,4.1179816985247101E-21,2.140919911727585E+20,0,false,0,1.3358204599942676E-17,1.3358204599942676E-17,6.7754863894533896E+16,0,false,0,3.8515319426199074E-14,3.8515319426199074E-14,23483978966947.004,0,false,0,1.2175608780455523E-10,1.2175608780455523E-10,7428728761.0785742,0,false,0,3.8502655645384475E-7,3.8502655645384475E-7,2349170.3004609006,0,false,0,1.2175608780455509E-3,1.2175608780455509E-3]
[null,10,10,1993.1570943041379,null,190,5,14,2511.9249720007715,1,0.66116427842584524,0.66116427842584524,4.8053762660311081E+23,0,false,0,2.8098159722215032E-21,2.8098159722215032E-21,1.5164235924983975E+20,0,false,0,9.1146827239586693E-18,9.1146827239586693E-18,4.7991087173962104E+16,0,false,0,2.6280097295652699E-14,2.6280097295652699E-14,16633812202007.365,0,false,0,8.3077639794028674E-11,8.3077639794028674E-11,5261803346.245142,0,false,0,2.6271456438017341E-7,2.6271456438017341E-7,1663928.3174030173,0,false,0,8.3077639794029094E-4,8.3077639794029094E-4]
[null,10,11,2234.316808211538,null,191,13,10,2514.3731642304224,1,0.21096551679609193,0.21096551679609193,1.5507736495242651E+23,0,false,0,8.8646388716963896E-22,8.8646388716963896E-22,4.8937473749703451E+19,0,false,0,2.8755751827441772E-18,2.8755751827441772E-18,1.548751008895952E+16,0,false,0,8.2910615621143003E-15,8.2910615621143003E-15,5368003716244.5791,0,false,0,2.6210018106797263E-11,2.6210018106797263E-11,1698070146.1438489,0,false,0,8.2883354731733858E-8,8.2883354731733858E-8,536976.92885495373,0,false,0,2.6210018106797298E-4,2.6210018106797298E-4]
[null,10,12,2497.4949421388146,null,192,15,8,2518.2643643823349,1,0.16920868190080604,0.16920868190080604,1.2663914073659521E+23,0,false,0,6.9833505449434362E-22,6.9833505449434362E-22,3.996327657091235E+19,0,false,0,2.2653093724504613E-18,2.2653093724504613E-18,1.2647396803633142E+16,0,false,0,6.531500054989866E-15,6.531500054989866E-15,4383614451435.9326,0,false,0,2.0647625569213314E-11,2.0647625569213314E-11,1386676542.2799675,0,false,0,6.5293525073044349E-8,6.5293525073044349E-8,438505.62515314965,0,false,0,2.0647625569213273E-4,2.0647625569213273E-4]
[null,10,13,{"$f":"3.141625/2*SQRT($H$2/$I$2)*((1+($D$8-1)/B202)*(B202/$C$2)^2+(1+($D$8-1)/C202)*(C202/$D$2)^2)","v":2782.6914960859658},null,193,18,2,2537.163975388803,1,{"$f":"ABS(SIN(G202*3.1416*$J$2/$C$2)*SIN(H202*3.1416*$K$2/$D$2))*(1/F202^$N$2)+(1-1/F202^$N$2)","v":0.20495409102246345},{"$f":"$J202*$K202","v":0.20495409102246345},{"$f":"10^(LOG10($I202/22.27)/LOG10(2)*70/20)*$L202","v":1.673233197668512E+23},{"$f":"IF($I202<22.27,M202,0)","v":0},{"$f":"AND($I202>22.27,$I202<44.45)","v":false},{"$f":"IF($O202=TRUE,$L202,0)","v":0},{"$f":"10^(LOG10(44.45/$I202)/LOG10(2)*70/20)*$L202","v":7.7543111539455017E-22},{"$f":"IF($I202>44.45,Q202,0)","v":7.7543111539455017E-22},{"$f":"10^(LOG10($I202/44.548)/LOG10(2)*70/20)*$L202","v":5.2801906785787142E+19},{"$f":"IF($I202<44.528,S202,0)","v":0},{"$f":"AND($I202>44.548,$I202<89.095)","v":false},{"$f":"IF($U202=TRUE,$L202,0)","v":0},{"$f":"10^(LOG10(89.095/$I202)/LOG10(2)*70/20)*$L202","v":2.5153991083333801E-18},{"$f":"IF($I202>89.095,W202,0)","v":2.5153991083333801E-18},{"$f":"10^(LOG10($I202/89.09)/LOG10(2)*70/20)*$L202","v":1.6710508356923966E+16},{"$f":"IF($I202<89.09,Y202,0)","v":0},{"$f":"AND($I202>89.09,$I202<176.78)","v":false},{"$f":"IF($AA202=TRUE,$L202,0)","v":0},{"$f":"10^(LOG10(176.78/$I202)/LOG10(2)*70/20)*$L202","v":7.2525764534443425E-15},{"$f":"IF($I202>176.78,AC202,0)","v":7.2525764534443425E-15},{"$f":"10^(LOG10($I202/176.78)/LOG10(2)*70/20)*$L202","v":5791897499666.4756},{"$f":"IF($I202<176.78,AE202,0)","v":0},{"$f":"AND($I202>176.78,$I202<353.55)","v":false},{"$f":"IF($AG202=TRUE,$L202,0)","v":0},{"$f":"10^(LOG10(353.55/$I202)/LOG10(2)*70/20)*$L202","v":2.2927119614491539E-11},{"$f":"IF($I202>353.55,AI202,0)","v":2.2927119614491539E-11},{"$f":"10^(LOG10($I202/353.55)/LOG10(2)*70/20)*$L202","v":1832161219.2529147},{"$f":"IF($I202<353.55,AK202,0)","v":0},{"$f":"AND($I202>353.55,$I202<707.1)","v":false},{"$f":"IF($AM202=TRUE,$L202,0)","v":0},{"$f":"10^(LOG10(707.1/$I202)/LOG10(2)*70/20)*$L202","v":7.2501918168915009E-8},{"$f":"IF($I202>707.1,AO202,0)","v":7.2501918168915009E-8},{"$f":"10^(LOG10($I202/707.1)/LOG10(2)*70/20)*$L202","v":579380.24934703403},{"$f":"IF($I202<707.1,AQ202,0)","v":0},{"$f":"AND($I202>707.1,$I202<1414.2)","v":false},{"$f":"IF($AS202=TRUE,$L202,0)","v":0},{"$f":"10^(LOG10(1414.2/$I202)/LOG10(2)*70/20)*$L202","v":2.2927119614491554E-4},{"$f":"IF($I202>1414.2,AU202,0)","v":2.2927119614491554E-4}]
[null,10,14,3089.9064700529925,null,194,17,5,2537.3040211707121,{"$f":"IF(ABS(I203-I202)>0.0001,1,$M$2)","v":1},0.86508981595785717,0.86508981595785717,7.0670764619108237E+23,0,false,0,3.2709139720481957E-21,3.2709139720481957E-21,2.2301440893582626E+20,0,false,0,1.0610425510896302E-17,1.0610425510896302E-17,7.0578590264844512E+16,0,false,0,3.0592728591820894E-14,3.0592728591820894E-14,24462688492391.688,0,false,0,9.6710893330225467E-11,9.6710893330225467E-11,7738325682.9053345,0,false,0,3.0582669747309756E-7,3.0582669747309756E-7,2447073.4434158793,0,false,0,9.6710893330224999E-4,9.6710893330224999E-4]
[null,10,15,3419.1398640398952,null,195,12,11,2567.2585905711489,1,0.71189108048696836,0.71189108048696836,6.6658407588236401E+23,0,false,0,2.3483275968525207E-21,2.3483275968525207E-21,2.1035268896573489E+20,0,false,0,7.6176736088181686E-18,7.6176736088181686E-18,6.6571466464721256E+16,0,false,0,2.1963814832527534E-14,2.1963814832527534E-14,23073810917690.359,0,false,0,6.9432844050440621E-11,6.9432844050440621E-11,7298979573.8273125,0,false,0,2.1956593162266378E-7,2.1956593162266378E-7,2308140.0048339381,0,false,0,6.9432844050440977E-4,6.9432844050440977E-4]
[null,10,16,3770.3916780466743,null,196,16,7,2575.0409908749743,1,0.33392151824802391,0.33392151824802391,3.2386909696343839E+23,0,false,0,1.0634224281718556E-21,1.0634224281718556E-21,1.0220276463847875E+20,0,false,0,3.4496059991661832E-18,3.4496059991661832E-18,3.2344668148456532E+16,0,false,0,9.9461477744538555E-15,9.9461477744538555E-15,11210730312639.863,0,false,0,3.144213938206952E-11,3.144213938206952E-11,3546310223.8091474,0,false,0,9.9428774955819424E-8,9.9428774955819424E-8,1121441.7596778327,0,false,0,3.1442139382069649E-4,3.1442139382069649E-4]
[null,10,17,4143.6619120733285,null,197,6,14,2598.4500764287236,1,0.75642972443295908,0.75642972443295908,8.1505983221627951E+23,0,false,0,2.1683740205043077E-21,2.1683740205043077E-21,2.5720690544205362E+20,0,false,0,7.0339272817734762E-18,7.0339272817734762E-18,8.1399676725404576E+16,0,false,0,2.0280716173438773E-14,2.0280716173438773E-14,28213299920596.605,0,false,0,6.4112168766612558E-11,6.4112168766612558E-11,8924763254.9859619,0,false,0,2.0274047903560423E-7,2.0274047903560423E-7,2822257.946353368,0,false,0,6.411216876661259E-4,6.411216876661259E-4]
[null,10,18,4538.9505661198573,null,198,18,3,2602.1763291371981,1,0.2736714355234966,0.2736714355234966,2.9983768794972841E+23,0,false,0,7.7154139758320348E-22,7.7154139758320348E-22,9.461921788336341E+19,0,false,0,2.5027813625141668E-18,2.5027813625141668E-18,2.994466161193966E+16,0,false,0,7.2161960770974067E-15,7.2161960770974067E-15,10378882976752.072,0,false,0,2.2812112589680348E-11,2.2812112589680348E-11,3283170479.1502976,0,false,0,7.2138234023592272E-8,7.2138234023592272E-8,1038229.6660741296,0,false,0,2.2812112589680421E-4,2.2812112589680421E-4]
[null,10,19,4956.2576401862616,null,199,9,13,2638.024001293029,1,0.15646385161449722,0.15646385161449722,2.0098199125956659E+23,0,false,0,3.7623344769037917E-22,3.7623344769037917E-22,6.3423510738948768E+19,0,false,0,1.2204530616030581E-18,1.2204530616030581E-18,2.007198547825844E+16,0,false,0,3.5188965074338381E-15,3.5188965074338381E-15,6956992571485.4785,0,false,0,1.1124069033238037E-11,1.1124069033238037E-11,2200717811.8812337,0,false,0,3.5177394993979642E-8,3.5177394993979642E-8,695928.07728466357,0,false,0,1.1124069033238083E-4,1.1124069033238083E-4]
[null,10,20,5395.5831342725442,null,200,1,15,2640.4139241883249,1,0.73928739804737731,0.73928739804737731,9.5968543435837153E+23,0,false,0,1.7590744327113958E-21,1.7590744327113958E-21,3.0284613596763573E+20,0,false,0,5.7062119015986001E-18,5.7062119015986001E-18,9.5843373734213664E+16,0,false,0,1.6452553369679159E-14,1.6452553369679159E-14,33219515818067.789,0,false,0,5.2010435393796587E-11,5.2010435393796587E-11,10508388418.083675,0,false,0,1.6447143794143436E-7,1.6447143794143436E-7,3323044.1938878014,0,false,0,5.2010435393796842E-4,5.2010435393796842E-4]
[null,11,1,972.75166241611896,null,201,11,12,2656.6980345229972,1,0.1462357467600662,0.1462357467600662,2.0389879520298861E+23,0,false,0,3.2395071887630473E-22,3.2395071887630473E-22,6.4343961099052425E+19,0,false,0,1.0508545933068242E-18,1.0508545933068242E-18,2.0363285440152596E+16,0,false,0,3.0298982193965412E-15,3.0298982193965412E-15,7057957753687.6475,0,false,0,9.5782291082017134E-12,9.5782291082017134E-12,2232656307.2251639,0,false,0,3.0289019932840843E-8,3.0289019932840843E-8,706027.91631721507,0,false,0,9.5782291082017538E-5,9.5782291082017538E-5]
[null,11,2,1015.745596144639,null,202,17,6,2668.3716349787346,1,0.73326042061184604,0.73326042061184604,1.0758657727223653E+24,0,false,0,1.5436360383800253E-21,1.5436360383800253E-21,3.3950894785293576E+20,0,false,0,5.0073573750734849E-18,5.0073573750734849E-18,1.0744625441962534E+17,0,false,0,1.4437566616019338E-14,1.4437566616019338E-14,37241098776249.711,0,false,0,4.5640582884233137E-11,4.5640582884233137E-11,11780542895.336327,0,false,0,1.4432819565187376E-7,1.4432819565187376E-7,3725334.7622577371,0,false,0,4.5640582884233245E-4,4.5640582884233245E-4]
[null,11,3,1080.7579498930345,null,203,2,15,2668.7966382512932,1,0.23129522942951133,0.23129522942951133,3.3999357042500126E+23,0,false,0,4.8601442533964607E-22,4.8601442533964607E-22,1.0729113454336441E+20,0,false,0,1.5765684763816231E-18,1.5765684763816231E-18,3.3955012414312192E+16,0,false,0,4.5456736353158249E-15,4.5456736353158249E-15,11768879037250.412,0,false,0,1.4369955812852065E-11,1.4369955812852065E-11,3722870400.8264046,0,false,0,4.5441790244589006E-8,4.5441790244589006E-8,1177274.9900235392,0,false,0,1.43699558128521E-4,1.43699558128521E-4]
[null,11,4,1167.7887236613053,null,204,18,4,2689.2071029054696,1,0.30682021920111585,0.30682021920111585,4.9278583417909987E+23,0,false,0,5.9006010207068179E-22,5.9006010207068179E-22,1.5550750318567306E+20,0,false,0,1.9140793103929728E-18,1.9140793103929728E-18,4.9214310424260376E+16,0,false,0,5.5188087212843567E-15,5.5188087212843567E-15,17057783964781.533,0,false,0,1.7446267336112746E-11,1.7446267336112746E-11,5395919086.7011032,0,false,0,5.5169941450314566E-8,5.5169941450314566E-8,1706339.4383951083,0,false,0,1.7446267336112761E-4,1.7446267336112761E-4]
[null,11,5,1276.8379174494521,null,205,7,14,2699.5107784479219,1,0.42450585962670379,0.42450585962670379,7.1280021169309449E+23,0,false,0,7.8088318651155949E-22,7.8088318651155949E-22,2.2493702842587582E+20,0,false,0,2.53308492794263E-18,2.53308492794263E-18,7.1187052174866016E+16,0,false,0,7.3035694582653633E-15,7.3035694582653633E-15,24673582675861.402,0,false,0,2.3088320634368845E-11,2.3088320634368845E-11,7805038214.3929777,0,false,0,7.3011680552869373E-8,7.3011680552869373E-8,2468169.7982135313,0,false,0,2.3088320634368921E-4,2.3088320634368921E-4]
[null,11,6,1407.9055312574746,null,206,3,15,2711.7149499055072,1,0.66692381752625762,0.66692381752625762,1.1801488959439935E+24,0,false,0,1.164131829243959E-21,1.164131829243959E-21,3.7241737782762485E+20,0,false,0,3.7762943827354436E-18,3.7762943827354436E-18,1.1786096531891408E+17,0,false,0,1.0888078806566682E-14,1.0888078806566682E-14,40850859576396.75,0,false,0,3.4419807467401611E-11,3.4419807467401611E-11,12922424938.171057,0,false,0,1.088449882214609E-7,1.088449882214609E-7,4086429.5697181076,0,false,0,3.4419807467401598E-4,3.4419807467401598E-4]
[null,11,7,1560.9915650853723,null,207,15,9,2715.387238249984,1,8.5233432255582248E-2,8.5233432255582248E-2,1.5321596694417099E+23,0,false,0,1.4645440595736758E-22,1.4645440595736758E-22,4.8350075864817074E+19,0,false,0,4.7507931374304841E-19,4.7507931374304841E-19,1.5301613066261716E+16,0,false,0,1.3697822476586069E-15,1.3697822476586069E-15,5303571415445.5371,0,false,0,4.3302075668518111E-12,4.3302075668518111E-12,1677688162.0362155,0,false,0,1.3693318652547535E-8,1.3693318652547535E-8,530531.57955360808,0,false,0,4.3302075668518211E-5,4.3302075668518211E-5]
[null,11,8,1736.0960189331463,null,208,14,10,2717.1830493883431,1,0.37598765825139946,0.37598765825139946,6.8109228050979986E+23,0,false,0,6.4110288941193543E-22,6.4110288941193543E-22,2.1493101594032767E+20,0,false,0,2.0796555675434771E-18,2.0796555675434771E-18,6.8020394653622016E+16,0,false,0,5.9962098859268694E-15,5.9962098859268694E-15,23576012489015.676,0,false,0,1.8955445995050904E-11,1.8955445995050904E-11,7457841888.514822,0,false,0,5.9942383408677775E-8,5.9942383408677775E-8,2358376.6797118331,0,false,0,1.8955445995050968E-4,1.8955445995050968E-4]
[null,11,9,1933.2188928007949,null,209,16,8,2750.1454447227475,1,0.14067258836462745,0.14067258836462745,2.9317599438300523E+23,0,false,0,2.0848607986493388E-22,2.0848607986493388E-22,9.2516999715353575E+19,0,false,0,6.7630210985967647E-19,6.7630210985967647E-19,2.927936112559296E+16,0,false,0,1.949962032320534E-15,1.949962032320534E-15,10148288422649.17,0,false,0,6.1642938955159823E-12,6.1642938955159823E-12,3210226094.4434576,0,false,0,1.9493208876502545E-8,1.9493208876502545E-8,1015162.6262548111,0,false,0,6.1642938955159979E-5,6.1642938955159979E-5]
[null,11,10,2152.36018668832,null,210,13,11,2755.532878137823,1,0.3397909129183897,0.3397909129183897,7.2445708610359903E+23,0,false,0,4.9226319835847785E-22,4.9226319835847785E-22,2.286155664616663E+20,0,false,0,1.5968386948029583E-18,1.5968386948029583E-18,7.2351219234925408E+16,0,false,0,4.6041181614117864E-15,4.6041181614117864E-15,25077085438334.887,0,false,0,1.4554712864255381E-11,1.4554712864255381E-11,7932678959.6422253,0,false,0,4.6026043340799976E-8,4.6026043340799976E-8,2508533.3459364474,0,false,0,1.4554712864255312E-4,1.4554712864255312E-4]
[null,11,11,2393.5199005957206,null,211,4,15,2769.1688591509674,1,0.43995061540547492,0.43995061540547492,9.9341506876261717E+23,0,false,0,6.0181586024512037E-22,6.0181586024512037E-22,3.1349013355394302E+20,0,false,0,1.9522134825234529E-18,1.9522134825234529E-18,9.9211937891161488E+16,0,false,0,5.6287598610254628E-15,5.6287598610254628E-15,34387067271403.09,0,false,0,1.779384904707794E-11,1.779384904707794E-11,10877722042.238045,0,false,0,5.6269091329982779E-8,5.6269091329982779E-8,3439837.7407690636,0,false,0,1.7793849047077905E-4,1.7793849047077905E-4]
[null,11,12,2656.6980345229972,null,212,19,1,2769.6579147744333,1,0.35023641024828633,0.35023641024828633,7.9246446131163629E+23,0,false,0,4.7811162571248337E-22,4.7811162571248337E-22,2.5007652654472243E+20,0,false,0,1.550932807731175E-18,1.550932807731175E-18,7.9143086700439984E+16,0,false,0,4.4717590639834013E-15,4.4717590639834013E-15,27431161050599.316,0,false,0,1.4136294268010538E-11,1.4136294268010538E-11,8677347877.5968609,0,false,0,4.470288756129621E-8,4.470288756129621E-8,2744018.3342833947,0,false,0,1.4136294268010611E-4,1.4136294268010611E-4]
[null,11,13,2941.8945884701484,null,213,10,13,2782.6914960859658,1,0.99999999939284034,0.99999999939284034,2.3895967286026026E+24,0,false,0,1.2925932916819689E-21,1.2925932916819689E-21,7.540805662660142E+20,0,false,0,4.1930068948550453E-18,4.1930068948550453E-18,2.3864800291216109E+17,0,false,0,1.2089573767442577E-14,1.2089573767442577E-14,82715901984790.984,0,false,0,3.8218018883860131E-11,3.8218018883860131E-11,26165668132.211613,0,false,0,1.2085598733232418E-7,1.2085598733232418E-7,8274310.7797872443,0,false,0,3.8218018883860218E-4,3.8218018883860218E-4]
[null,11,14,3249.1095624371751,null,214,18,5,2798.2562966936166,1,0.3000921570996618,0.3000921570996618,7.6514585778642569E+23,0,false,0,3.6353947220750632E-22,3.6353947220750632E-22,2.4145564597131356E+20,0,false,0,1.1792754328274011E-18,1.1792754328274011E-18,7.6414789454463088E+16,0,false,0,3.400170258435149E-15,3.400170258435149E-15,26485527461255.426,0,false,0,1.0748747114241992E-11,1.0748747114241992E-11,8378213925.3611851,0,false,0,3.399052287416679E-8,3.399052287416679E-8,2649423.8728281292,0,false,0,1.0748747114242E-4,1.0748747114242E-4]
[null,11,15,3578.3429564240773,null,215,19,2,2812.6518485029533,1,0.65495325417186301,0.65495325417186301,1.7725968232684369E+24,0,false,0,7.4747583188625438E-22,7.4747583188625438E-22,5.5937506117748582E+20,0,false,0,2.4247157532113436E-18,2.4247157532113436E-18,1.770284863458273E+17,0,false,0,6.9911117960472687E-15,6.9911117960472687E-15,61358447363529,0,false,0,2.2100567627954544E-11,2.2100567627954544E-11,19409626592.926315,0,false,0,6.9888131286921263E-8,6.9888131286921263E-8,6137862.8567020856,0,false,0,2.2100567627954579E-4,2.2100567627954579E-4]
[null,11,16,3929.5947704308574,null,216,8,14,2815.1070780583659,1,0.88924164636732705,0.88924164636732705,2.431225832060905E+24,0,false,0,1.0046176405294484E-21,1.0046176405294484E-21,7.6721738451372776E+20,0,false,0,3.2588508083248126E-18,3.2588508083248126E-18,2.4280548366380298E+17,0,false,0,9.3961489289882769E-15,9.3961489289882769E-15,84156893596536.234,0,false,0,2.9703462182488328E-11,2.9703462182488328E-11,26621499567.153629,0,false,0,9.3930594889339323E-8,9.3930594889339323E-8,8418457.3361391611,0,false,0,2.9703462182488347E-4,2.9703462182488347E-4]
[null,11,17,4302.8650044575106,null,217,17,7,2821.4576688066322,1,0.50613055000781204,0.50613055000781204,1.4205163238576779E+24,0,false,0,5.570130736886782E-22,5.570130736886782E-22,4.4826967708108554E+20,0,false,0,1.8068789877919875E-18,1.8068789877919875E-18,1.4186635750501853E+17,0,false,0,5.2097211761223175E-15,5.2097211761223175E-15,49171179222662.461,0,false,0,1.6469168071490086E-11,1.6469168071490086E-11,15554406424.126858,0,false,0,5.2080082274031557E-8,5.2080082274031557E-8,4918735.1952195782,0,false,0,1.6469168071490096E-4,1.6469168071490096E-4]
[null,11,18,4698.1536585040394,null,218,12,12,2830.4367244984251,1,0.88926818249526129,0.88926818249526129,2.5897647580374042E+24,0,false,0,9.4317374792723705E-22,9.4317374792723705E-22,8.1724721659567145E+20,0,false,0,3.0595346993941995E-18,3.0595346993941995E-18,2.5863869837122832E+17,0,false,0,8.8214666395522678E-15,8.8214666395522678E-15,89644719263888.984,0,false,0,2.7886754744130975E-11,2.7886754744130975E-11,28357473203.828278,0,false,0,8.8185661541960155E-8,8.8185661541960155E-8,8967420.4011289403,0,false,0,2.7886754744131046E-4,2.7886754744131046E-4]
[null,11,19,5115.4607325704446,null,219,5,15,2841.1583659876737,1,0.5292798122359863,0.5292798122359863,1.6106601489926239E+24,0,false,0,5.3722134361099575E-22,5.3722134361099575E-22,5.082730080253834E+20,0,false,0,1.7426771532235663E-18,1.7426771532235663E-18,1.6085593996945078E+17,0,false,0,5.0246099100348205E-15,5.0246099100348205E-15,55753008622836.469,0,false,0,1.5883987319956846E-11,1.5883987319956846E-11,17636448203.946438,0,false,0,5.0229578256297444E-8,5.0229578256297444E-8,5577134.6160056246,0,false,0,1.5883987319956916E-4,1.5883987319956916E-4]
[null,11,20,5554.7862266567263,null,220,19,3,2877.6642022513483,1,0.87454705771329988,0.87454705771329988,3.0872249589251424E+24,0,false,0,7.6521698745105522E-22,7.6521698745105522E-22,9.7422980093307637E+20,0,false,0,2.4822657869958366E-18,2.4822657869958366E-18,3.0831983579878317E+17,0,false,0,7.1570441200818791E-15,7.1570441200818791E-15,106864306454246.09,0,false,0,2.2625119180837114E-11,2.2625119180837114E-11,33804575792.14801,0,false,0,7.1546908944208202E-8,7.1546908944208202E-8,10689945.483897822,0,false,0,2.2625119180837088E-4,2.2625119180837088E-4]
[null,12,1,1146.4903523915473,null,221,6,15,2927.6834704156263,1,0.60554236758043378,0.60554236758043378,2.6118262821607903E+24,0,false,0,4.3364195586638124E-22,4.3364195586638124E-22,8.2420913046361643E+20,0,false,0,1.4066789008940009E-18,1.4066789008940009E-18,2.6084197334655165E+17,0,false,0,4.0558360064539945E-15,4.0558360064539945E-15,90408379025044.891,0,false,0,1.2821462531783577E-11,1.2821462531783577E-11,28599043051.909039,0,false,0,4.0545024534945191E-8,4.0545024534945191E-8,9043811.4945244826,0,false,0,1.2821462531783628E-4,1.2821462531783628E-4]
[null,12,2,1189.4842861200673,null,222,18,6,2929.3239105016387,1,0.25436168277344939,0.25436168277344939,1.1042818884380578E+24,0,false,0,1.8097139866898868E-22,1.8097139866898868E-22,3.4847616829373042E+20,0,false,0,5.8704801214249189E-19,5.8704801214249189E-19,1.1028415973850168E+17,0,false,0,1.6926183108679545E-15,1.6926183108679545E-15,38224722755222.695,0,false,0,5.3507691679028737E-12,5.3507691679028737E-12,12091694414.973,0,false,0,1.6920617804376984E-8,1.6920617804376984E-8,3823729.5122051933,0,false,0,5.3507691679028778E-5,5.3507691679028778E-5]
[null,12,3,1254.4966398684628,null,223,15,10,2934.5285321375086,1,0.32859791781850106,0.32859791781850106,1.4563192552538191E+24,0,false,0,2.2901268358307532E-22,2.2901268358307532E-22,4.5956794111786857E+20,0,false,0,7.4288778028823811E-19,7.4288778028823811E-19,1.454419809454993E+17,0,false,0,2.1419465424076807E-15,2.1419465424076807E-15,50410497861110.016,0,false,0,6.7712026065309471E-12,6.7712026065309471E-12,15946442289.366589,0,false,0,2.141242273510676E-8,2.141242273510676E-8,5042707.8210828165,0,false,0,6.7712026065309638E-5,6.7712026065309638E-5]
[null,12,4,1341.5274136367339,null,224,11,13,2941.8945884701484,1,0.15639854790696062,0.15639854790696062,7.1364687189801066E+23,0,false,0,1.0586894365125646E-22,1.0586894365125646E-22,2.2520420740177419E+20,0,false,0,3.4342527811134955E-19,3.4342527811134955E-19,7.1271607767293472E+16,0,false,0,9.9018802912680314E-16,9.9018802912680314E-16,24702889822831.266,0,false,0,3.130219933613554E-12,3.130219933613554E-12,7814308996.2271204,0,false,0,9.8986245674799113E-9,9.8986245674799113E-9,2471101.4768421762,0,false,0,3.1302199336135563E-5,3.1302199336135563E-5]
[null,12,5,1450.5766074248804,null,225,9,14,2945.2389752600561,1,0.14629558422089203,0.14629558422089203,6.7642378884210189E+23,0,false,0,9.7730489890484977E-23,9.7730489890484977E-23,2.1345778876427269E+20,0,false,0,3.1702517766833011E-19,3.1702517766833011E-19,6.7554154388152264E+16,0,false,0,9.1406939403336356E-16,9.1406939403336356E-16,23414412628009.867,0,false,0,2.8895908188594018E-12,2.8895908188594018E-12,7406722717.5715256,0,false,0,9.1376884935067584E-9,9.1376884935067584E-9,2342211.37848381,0,false,0,2.8895908188594038E-5,2.8895908188594038E-5]
[null,12,6,1581.644221232903,null,226,16,9,2947.268318590397,1,7.0859292773302815E-2,7.0859292773302815E-2,3.3026492724516405E+23,0,false,0,4.6958875038141447E-23,4.6958875038141447E-23,1.0422108482734472E+20,0,false,0,1.5232856930067652E-19,1.5232856930067652E-19,3.2983416982278408E+16,0,false,0,4.3920449491967019E-16,4.3920449491967019E-16,11432122007883.787,0,false,0,1.3884298986553059E-12,1.3884298986553059E-12,3616343451.8339891,0,false,0,4.3906008512275455E-9,4.3906008512275455E-9,1143588.2109230761,0,false,0,1.3884298986553117E-5,1.3884298986553117E-5]
[null,12,7,1734.730255060801,null,227,14,11,2958.3427632957432,1,0.60558328007118745,0.60558328007118745,2.9483385297930462E+24,0,false,0,3.8419960779064783E-22,3.8419960779064783E-22,9.3040167049038319E+20,0,false,0,1.2462942635038454E-18,1.2462942635038454E-18,2.9444930754301178E+17,0,false,0,3.5934036867571471E-15,3.5934036867571471E-15,102056752057471.52,0,false,0,1.1359603952924889E-11,1.1359603952924889E-11,32283793574.277889,0,false,0,3.5922221808694737E-8,3.5922221808694737E-8,10209031.920542661,0,false,0,1.1359603952924856E-4,1.1359603952924856E-4]
[null,12,8,1909.8347089085744,null,228,19,4,2964.6949760196198,1,0.98047762798484572,0.98047762798484572,4.8940880628077925E+24,0,false,0,6.0672251396393955E-22,6.0672251396393955E-22,1.5444182081367373E+21,0,false,0,1.968130038029403E-18,1.968130038029403E-18,4.887704809289447E+17,0,false,0,5.6746515985633199E-15,5.6746515985633199E-15,169408881282187.59,0,false,0,1.7938923747441255E-11,1.7938923747441255E-11,53589412191.7939,0,false,0,5.6727857813997419E-8,5.6727857813997419E-8,16946460.099566508,0,false,0,1.7938923747441265E-4,1.7938923747441265E-4]
[null,12,9,2106.9575827762233,null,229,1,16,2991.6657381951045,1,0.45899003767752311,0.45899003767752311,2.5454580068307748E+24,0,false,0,2.5563899125579259E-22,2.5563899125579259E-22,8.0326541806063557E+20,0,false,0,8.2926010820816272E-19,8.2926010820816272E-19,2.542138020845769E+17,0,false,0,2.3909813415478561E-15,2.3909813415478561E-15,88111040862757.578,0,false,0,7.5584608539564495E-12,7.5584608539564495E-12,27872321992.239819,0,false,0,2.390195190372365E-8,2.390195190372365E-8,8814002.117307961,0,false,0,7.5584608539564524E-5,7.5584608539564524E-5]
[null,12,10,2326.0988766637483,null,230,17,8,2996.5621226544058,1,0.21321984547017964,0.21321984547017964,1.2051686507774034E+24,0,false,0,1.1651824526258791E-22,1.1651824526258791E-22,3.8031281502285719E+20,0,false,0,3.7797024702697595E-19,3.7797024702697595E-19,1.2035967752958856E+17,0,false,0,1.0897905245369481E-15,1.0897905245369481E-15,41716918507475.898,0,false,0,3.4450871178244701E-12,3.4450871178244701E-12,13196386897.477573,0,false,0,1.0894322030030134E-8,1.0894322030030134E-8,4173063.9480831954,0,false,0,3.4450871178244592E-5,3.4450871178244592E-5]
[null,12,11,2567.2585905711489,null,231,13,12,3018.7110120650996,1,0.4244543243225441,0.4244543243225441,2.6135839348505878E+24,0,false,0,2.1291780794249174E-22,2.1291780794249174E-22,8.2476378963257013E+20,0,false,0,6.9067806748292121E-19,6.9067806748292121E-19,2.610175093686815E+17,0,false,0,1.9914118091804818E-15,1.9914118091804818E-15,90469220181158.766,0,false,0,6.2953265013991457E-12,6.2953265013991457E-12,28618289042.842545,0,false,0,1.990757035884045E-8,1.990757035884045E-8,9049897.6112422626,0,false,0,6.2953265013991497E-5,6.2953265013991497E-5]
[null,12,12,2830.4367244984251,null,232,2,16,3020.0484522580728,1,0.14360072463142318,0.14360072463142318,8.8878921706617809E+23,0,false,0,7.1663992405379881E-23,7.1663992405379881E-23,2.8047354939606234E+20,0,false,0,2.3246880221511297E-19,2.3246880221511297E-19,8.8762998845727984E+16,0,false,0,6.7027047736485211E-16,6.7027047736485211E-16,30765442923491.602,0,false,0,2.1188844415846458E-12,2.1188844415846458E-12,9732087182.2758636,0,false,0,6.7005009341015138E-9,6.7005009341015138E-9,3077556.1883322038,0,false,0,2.1188844415846546E-5,2.1188844415846546E-5]
[null,12,13,3115.6332784455767,null,233,7,15,3028.7441724348241,1,0.33982837398783888,0.33982837398783888,2.1748027905847651E+24,0,false,0,1.6401588309922912E-22,1.6401588309922912E-22,6.8629844534482436E+20,0,false,0,5.3204649376287661E-19,5.3204649376287661E-19,2.1719662422050256E+17,0,false,0,1.5340340465330526E-15,1.5340340465330526E-15,75280808811390.531,0,false,0,4.8494465798926886E-12,4.8494465798926886E-12,23813711908.086216,0,false,0,1.5335296583774578E-8,1.5335296583774578E-8,7530556.9172626864,0,false,0,4.8494465798926733E-5,4.8494465798926733E-5]
[null,12,14,3422.8482524126034,null,234,20,1,3059.6813854798297,1,2.3445709040187207E-5,2.3445709040187207E-5,1.6886497525952043E+20,0,false,0,1.0054805517022588E-26,1.0054805517022588E-26,5.3288404123594448E+16,0,false,0,3.2616499815222093E-23,3.2616499815222093E-23,16864472831389.471,0,false,0,9.4042197029474862E-20,9.4042197029474862E-20,5845261911.7865543,0,false,0,2.9728975819074504E-16,2.9728975819074504E-16,1849042.0784843201,0,false,0,9.40112760923451E-13,9.40112760923451E-13,584.71844575022817,0,false,0,2.972897581907447E-9,2.972897581907447E-9]
[null,12,15,3752.0816463995052,null,235,3,16,3062.9667639122872,1,0.41406277036903771,0.41406277036903771,3.0196832345545796E+24,0,false,0,1.7537088456833539E-22,1.7537088456833539E-22,9.5291578541308628E+20,0,false,0,5.6888066252844223E-19,5.6888066252844223E-19,3.0157447268317933E+17,0,false,0,1.6402369247110481E-15,1.6402369247110481E-15,104526349347906.28,0,false,0,5.1851791443158509E-12,5.1851791443158509E-12,33065005669.790382,0,false,0,1.6396976172040984E-8,1.6396976172040984E-8,10456072.876291908,0,false,0,5.1851791443158543E-5,5.1851791443158543E-5]
[null,12,16,4103.3334604062857,null,236,19,5,3073.7441698077669,1,0.95897736836263237,0.95897736836263237,7.2851650524384781E+24,0,false,0,3.8990951528519226E-22,3.8990951528519226E-22,2.2989658976042853E+21,0,false,0,1.2648164712606773E-18,1.2648164712606773E-18,7.2756631687666035E+17,0,false,0,3.6468082249864743E-15,3.6468082249864743E-15,252176022509418,0,false,0,1.1528428403628664E-11,1.1528428403628664E-11,79771288924.538635,0,false,0,3.645609159764574E-8,3.645609159764574E-8,25225896.488890439,0,false,0,1.1528428403628691E-4,1.1528428403628691E-4]
[null,12,17,4476.6036944329389,null,237,18,7,3082.4099443295368,1,0.17557229980532063,0.17557229980532063,1.3781700822735103E+24,0,false,0,6.9086897676640248E-23,6.9086897676640248E-23,4.3490655289749157E+20,0,false,0,2.241090373642224E-19,2.241090373642224E-19,1.3763725647557006E+17,0,false,0,6.4616701262519533E-16,6.4616701262519533E-16,47705363871320.969,0,false,0,2.0426876551381615E-12,2.0426876551381615E-12,15090722451.565622,0,false,0,6.4595455385451064E-9,6.4595455385451064E-9,4772105.4484387608,0,false,0,2.0426876551381589E-5,2.0426876551381589E-5]
[null,12,18,4871.8923484794677,null,238,10,14,3089.9064700529925,1,0.93501203391385901,0.93501203391385901,7.5496966722049582E+24,0,false,0,3.5767732673624419E-22,3.5767732673624419E-22,2.3824436456448354E+21,0,false,0,1.1602593845948895E-18,1.1602593845948895E-18,7.5398497656460979E+17,0,false,0,3.3453418444503341E-15,3.3453418444503341E-15,261332785770172.06,0,false,0,1.0575421453523727E-11,1.0575421453523727E-11,82667864104.123489,0,false,0,3.3442419009343555E-8,3.3442419009343555E-8,26141873.987030465,0,false,0,1.0575421453523768E-4,1.0575421453523768E-4]
[null,12,19,5289.1994225458729,null,239,20,2,3102.6753192083497,1,4.3844223452813933E-5,4.3844223452813933E-5,3.7140535386851253E+20,0,false,0,1.5986858032292256E-26,1.5986858032292256E-26,1.1720369224106424E+17,0,false,0,5.1859317534631817E-23,5.1859317534631817E-23,37092093787488.625,0,false,0,1.4952444882298103E-19,1.4952444882298103E-19,12856198068.692232,0,false,0,4.726823557754191E-16,4.726823557754191E-16,4066823.9605152728,0,false,0,1.4947528540243729E-12,1.4947528540243729E-12,1286.0426558174913,0,false,0,4.7268235577541936E-9,4.7268235577541936E-9]
[null,12,20,5728.5249166321546,null,240,12,13,3115.6332784455767,1,0.95106877438328719,0.95106877438328719,8.4565291230006275E+24,0,false,0,3.3038339419564306E-22,3.3038339419564306E-22,2.6686110645315536E+21,0,false,0,1.071721367210054E-18,1.071721367210054E-18,8.4454994544321562E+17,0,false,0,3.090062776411982E-15,3.090062776411982E-15,292722795313958.88,0,false,0,9.7684235865502744E-12,9.7684235865502744E-12,92597521554.280197,0,false,0,3.0890467682809982E-8,3.0890467682809982E-8,29281907.379805859,0,false,0,9.7684235865503325E-5,9.7684235865503325E-5]
[null,13,1,1334.7646399582216,null,241,4,16,3120.4206731577469,1,0.2731453966002374,0.2731453966002374,2.4724468994744527E+24,0,false,0,9.3206738513878693E-23,9.3206738513878693E-23,7.8022543959064524E+20,0,false,0,3.0235070826268746E-19,3.0235070826268746E-19,2.4692221403023085E+17,0,false,0,8.7175892690885642E-16,8.7175892690885642E-16,85583761038676.906,0,false,0,2.7558373662849093E-12,2.7558373662849093E-12,27072863078.447594,0,false,0,8.7147229384601116E-9,8.7147229384601116E-9,8561191.0109771397,0,false,0,2.7558373662849207E-5,2.7558373662849207E-5]
[null,13,2,1377.7585736867416,null,242,8,15,3144.3404720452686,1,0.71186188815629758,0.71186188815629758,7.0418699678301691E+24,0,false,0,2.2227468135147825E-22,2.2227468135147825E-22,2.2221897232083253E+21,0,false,0,7.2103056503233562E-19,7.2103056503233562E-19,7.0326854086903923E+17,0,false,0,2.0789262748972031E-15,2.0789262748972031E-15,243754362012912.81,0,false,0,6.5719805479114965E-12,6.5719805479114965E-12,77107250107.501907,0,false,0,2.0782427269721711E-8,2.0782427269721711E-8,24383453.445196949,0,false,0,6.5719805479114992E-5,6.5719805479114992E-5]
[null,13,3,1442.7709274351371,null,243,16,10,3166.4096124779217,1,0.27318172514252936,0.27318172514252936,2.931301526743811E+24,0,false,0,7.8637428911558335E-23,7.8637428911558335E-23,9.2502533533179118E+20,0,false,0,2.5508973606909615E-19,2.5508973606909615E-19,2.9274782933765952E+17,0,false,0,7.3549275230357309E-16,7.3549275230357309E-16,101467016116898.19,0,false,0,2.3250675695596829E-12,2.3250675695596829E-12,32097241357.153946,0,false,0,7.3525092336005633E-9,7.3525092336005633E-9,10150038.929676065,0,false,0,2.3250675695596761E-5,2.3250675695596761E-5]
[null,13,4,1529.8017012034079,null,244,20,3,3167.6876729567452,1,5.8544386754541215E-5,5.8544386754541215E-5,6.3114886781203736E+20,0,false,0,1.6773559289151504E-26,1.6773559289151504E-26,1.9917046669049123E+17,0,false,0,5.4411275536757657E-23,5.4411275536757657E-23,63032567395459.539,0,false,0,1.5688243446234819E-19,1.5688243446234819E-19,21847221023.892818,0,false,0,4.9594269890429314E-16,4.9594269890429314E-16,6910970.2149818894,0,false,0,1.5683085174686566E-12,1.5683085174686566E-12,2185.4406720926322,0,false,0,4.9594269890429344E-9,4.9594269890429344E-9]
[null,13,5,1638.8508949915547,null,245,15,11,3175.6882460449092,1,0.52925515114657273,0.52925515114657273,5.8755540390805493E+24,0,false,0,1.4725426270084067E-22,1.4725426270084067E-22,1.8541375889426043E+21,0,false,0,4.7767394645688463E-19,4.7767394645688463E-19,5.8678906806547738E+17,0,false,0,1.3772632760422789E-15,1.3772632760422789E-15,203382330660926.41,0,false,0,4.3538568773682843E-12,4.3538568773682843E-12,64336293751.689972,0,false,0,1.3768104338872213E-8,1.3768104338872213E-8,20344922.446899928,0,false,0,4.3538568773682797E-5,4.3538568773682797E-5]
[null,13,6,1769.9185087995772,null,246,5,16,3192.4101799944538,1,0.32860584611856092,0.32860584611856092,3.8777302970095604E+24,0,false,0,8.601208680095697E-23,8.601208680095697E-23,1.2236880906284997E+21,0,false,0,2.7901218064345553E-19,2.7901218064345553E-19,3.8726726570071616E+17,0,false,0,8.0446763491922613E-16,8.0446763491922613E-16,134227652445132.14,0,false,0,2.5431135831764805E-12,2.5431135831764805E-12,42460471611.504066,0,false,0,8.0420312713497609E-9,8.0420312713497609E-9,13427180.08172727,0,false,0,2.5431135831764864E-5,2.5431135831764864E-5]
[null,13,7,1923.0045426274751,null,247,17,9,3193.6849965220549,1,0.10740264063449158,0.10740264063449158,1.2733073537671497E+24,0,false,0,2.7982285566219752E-23,2.7982285566219752E-23,4.0181521796814137E+20,0,false,0,9.0770946335556163E-20,9.0770946335556163E-20,1.2716466064447462E+17,0,false,0,2.6171720657335275E-16,2.6171720657335275E-16,44075540031521.313,0,false,0,8.2735035456650349E-13,8.2735035456650349E-13,13942493831.776701,0,false,0,2.6163115433780475E-9,2.6163115433780475E-9,4409003.6771262791,0,false,0,8.2735035456650548E-6,8.2735035456650548E-6]
[null,13,8,2098.1089964752487,null,248,19,6,3204.811783615789,1,0.81284062707898119,0.81284062707898119,1.003425933032626E+25,0,false,0,2.0338175787974719E-22,2.0338175787974719E-22,3.1664924325106758E+21,0,false,0,6.5974434384372366E-19,6.5974434384372366E-19,1.0021171862272568E+18,0,false,0,1.9022215113308163E-15,1.9022215113308163E-15,347335933851316.31,0,false,0,6.0133747508208937E-12,6.0133747508208937E-12,109873392630.31244,0,false,0,1.9015960636741547E-8,1.9015960636741547E-8,34745017.496174417,0,false,0,6.0133747508208986E-5,6.0133747508208986E-5]
[null,13,9,2295.2318703428973,null,249,14,12,3221.5208972230198,1,0.75647238401982164,0.75647238401982164,9.9204443485313926E+24,0,false,0,1.7817285720288326E-22,1.7817285720288326E-22,3.1305760517698895E+21,0,false,0,5.7796990247071159E-19,5.7796990247071159E-19,9.907505326903872E+17,0,false,0,1.6664436635806606E-15,1.6664436635806606E-15,343396227721882.44,0,false,0,5.2680248806726176E-12,5.2680248806726176E-12,108627138395.66527,0,false,0,1.665895739336225E-8,1.665895739336225E-8,34350917.303662911,0,false,0,5.2680248806726223E-5,5.2680248806726223E-5]
[null,13,10,2514.3731642304224,null,250,11,14,3249.1095624371751,1,0.14623452446844909,0.14623452446844909,2.1176125608485245E+24,0,false,0,3.1191757320056523E-23,3.1191757320056523E-23,6.682510316083624E+20,0,false,0,1.0118206116902963E-19,1.0118206116902963E-19,2.1148506044521123E+17,0,false,0,2.9173526853624684E-16,2.9173526853624684E-16,73301168740441.469,0,false,0,9.2224458996496908E-13,9.2224458996496908E-13,23187488849.704952,0,false,0,2.9163934640573852E-9,2.9163934640573852E-9,7332527.7984824944,0,false,0,9.2224458996496952E-6,9.2224458996496952E-6]
[null,13,11,2755.532878137823,null,251,20,4,3254.7184467250167,1,6.5635646419083535E-5,6.5635646419083535E-5,9.6971829935864349E+20,0,false,0,1.3722096073722422E-26,1.3722096073722422E-26,3.0601218839402579E+17,0,false,0,4.4512720141161232E-23,4.4512720141161232E-23,96845351669296.328,0,false,0,1.2834222008945582E-19,1.2834222008945582E-19,33566803487.178326,0,false,0,4.0572029132942174E-16,4.0572029132942174E-16,10618246.543042772,0,false,0,1.2830002135480352E-12,1.2830002135480352E-12,3357.7843833224442,0,false,0,4.0572029132942273E-9,4.0572029132942273E-9]
[null,13,12,3018.7110120650996,null,252,18,8,3257.5143981773099,1,7.3964115844729603E-2,7.3964115844729603E-2,1.1037296901635939E+24,0,false,0,1.5309673481816098E-23,1.5309673481816098E-23,3.4830191211798063E+20,0,false,0,4.9662617685183032E-20,4.9662617685183032E-20,1.1022901193308541E+17,0,false,0,1.4319076859282743E-16,1.4319076859282743E-16,38205608409358.125,0,false,0,4.5266008573541026E-13,4.5266008573541026E-13,12085647940.00927,0,false,0,1.4314368767709941E-9,1.4314368767709941E-9,3821817.4489351232,0,false,0,4.5266008573541047E-6,4.5266008573541047E-6]
[null,13,13,3303.9075660122508,null,253,9,15,3274.4723692469588,1,0.11711355539616043,0.11711355539616043,1.8563804113652908E+24,0,false,0,2.2820957786226493E-23,2.2820957786226493E-23,5.858144912284344E+20,0,false,0,7.4028260830851931E-20,7.4028260830851931E-20,1.8539591744279437E+17,0,false,0,2.1344351264678856E-16,2.1344351264678856E-16,64258616659042.789,0,false,0,6.7474572337202412E-13,6.7474572337202412E-13,20327042295.260891,0,false,0,2.1337333273134944E-9,2.1337333273134944E-9,6427975.174760161,0,false,0,6.7474572337202105E-6,6.7474572337202105E-6]
[null,13,14,3611.1225399792775,null,254,6,16,3278.9352844224059,1,0.37595381017609097,0.37595381017609097,6.0544082053112726E+24,0,false,0,7.2108057360461871E-23,7.2108057360461871E-23,1.9105782633610168E+21,0,false,0,2.3390929198897194E-19,2.3390929198897194E-19,6.0465115712535923E+17,0,false,0,6.7442379926939818E-16,6.7442379926939818E-16,209573368465103,0,false,0,2.1320140802329326E-12,2.1320140802329326E-12,66294715732.120331,0,false,0,6.7420204970850982E-9,6.7420204970850982E-9,20964229.854689538,0,false,0,2.1320140802329454E-5,2.1320140802329454E-5]
[null,13,15,3940.3559339661797,null,255,13,13,3303.9075660122508,1,0.45395220695111221,0.45395220695111221,7.9846885246801703E+24,0,false,0,7.9716605548494757E-23,7.9716605548494757E-23,2.5197132102158548E+21,0,false,0,2.5859044670140212E-19,2.5859044670140212E-19,7.9742742676288691E+17,0,false,0,7.4558624856747478E-16,7.4558624856747478E-16,276390030786808.53,0,false,0,2.3569755125722565E-12,2.3569755125722565E-12,87430949153.515213,0,false,0,7.4534110089711502E-9,7.4534110089711502E-9,27648093.731547903,0,false,0,2.3569755125722623E-5,2.3569755125722623E-5]
[null,13,16,4291.6077479729593,null,256,19,7,3357.897817443687,1,0.56106052104775661,0.56106052104775661,1.1915302512645773E+25,0,false,0,8.1602011014034225E-23,8.1602011014034225E-23,3.7600897081998427E+21,0,false,0,2.6470646027464281E-19,2.6470646027464281E-19,1.1899761640534292E+18,0,false,0,7.6322037107443894E-16,7.6322037107443894E-16,412448252442777,0,false,0,2.4127211691136136E-12,2.4127211691136136E-12,130470487973.55536,0,false,0,7.6296942533033297E-9,7.6296942533033297E-9,41258390.943004049,0,false,0,2.4127211691136105E-5,2.4127211691136105E-5]
[null,13,17,{"$f":"3.141625/2*SQRT($H$2/$I$2)*((1+($D$8-1)/B266)*(B266/$C$2)^2+(1+($D$8-1)/C266)*(C266/$D$2)^2)","v":4664.8779819996134},null,257,20,5,3363.7676405131633,1,{"$f":"ABS(SIN(G266*3.1416*$J$2/$C$2)*SIN(H266*3.1416*$K$2/$D$2))*(1/F266^$N$2)+(1-1/F266^$N$2)","v":6.419636478918804E-5},{"$f":"$J266*$K266","v":6.419636478918804E-5},{"$f":"10^(LOG10($I266/22.27)/LOG10(2)*70/20)*$L266","v":1.3913129523543275E+21},{"$f":"IF($I266<22.27,M266,0)","v":0},{"$f":"AND($I266>22.27,$I266<44.45)","v":false},{"$f":"IF($O266=TRUE,$L266,0)","v":0},{"$f":"10^(LOG10(44.45/$I266)/LOG10(2)*70/20)*$L266","v":9.1491881225039553E-27},{"$f":"IF($I266>44.45,Q266,0)","v":9.1491881225039553E-27},{"$f":"10^(LOG10($I266/44.548)/LOG10(2)*70/20)*$L266","v":4.3905402380514202E+17},{"$f":"IF($I266<44.528,S266,0)","v":0},{"$f":"AND($I266>44.548,$I266<89.095)","v":false},{"$f":"IF($U266=TRUE,$L266,0)","v":0},{"$f":"10^(LOG10(89.095/$I266)/LOG10(2)*70/20)*$L266","v":2.9678793110604932E-23},{"$f":"IF($I266>89.095,W266,0)","v":2.9678793110604932E-23},{"$f":"10^(LOG10($I266/89.09)/LOG10(2)*70/20)*$L266","v":138949829287450},{"$f":"IF($I266<89.09,Y266,0)","v":0},{"$f":"AND($I266>89.09,$I266<176.78)","v":false},{"$f":"IF($AA266=TRUE,$L266,0)","v":0},{"$f":"10^(LOG10(176.78/$I266)/LOG10(2)*70/20)*$L266","v":8.5571993473129389E-20},{"$f":"IF($I266>176.78,AC266,0)","v":8.5571993473129389E-20},{"$f":"10^(LOG10($I266/176.78)/LOG10(2)*70/20)*$L266","v":48160304380.902367},{"$f":"IF($I266<176.78,AE266,0)","v":0},{"$f":"AND($I266>176.78,$I266<353.55)","v":false},{"$f":"IF($AG266=TRUE,$L266,0)","v":0},{"$f":"10^(LOG10(353.55/$I266)/LOG10(2)*70/20)*$L266","v":2.7051342962088918E-16},{"$f":"IF($I266>353.55,AI266,0)","v":2.7051342962088918E-16},{"$f":"10^(LOG10($I266/353.55)/LOG10(2)*70/20)*$L266","v":15234634.590682307},{"$f":"IF($I266<353.55,AK266,0)","v":0},{"$f":"AND($I266>353.55,$I266<707.1)","v":false},{"$f":"IF($AM266=TRUE,$L266,0)","v":0},{"$f":"10^(LOG10(707.1/$I266)/LOG10(2)*70/20)*$L266","v":8.5543857526567061E-13},{"$f":"IF($I266>707.1,AO266,0)","v":8.5543857526567061E-13},{"$f":"10^(LOG10($I266/707.1)/LOG10(2)*70/20)*$L266","v":4817.6144626943005},{"$f":"IF($I266<707.1,AQ266,0)","v":0},{"$f":"AND($I266>707.1,$I266<1414.2)","v":false},{"$f":"IF($AS266=TRUE,$L266,0)","v":0},{"$f":"10^(LOG10(1414.2/$I266)/LOG10(2)*70/20)*$L266","v":2.7051342962089029E-9},{"$f":"IF($I266>1414.2,AU266,0)","v":2.7051342962089029E-9}]
[null,13,18,5060.1666360461422,null,258,1,17,3364.9359722217582,{"$f":"IF(ABS(I267-I266)>0.0001,1,$M$2)","v":1},0.11903860693950849,0.11903860693950849,2.5903338102531687E+24,0,false,0,1.6896877315531813E-23,1.6896877315531813E-23,8.1742679133812176E+20,0,false,0,5.4811303401825877E-20,5.4811303401825877E-20,2.5869552937254966E+17,0,false,0,1.5803582306986958E-16,1.5803582306986958E-16,89664417009009.313,0,false,0,4.9958883469290991E-13,4.9958883469290991E-13,28363704226.514614,0,false,0,1.57983861121894E-9,1.57983861121894E-9,8969390.8235130738,0,false,0,4.9958883469291009E-6,4.9958883469291009E-6]
[null,13,19,5477.4737101125465,null,259,7,16,3379.9959864416037,1,0.21098403488621856,0.21098403488621856,4.8357759519779071E+24,0,false,0,2.8432793389760599E-23,2.8432793389760599E-23,1.5260167644837076E+21,0,false,0,9.2232335948549371E-20,9.2232335948549371E-20,4.829468753688169E+17,0,false,0,2.6593078837093056E-16,2.6593078837093056E-16,167390407291911.16,0,false,0,8.406704890729975E-13,8.406704890729975E-13,52950904730.764015,0,false,0,2.6584335071583621E-9,2.6584335071583621E-9,16744546.311579946,0,false,0,8.4067048907299807E-6,8.4067048907299807E-6]
[null,13,20,5916.7992041988291,null,260,2,17,3393.3186862847265,1,3.7242704225398653E-2,3.7242704225398653E-2,8.9355577862092602E+23,0,false,0,4.7945434797825242E-24,4.7945434797825242E-24,2.8197772430278315E+20,0,false,0,1.5552884265901582E-20,1.5552884265901582E-20,8.9239033308857104E+16,0,false,0,4.4843174920563316E-17,4.4843174920563316E-17,30930437474098.074,0,false,0,1.4175994446898385E-13,1.4175994446898385E-13,9784280201.40765,0,false,0,4.4828430550097705E-10,4.4828430550097705E-10,3094061.0701739225,0,false,0,1.4175994446898345E-6,1.4175994446898345E-6]
[null,14,1,1537.574525116142,null,261,16,11,3407.5693263853218,1,0.43999924342384383,0.43999924342384383,1.1083927360766519E+25,0,false,0,5.395065252166392E-23,5.395065252166392E-23,3.4977342078744181E+21,0,false,0,1.7500899893338133E-19,1.7500899893338133E-19,1.1069470833336948E+18,0,false,0,5.045983122917181E-16,5.045983122917181E-16,383670197655420.31,0,false,0,1.595155313073406E-12,1.595155313073406E-12,121367074808.87532,0,false,0,5.0443240110309211E-9,5.0443240110309211E-9,38379638.934809148,0,false,0,1.5951553130734039E-5,1.5951553130734039E-5]
[null,14,2,1580.568458844662,null,262,17,10,3412.82629040958,1,0.41406620790389737,0.41406620790389737,1.0619289133142957E+25,0,false,0,4.9868998405600951E-23,4.9868998405600951E-23,3.3511091921964971E+21,0,false,0,1.617686363528262E-19,1.617686363528262E-19,1.0605438623333665E+18,0,false,0,4.6642276330282107E-16,4.6642276330282107E-16,367586743223763.5,0,false,0,1.4744733204552197E-12,1.4744733204552197E-12,116279367113.25568,0,false,0,4.6626940417898257E-9,4.6626940417898257E-9,36770764.496076673,0,false,0,1.4744733204552233E-5,1.4744733204552233E-5]
[null,14,3,1645.5808125930573,null,263,10,15,3419.1398640398952,1,0.74850231613627627,0.74850231613627627,1.9613332747923719E+25,0,false,0,8.8231043165525993E-23,8.8231043165525993E-23,6.1893426986598017E+21,0,false,0,2.8621019056342895E-19,2.8621019056342895E-19,1.9587751500985851E+18,0,false,0,8.2522144574960626E-16,8.2522144574960626E-16,678915605195464.5,0,false,0,2.6087213167066365E-12,2.6087213167066365E-12,214762578767.38684,0,false,0,8.2495011414264517E-9,8.2495011414264517E-9,67913890.507625788,0,false,0,2.6087213167066419E-5,2.6087213167066419E-5]
[null,14,4,1732.6115863613284,null,264,12,14,3422.8482524126034,1,0.88926074966800162,0.88926074966800162,2.3597228751765784E+25,0,false,0,1.0351034550303901E-22,1.0351034550303901E-22,7.446533302648876E+21,0,false,0,3.3577428815084486E-19,3.3577428815084486E-19,2.3566451395183749E+18,0,false,0,9.6812815423488475E-16,9.6812815423488475E-16,816818184081276.25,0,false,0,3.0604834208619428E-12,3.0604834208619428E-12,258385546384.49329,0,false,0,9.6780983511073746E-9,9.6780983511073746E-9,81708684.104208767,0,false,0,3.0604834208619392E-5,3.0604834208619392E-5]
[null,14,5,1841.6607801494752,null,265,3,17,3436.2369979389409,1,0.10738676512380775,0.10738676512380775,2.9819157636113064E+24,0,false,0,1.1945179011392555E-23,1.1945179011392555E-23,9.4099757530907712E+20,0,false,0,3.8748629036959314E-20,3.8748629036959314E-20,2.9780265151864083E+17,0,false,0,1.1172278531294471E-16,1.1172278531294471E-16,103219028163807.45,0,false,0,3.5318230410622718E-13,3.5318230410622718E-13,32651458438.55014,0,false,0,1.1168605102419195E-9,1.1168605102419195E-9,10325297.759214319,0,false,0,3.5318230410622737E-6,3.5318230410622737E-6]
[null,14,6,1972.7283939574975,null,266,15,12,3438.8663799721858,1,0.66112608970240239,0.66112608970240239,1.8522142283217784E+25,0,false,0,7.2889318372338034E-23,7.2889318372338034E-23,5.8449977664458205E+21,0,false,0,2.3644360253394552E-19,2.3644360253394552E-19,1.8497984252471432E+18,0,false,0,6.8173090251329711E-16,6.8173090251329711E-16,641144042134225.63,0,false,0,2.1551135720044269E-12,2.1551135720044269E-12,202814233162.97092,0,false,0,6.8150675038752677E-9,6.8150675038752677E-9,64135491.869544022,0,false,0,2.1551135720044362E-5,2.1551135720044362E-5]
[null,14,7,2125.8144277853953,null,267,18,9,3454.6372720449594,1,3.7257044889052862E-2,3.7257044889052862E-2,1.1008279644966991E+24,0,false,0,3.8947884182697239E-24,3.8947884182697239E-24,3.473862199813796E+20,0,false,0,1.2634194217855025E-20,1.2634194217855025E-20,1.0993921783221782E+17,0,false,0,3.6427801532207189E-17,3.6427801532207189E-17,38105165161769.359,0,false,0,1.1515694710467019E-13,1.1515694710467019E-13,12053874549.168262,0,false,0,3.641582412422911E-10,3.641582412422911E-10,3811769.8205306912,0,false,0,1.1515694710467027E-6,1.1515694710467027E-6]
[null,14,8,2300.9188816331693,null,268,4,17,3493.6909071844011,1,7.0839985259279356E-2,7.0839985259279356E-2,2.3853471328107707E+24,0,false,0,6.4981816573681659E-24,6.4981816573681659E-24,7.5273952927731456E+20,0,false,0,2.1079268064211007E-20,2.1079268064211007E-20,2.3822359759859104E+17,0,false,0,6.0777235195743055E-17,6.0777235195743055E-17,82568802206494.703,0,false,0,1.9213129983746886E-13,1.9213129983746886E-13,26119135798.175987,0,false,0,6.0757251729514158E-10,6.0757251729514158E-10,8259595.9637475936,0,false,0,1.9213129983746965E-6,1.9213129983746965E-6]
[null,14,9,2498.041755500818,null,269,20,6,3494.8352543211859,1,5.4413602586398581E-5,5.4413602586398581E-5,1.8392224625294597E+21,0,false,0,4.9724132114231532E-27,4.9724132114231532E-27,5.8039998943437939E+17,0,false,0,1.6129870867916739E-23,1.6129870867916739E-23,183682360433477.75,0,false,0,4.6506783462788431E-20,4.6506783462788431E-20,63664694179.497185,0,false,0,1.4701900685655185E-16,1.4701900685655185E-16,20139165.742831118,0,false,0,4.6491492100261667E-13,4.6491492100261667E-13,6368.5633922983043,0,false,0,1.4701900685655269E-9,1.4701900685655269E-9]
[null,14,10,2717.1830493883431,null,270,8,16,3495.5922860520482,1,0.44196278163139041,0.44196278163139041,1.4976355541476987E+25,0,false,0,4.0285779196259475E-23,4.0285779196259475E-23,4.7260604821476433E+21,0,false,0,1.30681902050352E-19,1.30681902050352E-19,1.4956822203912192E+18,0,false,0,3.7679129429670395E-16,3.7679129429670395E-16,518406617413890.69,0,false,0,1.1911269228932991E-12,1.1911269228932991E-12,163988485687.89658,0,false,0,3.7666740586906046E-9,3.7666740586906046E-9,51857712.48156745,0,false,0,1.1911269228933042E-5,1.1911269228933042E-5]
[null,14,11,2958.3427632957432,null,271,14,13,3506.717451170171,1,0.80904419756226786,0.80904419756226786,2.8447075851896887E+25,0,false,0,7.1071155669563057E-23,7.1071155669563057E-23,8.9769904730139284E+21,0,false,0,2.3054571586088588E-19,2.3054571586088588E-19,2.840997294433026E+18,0,false,0,6.6472569889832542E-16,6.6472569889832542E-16,984695664232612.25,0,false,0,2.1013560777053996E-12,2.1013560777053996E-12,311490527737.64813,0,false,0,6.6450713805868731E-9,6.6450713805868731E-9,98501953.721882492,0,false,0,2.1013560777054123E-5,2.1013560777054123E-5]
[null,14,12,3221.5208972230198,null,272,19,8,3533.0022712914601,1,0.23636043624589484,0.23636043624589484,9.0645732355787061E+24,0,false,0,1.903657073457621E-23,1.903657073457621E-23,2.8604904068654679E+21,0,false,0,6.1752194490045668E-20,6.1752194490045668E-20,9.0527505081867213E+17,0,false,0,1.7804829071588665E-16,1.7804829071588665E-16,313770245126902.31,0,false,0,5.6285300604590903E-13,5.6285300604590903E-13,99255498722.15303,0,false,0,1.7798974869775933E-9,1.7798974869775933E-9,31387344.625793722,0,false,0,5.6285300604590645E-6,5.6285300604590645E-6]
[null,14,13,3506.717451170171,null,273,5,17,3565.680414021107,1,8.5223597340068236E-2,8.5223597340068236E-2,3.6376589675286117E+24,0,false,0,6.1671463715590031E-24,6.1671463715590031E-24,1.1479292306031464E+21,0,false,0,2.0005432044195951E-20,2.0005432044195951E-20,3.632914447384071E+17,0,false,0,5.7681075302936663E-17,5.7681075302936663E-17,125917582247505.52,0,false,0,1.8234360181544437E-13,1.8234360181544437E-13,39831732351.833519,0,false,0,5.766210984956193E-10,5.766210984956193E-10,12595899.738200897,0,false,0,1.8234360181544416E-6,1.8234360181544416E-6]
[null,14,14,3813.9324251371977,null,274,11,15,3578.3429564240773,1,0.11706467541978735,0.11706467541978735,5.2070039137588863E+24,0,false,0,8.1292473812345536E-24,8.1292473812345536E-24,1.6431644774358254E+21,0,false,0,2.6370236128291471E-20,2.6370236128291471E-20,5.2002125308442374E+17,0,false,0,7.6032528190936385E-17,7.6032528190936385E-17,180240464932662.78,0,false,0,2.4035691034982678E-13,2.4035691034982678E-13,57015786278.807274,0,false,0,7.6007528806635823E-10,7.6007528806635823E-10,18029974.72264054,0,false,0,2.4035691034982824E-6,2.4035691034982824E-6]
[null,14,15,4143.1658191241004,null,275,13,14,3611.1225399792775,1,0.42445077657875391,0.42445077657875391,2.0991059750541412E+25,0,false,0,2.6509822106801771E-23,2.6509822106801771E-23,6.624109429739807E+21,0,false,0,8.5994463680497476E-20,8.5994463680497476E-20,2.0963681563984973E+18,0,false,0,2.4794531426425997E-16,2.4794531426425997E-16,726605631862413.25,0,false,0,7.8381412653563155E-13,7.8381412653563155E-13,229848449573.86389,0,false,0,2.4786379020680245E-9,2.4786379020680245E-9,72684461.731176645,0,false,0,7.8381412653563616E-6,7.8381412653563616E-6]
[null,14,16,4494.4176331308799,null,276,9,16,3625.7241832537384,1,7.271049844188951E-2,7.271049844188951E-2,3.7686036431546788E+24,0,false,0,4.3331157779704922E-24,4.3331157779704922E-24,1.1892511967590786E+21,0,false,0,1.4056071967999655E-20,1.4056071967999655E-20,3.763688334693593E+17,0,false,0,4.0527459934808495E-17,4.0527459934808495E-17,130450232809365.88,0,false,0,1.2811694265636955E-13,1.2811694265636955E-13,41265553751.529022,0,false,0,4.0514134565131157E-10,4.0514134565131157E-10,13049313.876293788,0,false,0,1.2811694265637031E-6,1.2811694265637031E-6]
[null,14,17,4867.6878671575341,null,277,20,7,3647.9212881490835,1,3.7558806981536257E-5,3.7558806981536257E-5,2.0898451207674491E+21,0,false,0,2.0849516562052064E-27,2.0849516562052064E-27,6.5948851252325325E+17,0,false,0,6.7633158288576532E-24,6.7633158288576532E-24,208711938084433.94,0,false,0,1.9500470110320037E-20,1.9500470110320037E-20,72339998671.608688,0,false,0,6.1645625334400664E-17,6.1645625334400664E-17,22883440.215328485,0,false,0,1.9494058384208479E-13,1.9494058384208479E-13,7236.3791780732072,0,false,0,6.1645625334400688E-10,6.1645625334400688E-10]
[null,14,18,5262.976521204062,null,278,6,17,3652.2055184490596,1,9.7503244435132641E-2,9.7503244435132641E-2,5.4998153443144714E+24,0,false,0,5.3392043016357337E-24,5.3392043016357337E-24,1.7355664324266201E+21,0,false,0,1.7319694132612403E-20,1.7319694132612403E-20,5.4926420537654061E+17,0,false,0,4.9937365975401941E-17,4.9937365975401941E-17,190376133976712.09,0,false,0,1.5786389434156782E-13,1.5786389434156782E-13,60222020462.812851,0,false,0,4.9920946642352249E-10,4.9920946642352249E-10,19043874.995975498,0,false,0,1.5786389434156794E-6,1.5786389434156794E-6]
[null,14,19,5680.2835952704672,null,279,17,11,3653.9860043169801,1,0.66691437031536416,0.66691437031536416,3.7832075225291303E+25,0,false,0,3.6313365391739239E-23,3.6313365391739239E-23,1.1938597156344903E+22,0,false,0,1.1779590103305058E-19,1.1779590103305058E-19,3.7782731665431383E+18,0,false,0,3.396374656070469E-16,3.396374656070469E-16,1309557461625076.8,0,false,0,1.073674831216334E-12,1.073674831216334E-12,414254636880.39209,0,false,0,3.3952579330404746E-9,3.3952579330404746E-9,130998818.38280253,0,false,0,1.0736748312163403E-5,1.0736748312163403E-5]
[null,14,20,6119.6090893567489,null,280,16,12,3670.7474603125984,1,0.54963088908370472,0.54963088908370472,3.2882957024593748E+25,0,false,0,2.8376440174125811E-23,2.8376440174125811E-23,1.0376813190611881E+22,0,false,0,9.2049533342948706E-20,9.2049533342948706E-20,3.284006849287402E+18,0,false,0,2.654037189811784E-16,2.654037189811784E-16,1138243711861352.3,0,false,0,8.3900429733801911E-13,8.3900429733801911E-13,360062654259.8454,0,false,0,2.653164546257292E-9,2.653164546257292E-9,113861808.78268377,0,false,0,8.3900429733802264E-6,8.3900429733802264E-6]
[null,15,1,1754.920007865308,null,281,18,10,3673.7785659324841,1,0.14363597769830966,0.14363597769830966,8.67622481745303E+24,0,false,0,7.3448374053574531E-24,7.3448374053574531E-24,2.7379400235546087E+21,0,false,0,2.382571074787117E-20,2.382571074787117E-20,8.6649086045281242E+17,0,false,0,6.8695972811676907E-17,6.8695972811676907E-17,300327562809364.75,0,false,0,2.1716431337158636E-13,2.1716431337158636E-13,95003151157.9319,0,false,0,6.8673385676077416E-10,6.8673385676077416E-10,30042634.255232714,0,false,0,2.1716431337158608E-6,2.1716431337158608E-6]
[null,15,2,1797.913941593828,null,282,15,13,3724.062933919337,1,0.70707171607304142,0.70707171607304142,5.0023694509866485E+25,0,false,0,3.0870074678354719E-23,3.0870074678354719E-23,1.5785883630991202E+22,0,false,0,1.0013856392725093E-19,1.0013856392725093E-19,4.9958449683887739E+18,0,false,0,2.8872658355266475E-16,2.8872658355266475E-16,1731570420426087.8,0,false,0,9.127334209419697E-13,9.127334209419697E-13,547750745397.83057,0,false,0,2.8863165067338476E-9,2.8863165067338476E-9,173213994.55121398,0,false,0,9.1273342094197342E-6,9.1273342094197342E-6]
[null,15,3,1862.9262953422233,null,283,19,9,3730.1251451591097,1,0.11905896910463658,0.11905896910463658,8.5839552686764145E+24,0,false,0,5.100623917509132E-24,5.100623917509132E-24,2.7088226947778352E+21,0,false,0,1.6545769958583581E-20,1.6545769958583581E-20,8.5727594009341069E+17,0,false,0,4.7705933109453716E-17,4.7705933109453716E-17,297133651945061.56,0,false,0,1.5080980417682288E-13,1.5080980417682288E-13,93992815663.620422,0,false,0,4.7690247468273595E-10,4.7690247468273595E-10,29723138.118939079,0,false,0,1.5080980417682324E-6,1.5080980417682324E-6]
[null,15,4,1949.9570691104946,null,284,12,15,3752.0816463995052,1,0.71187718086300311,0.71187718086300311,5.4949729452377988E+25,0,false,0,2.8485975640083017E-23,2.8485975640083017E-23,1.734038325615075E+22,0,false,0,9.240485234927841E-20,9.240485234927841E-20,5.4878059705255004E+18,0,false,0,2.6642819984794065E-16,2.6642819984794065E-16,1902085143099277.8,0,false,0,8.422429250899441E-13,8.422429250899441E-13,601689970360.20032,0,false,0,2.6634059864468057E-9,2.6634059864468057E-9,190271075.16174316,0,false,0,8.422429250899477E-6,8.422429250899477E-6]
[null,15,5,2059.0062628986411,null,285,7,17,3753.2662204682579,1,5.4718498306443777E-2,5.4718498306443777E-2,4.2392454954534281E+24,0,false,0,2.1815556001476151E-24,2.1815556001476151E-24,1.3377707650368135E+21,0,false,0,7.0766866359222854E-21,7.0766866359222854E-21,4.2337163389738426E+17,0,false,0,2.0404002964801988E-17,2.0404002964801988E-17,146741502737345.19,0,false,0,6.4501907645011962E-14,6.4501907645011962E-14,46419000092.066742,0,false,0,2.0397294158406575E-10,2.0397294158406575E-10,14678976.699849628,0,false,0,6.4501907645012011E-7,6.4501907645012011E-7]
[null,15,6,2190.0738767066637,null,286,1,18,3760.224626268287,1,0.23638404724995346,0.23638404724995346,1.8712221121608035E+25,0,false,0,9.2235371362399363E-24,9.2235371362399363E-24,5.9049805896447479E+21,0,false,0,2.9919971777728232E-20,2.9919971777728232E-20,1.8687815175131725E+18,0,false,0,8.6267376848458009E-17,8.6267376848458009E-17,647723622017921.75,0,false,0,2.7271170190749483E-13,2.7271170190749483E-13,204895563349.24762,0,false,0,8.623901226085679E-10,8.623901226085679E-10,64793666.264694162,0,false,0,2.7271170190749448E-6,2.7271170190749448E-6]
[null,15,7,2343.1599105345617,null,287,10,16,3770.3916780466743,1,0.46471116265813317,0.46471116265813317,3.7959870574442645E+25,0,false,0,1.7572275335911743E-23,1.7572275335911743E-23,1.1978925295440553E+22,0,false,0,5.7002207976720405E-20,5.7002207976720405E-20,3.7910360333864228E+18,0,false,0,1.6435279395491881E-16,1.6435279395491881E-16,1313981098236211,0,false,0,5.1955828251776413E-13,5.1955828251776413E-13,415653973703.49915,0,false,0,1.6429875499613748E-9,1.6429875499613748E-9,131441327.54027921,0,false,0,5.1955828251776445E-6,5.1955828251776445E-6]
[null,15,8,2518.2643643823349,null,288,2,18,3788.6073403312548,1,7.3955680276117208E-2,7.3955680276117208E-2,6.3892433438721351E+24,0,false,0,2.6441138836188989E-24,2.6441138836188989E-24,2.0162415612177172E+21,0,false,0,8.5771663957573734E-21,8.5771663957573734E-21,6.3809099915640141E+17,0,false,0,2.4730292235954555E-17,2.4730292235954555E-17,221163688359146.44,0,false,0,7.8178337289472993E-14,7.8178337289472993E-14,69961102202.153809,0,false,0,2.4722160951960952E-10,2.4722160951960952E-10,22123643.057462733,0,false,0,7.8178337289473171E-7,7.8178337289473171E-7]
[null,15,9,2715.387238249984,null,289,14,14,3813.9324251371977,1,0.7564660611481977,0.7564660611481977,7.0616818465917612E+25,0,false,0,2.502979325751165E-23,2.502979325751165E-23,2.2284417207008359E+22,0,false,0,8.1193439870771615E-20,8.1193439870771615E-20,7.0524714472457626E+18,0,false,0,2.3410266316388543E-16,2.3410266316388543E-16,2444401502893058,0,false,0,7.4005421313144594E-13,7.4005421313144594E-13,773241867305.50952,0,false,0,2.3402569054990651E-9,2.3402569054990651E-9,244520548.28870901,0,false,0,7.4005421313145162E-6,7.4005421313145162E-6]
[null,15,10,2934.5285321375086,null,290,20,8,3823.0257419968575,1,1.582256400156809E-5,1.582256400156809E-5,1.5185191474642776E+21,0,false,0,5.0923701400372231E-28,5.0923701400372231E-28,4.7919624466311469E+17,0,false,0,1.6518995762809074E-24,1.6518995762809074E-24,151653857568739.41,0,false,0,4.7628735856265673E-21,4.7628735856265673E-21,52563547422.135452,0,false,0,1.5056576529366047E-17,1.5056576529366047E-17,16627520.279622253,0,false,0,4.7613075597429734E-14,4.7613075597429734E-14,5258.0835924246212,0,false,0,1.5056576529366138E-10,1.5056576529366138E-10]
[null,15,11,3175.6882460449092,null,291,3,18,3831.5256519854693,1,0.21324609564647715,0.21324609564647715,2.1000937141889103E+25,0,false,0,6.6882117565277995E-24,6.6882117565277995E-24,6.6272264196367445E+21,0,false,0,2.1695701339189179E-20,2.1695701339189179E-20,2.0973546072464433E+18,0,false,0,6.255457917285389E-17,6.255457917285389E-17,726947537810313.88,0,false,0,1.977499069932692E-13,1.977499069932692E-13,229956605289.39859,0,false,0,6.253401131851911E-10,6.253401131851911E-10,72718663.571482152,0,false,0,1.9774990699326964E-6,1.9774990699326964E-6]
[null,15,12,3438.8663799721858,null,292,8,17,3868.8625200787023,1,0.11462260512389169,0.11462260512389169,1.2635563308498862E+25,0,false,0,3.2116813870366686E-24,3.2116813870366686E-24,3.987381059202731E+21,0,false,0,1.0418282600243847E-20,1.0418282600243847E-20,1.2619083015763999E+18,0,false,0,3.0038728574536656E-17,3.0038728574536656E-17,437380083274388.63,0,false,0,9.4959567474614329E-14,9.4959567474614329E-14,138357218285.56024,0,false,0,3.0028851884422642E-10,3.0028851884422642E-10,43752394.050746471,0,false,0,9.4959567474614895E-7,9.4959567474614895E-7]
[null,15,13,3724.062933919337,null,293,4,18,3888.9795612309299,1,0.14067236548916423,0.14067236548916423,1.6471031030658117E+25,0,false,0,3.7109346697394496E-24,3.7109346697394496E-24,5.197732428202178E+21,0,false,0,1.2037796232353136E-20,1.2037796232353136E-20,1.6449548220085745E+18,0,false,0,3.4708224717457024E-17,3.4708224717457024E-17,570144816492558.13,0,false,0,1.0972095569235534E-13,1.0972095569235534E-13,180354922060.67026,0,false,0,3.4696812703825933E-10,3.4696812703825933E-10,57033234.093386769,0,false,0,1.097209556923556E-6,1.097209556923556E-6]
[null,15,14,4031.2779078863641,null,294,18,11,3914.9382798398842,1,0.23134681312495059,0.23134681312495059,2.9266325818813443E+25,0,false,0,5.6486589320602922E-24,5.6486589320602922E-24,9.2355196514192599E+21,0,false,0,1.8323525273749286E-20,1.8323525273749286E-20,2.9228154381182054E+18,0,false,0,5.2831682854709136E-17,5.2831682854709136E-17,1013054005685533.5,0,false,0,1.6701351857787618E-13,1.6701351857787618E-13,320461172238.06958,0,false,0,5.2814311874493937E-10,5.2814311874493937E-10,101338720.59198092,0,false,0,1.670135185778772E-6,1.670135185778772E-6]
[null,15,15,4360.5113018732663,null,295,17,12,3917.1641382442563,1,0.83308492861664951,0.83308492861664951,1.0608745350027639E+26,0,false,0,2.0206962886936932E-23,2.0206962886936932E-23,3.3477819102970197E+22,0,false,0,6.554879655823954E-20,6.554879655823954E-20,1.0594908592247359E+19,0,false,0,1.8899492207615814E-16,1.8899492207615814E-16,3672217701217066,0,false,0,5.9745791206568218E-13,5.9745791206568218E-13,1161639145238.9185,0,false,0,1.8893278082161413E-9,1.8893278082161413E-9,367342551.81661421,0,false,0,5.9745791206568046E-6,5.9745791206568046E-6]
[null,15,16,4711.7631158800459,null,296,11,16,3929.5947704308574,1,7.2680151080015867E-2,7.2680151080015867E-2,9.6026023027904836E+24,0,false,0,1.699140193672121E-24,1.699140193672121E-24,3.0302752324028853E+21,0,false,0,5.5117929152501458E-21,5.5117929152501458E-21,9.5900778356888307E+17,0,false,0,1.5891990810114602E-17,1.5891990810114602E-17,332394123815620.25,0,false,0,5.0238363780758357E-14,5.0238363780758357E-14,105146823333.38908,0,false,0,1.5886765546730531E-10,1.5886765546730531E-10,33250345.046484567,0,false,0,5.0238363780758481E-7,5.0238363780758481E-7]
[null,15,17,5085.0333499066992,null,297,13,15,3940.3559339661797,1,0.33978427852438503,0.33978427852438503,4.6343126868762695E+25,0,false,0,7.6949843570981707E-24,7.6949843570981707E-24,1.4624413790594046E+22,0,false,0,2.4961542561566147E-20,2.4961542561566147E-20,4.6282682527786107E+18,0,false,0,7.1970883357596269E-17,7.1970883357596269E-17,1604167554241241.3,0,false,0,2.2751708473429376E-13,2.2751708473429376E-13,507449170541.0575,0,false,0,7.1947219436189236E-10,7.1947219436189236E-10,160469517.56729627,0,false,0,2.2751708473429391E-6,2.2751708473429391E-6]
[null,15,18,5480.3220039532289,null,298,19,10,3949.2664390466343,1,0.45900450457148578,0.45900450457148578,6.4269455340820379E+25,0,false,0,1.0125483937743103E-23,1.0125483937743103E-23,2.0281391708029042E+22,0,false,0,3.2845771549266878E-20,3.2845771549266878E-20,6.4185630076202373E+18,0,false,0,9.4703249493978994E-17,9.4703249493978994E-17,2224687498503522.5,0,false,0,2.9937950230063788E-13,2.9937950230063788E-13,703739346207.29114,0,false,0,9.467211120376304E-10,9.467211120376304E-10,222541921.3092829,0,false,0,2.99379502300637E-6,2.99379502300637E-6]
[null,15,19,5897.6290780196332,null,299,16,13,3955.9440142597491,1,0.58782804370358888,0.58782804370358888,8.3939918411472551E+25,0,false,0,1.2715064659578259E-23,1.2715064659578259E-23,2.6488762915682905E+22,0,false,0,4.1246039360736919E-20,4.1246039360736919E-20,8.3830437386069361E+18,0,false,0,1.189234952316269E-16,1.189234952316269E-16,2905580670088596,0,false,0,3.7594546126487645E-13,3.7594546126487645E-13,919127492061.76245,0,false,0,1.188843933599618E-9,1.188843933599618E-9,290653633.49935055,0,false,0,3.7594546126487733E-6,3.7594546126487733E-6]
[null,15,20,6336.9545721059158,null,300,5,18,3960.9690680676363,1,0.16923500180645579,0.16923500180645579,2.4525531264564781E+25,0,false,0,3.6070193349222757E-24,3.6070193349222757E-24,7.739475988809559E+21,0,false,0,1.1700708210797092E-20,1.1700708210797092E-20,2.4493543143034153E+18,0,false,0,3.3736308714236867E-17,3.3736308714236867E-17,848951379922151.5,0,false,0,1.0664849797969183E-13,1.0664849797969183E-13,268550297275.49335,0,false,0,3.372521626516915E-10,3.372521626516915E-10,84923060.570587113,0,false,0,1.0664849797969171E-6,1.0664849797969171E-6]
[null,16,1,1986.8010882057206,null,301,9,17,3998.9944172803926,1,1.8857395006209053E-2,1.8857395006209053E-2,3.0538896772133159E+24,0,false,0,3.5966366541443676E-25,3.5966366541443676E-25,9.6371024848766947E+20,0,false,0,1.1667028125677594E-21,1.1667028125677594E-21,3.0499065547650374E+17,0,false,0,3.3639199912902065E-18,3.3639199912902065E-18,105710405521211.53,0,false,0,1.0634151395572371E-14,1.0634151395572371E-14,33439560261.31583,0,false,0,3.3628139393066859E-11,3.3628139393066859E-11,10574517.438021349,0,false,0,1.0634151395572377E-7,1.0634151395572377E-7]
[null,16,2,2029.7950219342406,null,302,20,9,4020.1486158645057,1,7.9701078088171307E-6,7.9701078088171307E-6,1.3723861650359462E+21,0,false,0,1.4296791181023607E-28,1.4296791181023607E-28,4.3308133296245741E+17,0,false,0,4.6376957378705099E-25,4.6376957378705099E-25,137059619135666.81,0,false,0,1.3371732062433983E-21,1.3371732062433983E-21,47505153548.974968,0,false,0,4.2271226289901004E-18,4.2271226289901004E-18,15027389.564835964,0,false,0,1.3367335456447557E-14,1.3367335456447557E-14,4752.0778311528429,0,false,0,4.2271226289900965E-11,4.2271226289900965E-11]
[null,16,3,2094.8073756826357,null,303,15,14,4031.2779078863641,1,0.66112056376982287,0.66112056376982287,1.1755801035784699E+26,0,false,0,1.1484064362029872E-23,1.1484064362029872E-23,3.7097561257371654E+22,0,false,0,3.7252832241061619E-20,3.7252832241061619E-20,1.1740468198009725E+19,0,false,0,1.0740999829432679E-16,1.0740999829432679E-16,4069271080720371.5,0,false,0,3.3954855829432062E-13,3.3954855829432062E-13,1287239745722.8113,0,false,0,1.0737468204365092E-9,1.0737468204365092E-9,407060949.11800772,0,false,0,3.395485582943208E-6,3.395485582943208E-6]
[null,16,4,2181.8381494509072,null,304,6,18,4047.4941724955884,1,0.19361963426949796,0.19361963426949796,3.6073818676973299E+25,0,false,0,3.2099124419834664E-24,3.2099124419834664E-24,1.1383747428888045E+22,0,false,0,1.0412544369315114E-20,1.0412544369315114E-20,3.6026768373211679E+18,0,false,0,3.0022183701645409E-17,3.0022183701645409E-17,1248695402946306.8,0,false,0,9.4907265195248959E-14,9.4907265195248959E-14,395002033801.42096,0,false,0,3.0012312451461239E-10,3.0012312451461239E-10,124910610.72113059,0,false,0,9.4907265195249177E-7,9.4907265195249177E-7]
[null,16,5,2290.8873432390537,null,305,12,16,4103.3334604062857,1,0.44197227617985085,0.44197227617985085,9.6565866335316116E+25,0,false,0,6.2481713069340389E-24,6.2481713069340389E-24,3.0473109665949963E+22,0,false,0,2.0268266545093318E-20,2.0268266545093318E-20,9.643991755831554E+18,0,false,0,5.8438898308457278E-17,5.8438898308457278E-17,3342627916777973,0,false,0,1.8473926062796785E-13,1.8473926062796785E-13,1057379423559.4431,0,false,0,5.8419683683984373E-10,5.8419683683984373E-10,334372732.94437617,0,false,0,1.8473926062796796E-6,1.8473926062796796E-6]
[null,16,6,2421.9549570470763,null,306,14,15,4143.1658191241004,1,0.60557145609965113,0.60557145609965113,1.4803829421395047E+26,0,false,0,7.6514409969165687E-24,7.6514409969165687E-24,4.671616737406184E+22,0,false,0,2.4820293484504324E-20,2.4820293484504324E-20,1.4784521105928118E+19,0,false,0,7.1563624037604375E-17,7.1563624037604375E-17,5124346249568829,0,false,0,2.2622964113359347E-13,2.2622964113359347E-13,1620993547110.3901,0,false,0,7.1540094022466854E-10,7.1540094022466854E-10,512603168.13042748,0,false,0,2.2622964113359279E-6,2.2622964113359279E-6]
[null,16,7,2575.0409908749743,null,307,10,17,4143.6619120733285,1,0.12052237497784034,0.12052237497784034,2.95040019538438E+25,0,false,0,1.5206909012767018E-24,1.5206909012767018E-24,9.3105226644155594E+21,0,false,0,4.9329262924608835E-21,4.9329262924608835E-21,2.9465520520355021E+18,0,false,0,1.4222961659147032E-17,1.4222961659147032E-17,1021281166216001.5,0,false,0,4.4962165559347833E-14,4.4962165559347833E-14,323063684535.52411,0,false,0,1.4218285170111704E-10,1.4218285170111704E-10,102161707.24183777,0,false,0,4.4962165559347855E-7,4.4962165559347855E-7]
[null,16,8,2750.1454447227475,null,308,7,18,4148.5548745147862,1,0.10865869839765376,0.10865869839765376,2.6967255628171969E+25,0,false,0,1.3523177800729728E-24,1.3523177800729728E-24,8.5100063752698536E+21,0,false,0,4.3867454769958113E-21,4.3867454769958113E-21,2.693208281821014E+18,0,false,0,1.2648174537516408E-17,1.2648174537516408E-17,933471680237467.88,0,false,0,3.998388881359351E-14,3.998388881359351E-14,295286753935.20746,0,false,0,1.2644015836188338E-10,1.2644015836188338E-10,93377870.531294197,0,false,0,3.9983888813593608E-7,3.9983888813593608E-7]
[null,16,9,2947.268318590397,null,309,1,19,4177.5317003346918,1,0.5610843122130359,0.5610843122130359,1.5098960625953403E+26,0,false,0,6.4401459970968885E-24,6.4401459970968885E-24,4.7647507391364085E+22,0,false,0,2.0891007823940004E-20,2.0891007823940004E-20,1.5079267377220927E+19,0,false,0,6.0234429968060487E-17,6.0234429968060487E-17,5226505929889394,0,false,0,1.9041536337511974E-13,1.9041536337511974E-13,1653309900164.864,0,false,0,6.0214624975398871E-10,6.0214624975398871E-10,522822496.26265335,0,false,0,1.9041536337512019E-6,1.9041536337512019E-6]
[null,16,10,3166.4096124779217,null,310,18,12,4178.1164137671603,1,0.28898993915328552,0.28898993915328552,7.7894779224035015E+25,0,false,0,3.3116437365660763E-24,3.3116437365660763E-24,2.4581109658940506E+22,0,false,0,1.0742547644399773E-20,1.0742547644399773E-20,7.7793182743308831E+18,0,false,0,3.0973672463213856E-17,3.0973672463213856E-17,2696328148720730,0,false,0,9.7915147537249867E-14,9.7915147537249867E-14,852934270461.55432,0,false,0,3.0963488364913567E-10,3.0963488364913567E-10,269721498.90725917,0,false,0,9.7915147537249749E-7,9.7915147537249749E-7]
[null,16,11,3407.5693263853218,null,311,19,11,4190.4261529540345,1,0.73929408943522446,0.73929408943522446,2.0620435623618966E+26,0,false,0,8.1869689926136809E-24,8.1869689926136809E-24,6.5071522678235908E+22,0,false,0,2.6557477634225173E-20,2.6557477634225173E-20,2.0593540834118545E+19,0,false,0,7.6572396131791047E-17,7.6572396131791047E-17,7137764759681336,0,false,0,2.4206356134971228E-13,2.4206356134971228E-13,2257901799123.9155,0,false,0,7.6547219239699734E-10,7.6547219239699734E-10,714011241.8223561,0,false,0,2.4206356134971326E-6,2.4206356134971326E-6]
[null,16,12,3670.7474603125984,null,312,17,13,4202.3606921914079,1,0.89098100844381345,0.89098100844381345,2.5686778485157851E+26,0,false,0,9.5458315589169527E-24,9.5458315589169527E-24,8.1059286003309986E+22,0,false,0,3.0965453558544111E-20,3.0965453558544111E-20,2.5653275773919556E+19,0,false,0,8.9281783795225129E-17,8.9281783795225129E-17,8891479579174924,0,false,0,2.8224095941741609E-13,2.8224095941741609E-13,2812657521594.8945,0,false,0,8.9252428075018682E-10,8.9252428075018682E-10,889440404.62440777,0,false,0,2.8224095941741624E-6,2.8224095941741624E-6]
[null,16,13,3955.9440142597491,null,313,2,19,4205.91441439766,1,0.17554218435939983,0.17554218435939983,5.1108241115387133E+25,0,false,0,1.8623382990273011E-24,1.8623382990273011E-24,1.6128131972999814E+22,0,false,0,6.0411866428712914E-21,6.0411866428712914E-21,5.1041581738659994E+18,0,false,0,1.7418376213856819E-17,1.7418376213856819E-17,1769112006270438.3,0,false,0,5.506363118111656E-14,5.506363118111656E-14,559626341900.91687,0,false,0,1.7412649077179562E-10,1.7412649077179562E-10,176969387.90350235,0,false,0,5.5063631181116404E-7,5.5063631181116404E-7]
[null,16,14,4263.1589882267772,null,314,20,10,4239.2899097520303,1,3.0726919724563365E-5,3.0726919724563365E-5,9.8070737954024047E+21,0,false,0,2.9736176208792962E-28,2.9736176208792962E-28,3.0947999185511921E+18,0,false,0,9.6460342686637644E-25,9.6460342686637644E-25,979428264054240.38,0,false,0,2.7812127615955455E-21,2.7812127615955455E-21,339471905492.81042,0,false,0,8.7920752118605687E-18,8.7920752118605687E-18,107385750.57753202,0,false,0,2.7802983028987011E-14,2.7802983028987011E-14,33958.356007174123,0,false,0,8.7920752118606235E-11,8.7920752118606235E-11]
[null,16,15,4592.3923822136794,null,315,3,19,4248.8327260518736,1,0.5061637631637701,0.5061637631637701,1.658307919146207E+26,0,false,0,4.7720330097442766E-24,4.7720330097442766E-24,5.2330912565504275E+22,0,false,0,1.5479863187512738E-20,1.5479863187512738E-20,1.65614502388899E+19,0,false,0,4.4632635387503962E-17,4.4632635387503962E-17,5740233641050901,0,false,0,1.4109437891596537E-13,1.4109437891596537E-13,1815818299130.8306,0,false,0,4.4617960242129055E-10,4.4617960242129055E-10,574212164.22663581,0,false,0,1.4109437891596594E-6,1.4109437891596594E-6]
[null,16,16,4943.644196220459,null,316,16,14,4263.1589882267772,1,0.54962629506860838,0.54962629506860838,1.8725728438239149E+26,0,false,0,4.9829071669986049E-24,4.9829071669986049E-24,5.9092430682680686E+22,0,false,0,1.6163911914211407E-20,1.6163911914211407E-20,1.8701304874461442E+19,0,false,0,4.6604933012889074E-17,4.6604933012889074E-17,6481911778465578,0,false,0,1.4732928093497278E-13,1.4732928093497278E-13,2050434661146.4089,0,false,0,4.6589609378933472E-10,4.6589609378933472E-10,648404372.25782192,0,false,0,1.4732928093497312E-6,1.4732928093497312E-6]
[null,16,17,5316.9144302471123,null,317,8,18,4264.1511741252307,1,0.22761485539970691,0.22761485539970691,7.7758319223126368E+25,0,false,0,2.0579786021929718E-24,2.0579786021929718E-24,2.453804723190997E+22,0,false,0,6.6758187002740022E-21,6.6758187002740022E-21,7.7656900724236575E+18,0,false,0,1.9248192206425005E-17,1.9248192206425005E-17,2691604585148308.5,0,false,0,6.0848114861284912E-14,6.0848114861284912E-14,851440057210.26978,0,false,0,1.9241863428920053E-10,1.9241863428920053E-10,269248987.18885273,0,false,0,6.084811486128494E-7,6.084811486128494E-7]
[null,16,18,5712.203084293641,null,318,13,16,4291.6077479729593,1,0.21095665801156122,0.21095665801156122,7.7651208272969419E+25,0,false,0,1.7702099146915748E-24,1.7702099146915748E-24,2.4504246429883237E+22,0,false,0,5.7423339772900321E-21,5.7423339772900321E-21,7.7549929476583148E+18,0,false,0,1.6556703090787491E-17,1.6556703090787491E-17,2687896939105532,0,false,0,5.2339677440260869E-14,5.2339677440260869E-14,850267210954.84436,0,false,0,1.6551259270975558E-10,1.6551259270975558E-10,268878100.6376183,0,false,0,5.2339677440260713E-7,5.2339677440260713E-7]
[null,16,19,6129.5101583600463,null,319,11,17,4302.8650044575106,1,1.8849524448277106E-2,1.8849524448277106E-2,7.1529161535478993E+24,0,false,0,1.5342784136925809E-25,1.5342784136925809E-25,2.2572323601542986E+21,0,false,0,4.977002440473052E-22,4.977002440473052E-22,7.1435867592628237E+17,0,false,0,1.4350045123625014E-18,1.4350045123625014E-18,247598226253132.25,0,false,0,4.5363906624721499E-15,4.5363906624721499E-15,78323186507.170975,0,false,0,1.4345326849732093E-11,1.4345326849732093E-11,24767966.296482854,0,false,0,4.5363906624721525E-8,4.5363906624721525E-8]
[null,16,20,6568.8356524463288,null,320,4,19,4306.2866352973351,1,0.33390179394977787,0.33390179394977787,1.2788370006365625E+26,0,false,0,2.6928293042445826E-24,2.6928293042445826E-24,4.0356019827909509E+22,0,false,0,8.7351929737101816E-21,8.7351929737101816E-21,1.2771690411150043E+19,0,false,0,2.5185925632055735E-17,2.5185925632055735E-17,4426694878387911,0,false,0,7.9618702853327968E-14,7.9618702853327968E-14,1400304250224.5408,0,false,0,2.5177644536466306E-10,2.5177644536466306E-10,442815084.79239041,0,false,0,7.9618702853327877E-7,7.9618702853327877E-7]
[null,17,1,{"$f":"3.141625/2*SQRT($H$2/$I$2)*((1+($D$8-1)/B330)*(B330/$C$2)^2+(1+($D$8-1)/C330)*(C330/$D$2)^2)","v":2233.2177661373789},null,321,15,15,4360.5113018732663,1,{"$f":"ABS(SIN(G330*3.1416*$J$2/$C$2)*SIN(H330*3.1416*$K$2/$D$2))*(1/F330^$N$2)+(1-1/F330^$N$2)","v":0.52924481747645913},{"$f":"$J330*$K330","v":0.52924481747645913},{"$f":"10^(LOG10($I330/22.27)/LOG10(2)*70/20)*$L330","v":2.3444361799663708E+26},{"$f":"IF($I330<22.27,M330,0)","v":0},{"$f":"AND($I330>22.27,$I330<44.45)","v":false},{"$f":"IF($O330=TRUE,$L330,0)","v":0},{"$f":"10^(LOG10(44.45/$I330)/LOG10(2)*70/20)*$L330","v":3.6902970520241181E-24},{"$f":"IF($I330>44.45,Q330,0)","v":3.6902970520241181E-24},{"$f":"10^(LOG10($I330/44.548)/LOG10(2)*70/20)*$L330","v":7.3982933647444146E+22},{"$f":"IF($I330<44.528,S330,0)","v":0},{"$f":"AND($I330>44.548,$I330<89.095)","v":false},{"$f":"IF($U330=TRUE,$L330,0)","v":0},{"$f":"10^(LOG10(89.095/$I330)/LOG10(2)*70/20)*$L330","v":1.1970850446752411E-20},{"$f":"IF($I330>89.095,W330,0)","v":1.1970850446752411E-20},{"$f":"10^(LOG10($I330/89.09)/LOG10(2)*70/20)*$L330","v":2.3413783824150524E+19},{"$f":"IF($I330<89.09,Y330,0)","v":0},{"$f":"AND($I330>89.09,$I330<176.78)","v":false},{"$f":"IF($AA330=TRUE,$L330,0)","v":0},{"$f":"10^(LOG10(176.78/$I330)/LOG10(2)*70/20)*$L330","v":3.4515201897858877E-17},{"$f":"IF($I330>176.78,AC330,0)","v":3.4515201897858877E-17},{"$f":"10^(LOG10($I330/176.78)/LOG10(2)*70/20)*$L330","v":8115266938162292},{"$f":"IF($I330<176.78,AE330,0)","v":0},{"$f":"AND($I330>176.78,$I330<353.55)","v":false},{"$f":"IF($AG330=TRUE,$L330,0)","v":0},{"$f":"10^(LOG10(353.55/$I330)/LOG10(2)*70/20)*$L330","v":1.0911076463795408E-13},{"$f":"IF($I330>353.55,AI330,0)","v":1.0911076463795408E-13},{"$f":"10^(LOG10($I330/353.55)/LOG10(2)*70/20)*$L330","v":2567116798742.1289},{"$f":"IF($I330<353.55,AK330,0)","v":0},{"$f":"AND($I330>353.55,$I330<707.1)","v":false},{"$f":"IF($AM330=TRUE,$L330,0)","v":0},{"$f":"10^(LOG10(707.1/$I330)/LOG10(2)*70/20)*$L330","v":3.4503853349849283E-10},{"$f":"IF($I330>707.1,AO330,0)","v":3.4503853349849283E-10},{"$f":"10^(LOG10($I330/707.1)/LOG10(2)*70/20)*$L330","v":811793610.37051833},{"$f":"IF($I330<707.1,AQ330,0)","v":0},{"$f":"AND($I330>707.1,$I330<1414.2)","v":false},{"$f":"IF($AS330=TRUE,$L330,0)","v":0},{"$f":"10^(LOG10(1414.2/$I330)/LOG10(2)*70/20)*$L330","v":1.0911076463795453E-6},{"$f":"IF($I330>1414.2,AU330,0)","v":1.0911076463795453E-6}]
[null,17,2,2276.2116998658989,null,322,5,19,4378.276142134041,{"$f":"IF(ABS(I331-I330)>0.0001,1,$M$2)","v":1},0.40169844664069576,0.40169844664069576,1.8655705897328422E+26,0,false,0,2.6716227396141132E-24,2.6716227396141132E-24,5.8871461861165682E+22,0,false,0,8.6664015972703101E-21,8.6664015972703101E-21,1.8631373662440649E+19,0,false,0,2.4987581474535992E-17,2.4987581474535992E-17,6457673472640246,0,false,0,7.8991689783768516E-14,7.8991689783768516E-14,2042767314830.946,0,false,0,2.4979365594216075E-10,2.4979365594216075E-10,645979744.46120799,0,false,0,7.8991689783768439E-7,7.8991689783768439E-7]
[null,17,3,2341.224053614294,null,323,9,18,4394.2830713269204,1,3.7446568527334641E-2,3.7446568527334641E-2,1.8144732369993483E+25,0,false,0,2.3870416656763857E-25,2.3870416656763857E-25,5.7258992266495205E+21,0,false,0,7.7432570839537499E-22,7.7432570839537499E-22,1.8121066586857905E+18,0,false,0,2.2325905982076241E-18,2.2325905982076241E-18,628079996215215.13,0,false,0,7.0577500318504838E-15,7.0577500318504838E-15,198681660322.94461,0,false,0,2.2318565256773498E-11,2.2318565256773498E-11,62828657.592440866,0,false,0,7.0577500318505019E-8,7.0577500318505019E-8]
[null,17,4,2428.2548273825655,null,324,19,12,4453.6042868813111,1,0.92349901447260219,0.92349901447260219,5.2297926045856753E+26,0,false,0,5.0370344282250362E-24,5.0370344282250362E-24,1.6503558619390552E+23,0,false,0,1.6339493809137323E-20,1.6339493809137323E-20,5.2229714988730221E+19,0,false,0,4.711118313938905E-17,4.711118313938905E-17,1.810292955726706E+16,0,false,0,1.489296580257386E-13,1.489296580257386E-13,5726531847568.4307,0,false,0,4.709569305113106E-10,4.709569305113106E-10,1810888373.1808369,0,false,0,1.489296580257387E-6,1.489296580257387E-6]
[null,17,5,2537.3040211707121,null,325,18,13,4463.3129677143115,1,0.30907358730455936,0.30907358730455936,1.7951696844293229E+26,0,false,0,1.643632777497725E-24,1.643632777497725E-24,5.6649833671710799E+22,0,false,0,5.3317339746440274E-21,5.3317339746440274E-21,1.7928282833230971E+19,0,false,0,1.5372832149151064E-17,1.5372832149151064E-17,6213980705863907,0,false,0,4.8597179741510986E-14,4.8597179741510986E-14,1965679549254.0029,0,false,0,1.5367777584376731E-10,1.5367777584376731E-10,621602452.56557918,0,false,0,4.8597179741511101E-7,4.8597179741511101E-7]
[null,17,6,2668.3716349787346,null,326,6,19,4464.8012465619931,1,0.4595781339261345,0.4595781339261345,2.6797014312183404E+26,0,false,0,2.434550680870948E-24,2.434550680870948E-24,8.4562836418789355E+22,0,false,0,7.8973702373797723E-21,7.8973702373797723E-21,2.6762063544298922E+19,0,false,0,2.2770255916049222E-17,2.2770255916049222E-17,9275787762848940,0,false,0,7.1982196174149232E-14,7.1982196174149232E-14,2934226411653.7202,0,false,0,2.2762769089136871E-10,2.2762769089136871E-10,927883863.14486325,0,false,0,7.1982196174149149E-7,7.1982196174149149E-7]
[null,17,7,2821.4576688066322,null,327,12,17,4476.6036944329389,1,0.11462506752553328,0.11462506752553328,6.8918676991670561E+25,0,false,0,5.8885557410666384E-25,5.8885557410666384E-25,2.1748537880939619E+22,0,false,0,1.9101719761288561E-21,1.9101719761288561E-21,6.8828787847514204E+18,0,false,0,5.5075428190321929E-18,5.5075428190321929E-18,2385620327785647,0,false,0,1.7410653138846509E-14,1.7410653138846509E-14,754647513821.15833,0,false,0,5.5057319469914713E-11,5.5057319469914713E-11,238640497.42582607,0,false,0,1.7410653138846583E-7,1.7410653138846583E-7]
[null,17,8,2996.5621226544058,null,328,20,11,4480.4496236594314,1,4.9490211779354038E-5,4.9490211779354038E-5,3.0054730214433001E+22,0,false,0,2.5171685901489319E-28,2.5171685901489319E-28,9.4843149506339328E+18,0,false,0,8.1653721413585939E-25,8.1653721413585939E-25,3001553047795007,0,false,0,2.3542977943275873E-21,2.3542977943275873E-21,1040344627543.116,0,false,0,7.4424954338878449E-18,7.4424954338878449E-18,329094063.10321999,0,false,0,2.3535237046488746E-14,2.3535237046488746E-14,104068.68038453534,0,false,0,7.4424954338878491E-11,7.4424954338878491E-11]
[null,17,9,3193.6849965220549,null,329,14,16,4494.4176331308799,1,0.37597186991925285,0.37597186991925285,2.3673704772627415E+26,0,false,0,1.844297555665348E-24,1.844297555665348E-24,7.4706666973873928E+22,0,false,0,5.9826647846875332E-21,5.9826647846875332E-21,2.3642827670020588E+19,0,false,0,1.7249641857042866E-17,1.7249641857042866E-17,8194654019026241,0,false,0,5.4530221735993215E-14,5.4530221735993215E-14,2592229454979.0347,0,false,0,1.7243970199976048E-10,1.7243970199976048E-10,819734929.5510608,0,false,0,5.453022173599334E-7,5.453022173599334E-7]
[null,17,10,3412.82629040958,null,330,17,14,4509.5756661584355,1,0.83307796538948253,0.83307796538948253,5.4550378169830986E+26,0,false,0,3.9297058461956672E-24,3.9297058461956672E-24,1.7214360719512025E+23,0,false,0,1.2747461876743842E-20,1.2747461876743842E-20,5.4479229287973741E+19,0,false,0,3.6754382850086966E-17,3.6754382850086966E-17,1.8882615965781008E+16,0,false,0,1.161893483467601E-13,1.161893483467601E-13,5973171433462.4063,0,false,0,3.6742298062648338E-10,3.6742298062648338E-10,1888882658.4393995,0,false,0,1.1618934834676056E-6,1.1618934834676056E-6]
[null,17,11,3653.9860043169801,null,331,10,18,4538.9505661198573,1,0.23933047869012683,0.23933047869012683,1.6900320313930012E+26,0,false,0,1.0468575660983494E-24,1.0468575660983494E-24,5.3332024436850822E+22,0,false,0,3.3958717106366597E-21,3.3958717106366597E-21,1.6878277590603293E+19,0,false,0,9.7912172767682311E-18,9.7912172767682311E-18,5850046670494402,0,false,0,3.0952367219697604E-14,3.0952367219697604E-14,1850555649701.4463,0,false,0,9.7879979388178358E-11,9.7879979388178358E-11,585197078.99492311,0,false,0,3.0952367219697901E-7,3.0952367219697901E-7]
[null,17,12,3917.1641382442563,null,332,7,19,4565.8619485811914,1,0.25791372880567032,0.25791372880567032,1.9508371146392011E+26,0,false,0,1.0532086674463457E-24,1.0532086674463457E-24,6.1562201625550209E+22,0,false,0,3.4164738690367084E-21,3.4164738690367084E-21,1.9482926798607782E+19,0,false,0,9.8506188756665147E-18,9.8506188756665147E-18,6752823588654372,0,false,0,3.1140149805924306E-14,3.1140149805924306E-14,2136132675051.8635,0,false,0,9.8473800065570975E-11,9.8473800065570975E-11,675504463.74722385,0,false,0,3.1140149805924273E-7,3.1140149805924273E-7]
[null,17,13,4202.3606921914079,null,333,16,15,4592.3923822136794,1,0.4399906524691371,0.4399906524691371,3.5599619725310883E+26,0,false,0,1.6796858146863111E-24,1.6796858146863111E-24,1.1234105353423178E+23,0,false,0,5.4486854043667876E-21,5.4486854043667876E-21,3.5553187909015978E+19,0,false,0,1.5710034775403748E-17,1.5710034775403748E-17,1.2322810040071452E+16,0,false,0,4.9663157466260352E-14,4.9663157466260352E-14,3898096378421.7178,0,false,0,1.5704869338898047E-10,1.5704869338898047E-10,1232686309.4666193,0,false,0,4.9663157466260657E-7,4.9663157466260657E-7]
[null,17,14,4509.5756661584355,null,334,1,20,4616.8571944209734,1,0.81286150631255794,0.81286150631255794,6.9959492202485681E+26,0,false,0,2.9172455102221769E-24,2.9172455102221769E-24,2.2076985988586618E+23,0,false,0,9.4631703700316042E-21,9.4631703700316042E-21,6.9868245545495724E+19,0,false,0,2.7284881501805645E-17,2.7284881501805645E-17,2.421648151196824E+16,0,false,0,8.6254001715767532E-14,8.6254001715767532E-14,7660442591661.626,0,false,0,2.7275910272589727E-10,2.7275910272589727E-10,2422444647.4613876,0,false,0,8.6254001715767741E-7,8.6254001715767741E-7]
[null,17,15,4838.8090601453368,null,335,2,20,4645.2399084839417,1,0.25431380149798327,0.25431380149798327,2.3504283613674925E+26,0,false,0,8.4992255376848397E-25,8.4992255376848397E-25,7.4172027794168916E+22,0,false,0,2.7570397827199244E-21,2.7570397827199244E-21,2.3473627483432124E+19,0,false,0,7.9492919207609441E-18,7.9492919207609441E-18,8136008876896873,0,false,0,2.5129602960785577E-14,2.5129602960785577E-14,2573678133048.1401,0,false,0,7.9466782051793282E-11,7.9466782051793282E-11,813868486.46020067,0,false,0,2.5129602960785644E-7,2.5129602960785644E-7]
[null,17,16,5190.0608741521173,null,336,13,17,4664.8779819996134,1,5.4711398141398686E-2,5.4711398141398686E-2,5.3107607004176674E+25,0,false,0,1.7409464264577882E-25,1.7409464264577882E-25,1.6759068123666745E+22,0,false,0,5.6474069737837643E-22,5.6474069737837643E-22,5.3038339897637151E+18,0,false,0,1.6283002846502302E-18,1.6283002846502302E-18,1838320065902114.8,0,false,0,5.1474445852627308E-15,5.1474445852627308E-15,581519050279.17078,0,false,0,1.6277649018931115E-11,1.6277649018931115E-11,183892470.1660144,0,false,0,5.1474445852627707E-8,5.1474445852627707E-8]
[null,17,17,5563.3311081787706,null,337,8,19,4681.458248191635,1,0.54026964203879591,0.54026964203879591,5.4651834604663523E+26,0,false,0,1.6496921126939785E-24,1.6496921126939785E-24,1.7246377136723636E+23,0,false,0,5.351389681059669E-21,5.351389681059669E-21,5.4580553395366642E+19,0,false,0,1.5429504870808948E-17,1.5429504870808948E-17,1.891773511546422E+16,0,false,0,4.8776335697559834E-14,4.8776335697559834E-14,5984280736433.6572,0,false,0,1.5424431672126612E-10,1.5424431672126612E-10,1892395728.5000229,0,false,0,4.8776335697559684E-7,4.8776335697559684E-7]
[null,17,18,5958.6197622252994,null,338,3,20,4688.1582201381561,1,0.73329628009616599,0.73329628009616599,7.5421489049249778E+26,0,false,0,2.2021676299897186E-24,2.2021676299897186E-24,2.3800618108538664E+23,0,false,0,7.1435494177431921E-21,7.1435494177431921E-21,7.5323118427562115E+19,0,false,0,2.0596786462036759E-17,2.0596786462036759E-17,2.6107151977032096E+16,0,false,0,6.5111342144486158E-14,6.5111342144486158E-14,8258521736652.8311,0,false,0,2.0590014268708966E-10,2.0590014268708966E-10,2611573879.3832068,0,false,0,6.5111342144486317E-7,6.5111342144486317E-7]
[null,17,19,6375.9268362917046,null,339,11,18,4698.1536585040394,1,3.7430939359740178E-2,3.7430939359740178E-2,3.9463952880040965E+25,0,false,0,1.0965978291064356E-25,1.0965978291064356E-25,1.2453565732942382E+22,0,false,0,3.5572227458671758E-22,3.5572227458671758E-22,3.9412480897347169E+18,0,false,0,1.0256435983006556E-18,1.0256435983006556E-18,1366044914309344,0,false,0,3.2423034229317286E-15,3.2423034229317286E-15,432123413078.24854,0,false,0,1.0253063681824421E-11,1.0253063681824421E-11,136649421.56130648,0,false,0,3.2423034229317133E-8,3.2423034229317133E-8]
[null,17,20,6815.2523303779872,null,340,15,16,4711.7631158800459,1,0.32858411945848753,0.32858411945848753,3.582797923450556E+26,0,false,0,9.3080206808023263E-25,9.3080206808023263E-25,1.1306168336245578E+23,0,false,0,3.0194025563348002E-21,3.0194025563348002E-21,3.5781249573827178E+19,0,false,0,8.7057548088473168E-18,8.7057548088473168E-18,1.2401856694905588E+16,0,false,0,2.7520962118515347E-14,2.7520962118515347E-14,3923101347088.1538,0,false,0,8.7028923693720876E-11,8.7028923693720876E-11,1240593574.8473318,0,false,0,2.7520962118515266E-7,2.7520962118515266E-7]
[null,18,1,2494.170041660283,null,341,19,13,4738.8008408284622,1,0.98767851265533346,0.98767851265533346,1.1510227831038532E+27,0,false,0,2.6177839728134389E-24,2.6177839728134389E-24,3.6322610492340368E+23,0,false,0,8.4917555412691607E-21,8.4917555412691607E-21,1.1495215289098759E+20,0,false,0,2.4484029624952927E-17,2.4484029624952927E-17,3.9842659043626576E+16,0,false,0,7.7399842588278916E-14,7.7399842588278916E-14,12603499073637.373,0,false,0,2.4475979311746318E-10,2.4475979311746318E-10,3985576356.0516381,0,false,0,7.739984258827856E-7,7.739984258827856E-7]
[null,18,2,2537.163975388803,null,342,20,12,4743.627757586708,1,6.1821354258613116E-5,6.1821354258613116E-5,7.2903358508104004E+22,0,false,0,1.619257832268799E-28,1.619257832268799E-28,2.3005976367666774E+19,0,false,0,5.2526647778098385E-25,5.2526647778098385E-25,7280827222977666,0,false,0,1.5144854253614173E-21,1.5144854253614173E-21,2523550097193.499,0,false,0,4.7876487375979691E-18,4.7876487375979691E-18,798279082.66437125,0,false,0,1.5139874647639433E-14,1.5139874647639433E-14,252438.01096892427,0,false,0,4.787648737597964E-11,4.787648737597964E-11]
[null,18,3,2602.1763291371981,null,343,4,20,4745.6121293836168,1,0.48373463538832456,0.48373463538832456,5.7322887771761069E+26,0,false,0,1.2608772834639681E-24,1.2608772834639681E-24,1.8089276384392298E+23,0,false,0,4.0901242309953648E-21,4.0901242309953648E-21,5.7248122765419332E+19,0,false,0,1.1792935201059874E-17,1.1792935201059874E-17,1.9842320294717212E+16,0,false,0,3.7280273802869397E-14,3.7280273802869397E-14,6276756407734.9893,0,false,0,1.1789057701177418E-10,1.1789057701177418E-10,1984884656.6499112,0,false,0,3.7280273802869418E-7,3.7280273802869418E-7]
[null,18,4,2689.2071029054696,null,344,18,14,4770.5279416813391,1,0.28898752367015029,0.28898752367015029,3.6394987485804637E+26,0,false,0,7.087664080223834E-25,7.087664080223834E-25,1.1485098068655758E+23,0,false,0,2.2991473457303999E-21,2.2991473457303999E-21,3.6347518288491725E+19,0,false,0,6.6290640906251577E-18,6.6290640906251577E-18,1.2598126627725794E+16,0,false,0,2.0956048697110164E-14,2.0956048697110164E-14,3985187763403.2329,0,false,0,6.6268844640272044E-11,6.6268844640272044E-11,1260227023.578645,0,false,0,2.0956048697110138E-7,2.0956048697110138E-7]
[null,18,5,2798.2562966936166,null,345,9,19,4811.5901453933257,1,8.888367210618528E-2,8.888367210618528E-2,1.2366914329572388E+26,0,false,0,1.9731910555419406E-25,1.9731910555419406E-25,3.9026040038398399E+22,0,false,0,6.4007787708596971E-22,6.4007787708596971E-22,1.2350784429907188E+19,0,false,0,1.8455177646938715E-18,1.8455177646938715E-18,4280807976069705,0,false,0,5.8341207174328921E-15,5.8341207174328921E-15,1354155587400.3447,0,false,0,1.844910961146359E-11,1.844910961146359E-11,428221596.24282908,0,false,0,5.8341207174328959E-8,5.8341207174328959E-8]
[null,18,6,2929.3239105016387,null,346,5,20,4817.6016362203227,1,0.58195390124504776,0.58195390124504776,8.2154745714567723E+26,0,false,0,1.2733008392414771E-24,1.2733008392414771E-24,2.5925419309604307E+23,0,false,0,4.1304246529215277E-21,4.1304246529215277E-21,8.2047593051415495E+19,0,false,0,1.1909132225284394E-17,1.1909132225284394E-17,2.8437869088000928E+16,0,false,0,3.7647600240631845E-14,3.7647600240631845E-14,8995801618420.6797,0,false,0,1.1905216519990005E-10,1.1905216519990005E-10,2844722249.3238211,0,false,0,3.7647600240632144E-7,3.7647600240632144E-7]
[null,18,7,3082.4099443295368,null,347,17,15,4838.8090601453368,1,0.66690134885854513,0.66690134885854513,9.9079737359193543E+26,0,false,0,1.3865159125709707E-24,1.3865159125709707E-24,3.1266407238931774E+23,0,false,0,4.4976798337483237E-21,4.4976798337483237E-21,9.8950509794429338E+19,0,false,0,1.29680283138E-17,1.29680283138E-17,3.429645574077408E+16,0,false,0,4.0995022696162664E-14,4.0995022696162664E-14,10849058735878.646,0,false,0,1.2963764445017068E-10,1.2963764445017068E-10,3430773607.4323692,0,false,0,4.0995022696162688E-7,4.0995022696162688E-7]
[null,18,8,3257.5143981773099,null,348,14,17,4867.6878671575341,1,9.7507928211448477E-2,9.7507928211448477E-2,1.5524207940493767E+26,0,false,0,1.8917202804104838E-25,1.8917202804104838E-25,4.8989452381133228E+22,0,false,0,6.136498022960401E-22,6.136498022960401E-22,1.5503960050859475E+19,0,false,0,1.7693184719866642E-18,1.7693184719866642E-18,5373705307791899,0,false,0,5.5932366247725572E-15,5.5932366247725572E-15,1699873740720.8506,0,false,0,1.7687367226553817E-11,1.7687367226553817E-11,537547275.53884101,0,false,0,5.5932366247725709E-8,5.5932366247725709E-8]
[null,18,9,3454.6372720449594,null,349,12,18,4871.8923484794677,1,0.22761974517858588,0.22761974517858588,3.6604884144745255E+26,0,false,0,4.3718710343985256E-25,4.3718710343985256E-25,1.1551334764386274E+23,0,false,0,1.418178905044206E-21,1.418178905044206E-21,3.6557141183746286E+19,0,false,0,4.0889936310385182E-18,4.0889936310385182E-18,1.2670782366077086E+16,0,false,0,1.2926281671555771E-14,1.2926281671555771E-14,4008171082112.0127,0,false,0,4.0876491759004583E-11,4.0876491759004583E-11,1267494987.1095757,0,false,0,1.2926281671555708E-7,1.2926281671555708E-7]
[null,18,10,3673.7785659324841,null,350,6,20,4904.1267406482748,1,0.66580612945327122,0.66580612945327122,1.1560481523332461E+27,0,false,0,1.1844211864978524E-24,1.1844211864978524E-24,3.6481195128351833E+23,0,false,0,3.8421104560550077E-21,3.8421104560550077E-21,1.1545403436585478E+20,0,false,0,1.1077844359887526E-17,1.1077844359887526E-17,4.0016612223106464E+16,0,false,0,3.5019701528171118E-14,3.5019701528171118E-14,12658525991746.232,0,false,0,1.1074201980829982E-10,1.1074201980829982E-10,4002977395.4359798,0,false,0,3.5019701528171143E-7,3.5019701528171143E-7]
[null,18,11,3914.9382798398842,null,351,16,16,4943.644196220459,1,0.27317025379840865,0.27317025379840865,5.2069908411376698E+26,0,false,0,4.4265615954923891E-25,4.4265615954923891E-25,1.6431603521331967E+23,0,false,0,1.4359198217908341E-21,1.4359198217908341E-21,5.2001994752733209E+19,0,false,0,4.140145495819307E-18,4.140145495819307E-18,1.8024001242381408E+16,0,false,0,1.3087984885559875E-14,1.3087984885559875E-14,5701564313587.9561,0,false,0,4.1387842220227474E-11,4.1387842220227474E-11,1802992945.6872416,0,false,0,1.3087984885559907E-7,1.3087984885559907E-7]
[null,18,12,4178.1164137671603,null,352,10,19,4956.2576401862616,1,0.56807800098909977,0.56807800098909977,1.1153940638998997E+27,0,false,0,8.9366371985857591E-25,8.9366371985857591E-25,3.5198281670198261E+23,0,false,0,2.8989305167852961E-21,2.8989305167852961E-21,1.113939279476048E+20,0,false,0,8.358401311567093E-18,8.358401311567093E-18,3.86093707610298E+16,0,false,0,2.6422895075474989E-14,2.6422895075474989E-14,12213370801570.582,0,false,0,8.3556530814147523E-11,8.3556530814147523E-11,3862206964.1159477,0,false,0,2.6422895075475144E-7,2.6422895075475144E-7]
[null,18,13,4463.3129677143115,null,353,7,20,5005.1874426674731,1,0.37364819784172698,0.37364819784172698,8.2241012338987599E+26,0,false,0,5.2435311159773572E-25,5.2435311159773572E-25,2.59526423067796E+23,0,false,0,1.700934258607427E-21,1.700934258607427E-21,8.2133747160138088E+19,0,false,0,4.9042538466218369E-18,4.9042538466218369E-18,2.846773028409612E+16,0,false,0,1.5503513169851316E-14,1.5503513169851316E-14,9005247663598.3828,0,false,0,4.9026413351147354E-11,4.9026413351147354E-11,2847709351.0880499,0,false,0,1.5503513169851383E-7,1.5503513169851383E-7]
[null,18,14,4770.5279416813391,null,354,20,13,5028.8243115338591,1,6.6117691808643443E-5,6.6117691808643443E-5,1.5372090271427936E+23,0,false,0,8.7839317898956278E-29,8.7839317898956278E-29,4.8509417500539347E+19,0,false,0,2.8493948402782891E-25,2.8493948402782891E-25,1.5352040785588962E+16,0,false,0,8.2155765487491584E-22,8.2155765487491584E-22,5321049769499.543,0,false,0,2.5971392021069586E-18,2.5971392021069586E-18,1683217120.8059573,0,false,0,8.2128752791704121E-15,8.2128752791704121E-15,532279.98983375891,0,false,0,2.5971392021069742E-11,2.5971392021069742E-11]
[null,18,15,5099.7613356682414,null,355,19,14,5046.0158147954899,1,0.92349129553158515,0.92349129553158515,2.2339866047487647E+27,0,false,0,1.1791568035715413E-24,1.1791568035715413E-24,7.0497497078711908E+23,0,false,0,3.825033472869889E-21,3.825033472869889E-21,2.2310728641965205E+20,0,false,0,1.1028606795266568E-17,1.1028606795266568E-17,7.732945681667056E+16,0,false,0,3.4864049872399097E-14,3.4864049872399097E-14,24461764368854.129,0,false,0,1.1024980605448412E-10,1.1024980605448412E-10,7735489099.1930113,0,false,0,3.4864049872399181E-7,3.4864049872399181E-7]
[null,18,16,5451.0131496750219,null,356,13,18,5060.1666360461422,1,0.10864459905801384,0.10864459905801384,2.7151666137577421E+26,0,false,0,1.3427844753625079E-25,1.3427844753625079E-25,8.5682004545022884E+22,0,false,0,4.3558206589273844E-22,4.3558206589273844E-22,2.711625280496502E+19,0,false,0,1.2559009916837514E-18,1.2559009916837514E-18,9398550508867550,0,false,0,3.9702018234661122E-15,3.9702018234661122E-15,2973060169060.0254,0,false,0,1.2554880532706677E-11,1.2554880532706677E-11,940164175.49549234,0,false,0,3.9702018234661154E-8,3.9702018234661154E-8]
[null,18,17,5824.2833837016751,null,357,15,17,5085.0333499066992,1,8.5217962552521065E-2,8.5217962552521065E-2,2.2546165114094369E+26,0,false,0,9.9489242280407489E-26,9.9489242280407489E-26,7.1148511181237555E+22,0,false,0,3.2273034490441561E-22,3.2273034490441561E-22,2.2516758637148713E+19,0,false,0,9.3051893534961012E-19,9.3051893534961012E-19,7804356113263188,0,false,0,2.9415917324357179E-15,2.9415917324357179E-15,2468765825497.3628,0,false,0,9.3021298208174892E-12,9.3021298208174892E-12,780692301.81574416,0,false,0,2.9415917324357298E-8,2.9415917324357298E-8]
[null,18,18,6219.572037748203,null,358,18,15,5099.7613356682414,1,0.23134229609447199,0.23134229609447199,6.3299504988544843E+26,0,false,0,2.6115375987680764E-25,2.6115375987680764E-25,1.9975306291130157E+23,0,false,0,8.4714931048102121E-22,8.4714931048102121E-22,6.3216944809254142E+19,0,false,0,2.4425607536360805E-18,2.4425607536360805E-18,2.191112662503552E+16,0,false,0,7.7215156467163737E-15,7.7215156467163737E-15,6931185587252.1318,0,false,0,2.4417576432251748E-11,2.4417576432251748E-11,2191833334.1048498,0,false,0,7.7215156467163781E-8,7.7215156467163781E-8]
[null,18,19,6636.8791118146091,null,359,11,19,5115.4607325704446,1,8.8846574506528192E-2,8.8846574506528192E-2,2.5194546469242161E+26,0,false,0,9.6774591023723407E-26,9.6774591023723407E-26,7.9505958645381206E+22,0,false,0,3.1392436431512134E-22,3.1392436431512134E-22,2.516168576560787E+19,0,false,0,9.051289098622691E-19,9.051289098622691E-19,8721093443745128,0,false,0,2.861327821382877E-15,2.861327821382877E-15,2758758972863.5293,0,false,0,9.0483130479773794E-12,9.0483130479773794E-12,872396186.9675355,0,false,0,2.8613278213828837E-8,2.8613278213828837E-8]
[null,18,20,7076.2046059008908,null,360,8,20,5120.7837422779176,1,0.78270660127787972,0.78270660127787972,2.2465517349881258E+27,0,false,0,8.4230248559940417E-25,8.4230248559940417E-25,7.0894012541455624E+23,0,false,0,2.7323212586660877E-21,2.7323212586660877E-21,2.2436216060075278E+20,0,false,0,7.8780217255372344E-18,7.8780217255372344E-18,7.7764398858927008E+16,0,false,0,2.4904300917941375E-14,2.4904300917941375E-14,24599350357296.059,0,false,0,7.8754314434917047E-11,7.8754314434917047E-11,7778997608.9532204,0,false,0,2.4904300917941393E-7,2.4904300917941393E-7]
[null,19,1,2769.6579147744333,null,361,17,16,5190.0608741521173,1,0.41404882059163428,0.41404882059163428,1.3893858539558502E+27,0,false,0,3.8112439175137338E-25,3.8112439175137338E-25,4.3844589297111247E+23,0,false,0,1.2363186569934283E-21,1.2363186569934283E-21,1.3875737079489156E+20,0,false,0,3.5646413131653828E-18,3.5646413131653828E-18,4.809359786078728E+16,0,false,0,1.1268679247205495E-14,1.1268679247205495E-14,15213533198740.895,0,false,0,3.5634692643041295E-11,3.5634692643041295E-11,4810941616.6607876,0,false,0,1.126867924720556E-7,1.126867924720556E-7]
[null,19,2,2812.6518485029533,null,362,9,20,5250.9156394796073,1,0.12876873229596356,0.12876873229596356,4.9481538326219461E+26,0,false,0,1.0350567470958606E-25,1.0350567470958606E-25,1.5614796419046127E+23,0,false,0,3.357591366957981E-22,3.357591366957981E-22,4.9417000622859706E+19,0,false,0,9.6808446848904795E-19,9.6808446848904795E-19,1.7128036815825764E+16,0,false,0,3.0603453198261802E-15,3.0603453198261802E-15,5418142295801.8701,0,false,0,9.6776616372872049E-12,9.6776616372872049E-12,1713367034.1627634,0,false,0,3.0603453198261874E-8,3.0603453198261874E-8]
[null,19,3,2877.6642022513483,null,363,14,18,5262.976521204062,1,0.19362893520161081,0.19362893520161081,7.6416619890864294E+26,0,false,0,1.5154415968402427E-25,1.5154415968402427E-25,2.4114649685319693E+23,0,false,0,4.9158982219634523E-22,4.9158982219634523E-22,7.6316951341480116E+19,0,false,0,1.417386512304343E-18,1.417386512304343E-18,2.6451616564599592E+16,0,false,0,4.480695972827124E-15,4.480695972827124E-15,8367486831215.124,0,false,0,1.4169204776877619E-11,1.4169204776877619E-11,2646031667.8104725,0,false,0,4.4806959728271267E-8,4.4806959728271267E-8]
[null,19,4,2964.6949760196198,null,364,12,19,5289.1994225458729,1,0.54028124848284786,0.54028124848284786,2.259091936345909E+27,0,false,0,3.9910980507259932E-25,3.9910980507259932E-25,7.1289741328149151E+23,0,false,0,1.2946610316196942E-21,1.2946610316196942E-21,2.2561454514511122E+20,0,false,0,3.7328581703037204E-18,3.7328581703037204E-18,7.8198477987828336E+16,0,false,0,1.1800452752737319E-14,1.1800452752737319E-14,24736663378824.398,0,false,0,3.7316308119853625E-11,3.7316308119853625E-11,7822419798.9961767,0,false,0,1.1800452752737347E-7,1.1800452752737347E-7]
[null,19,5,3073.7441698077669,null,365,16,17,5316.9144302471123,1,7.0846431948749358E-2,7.0846431948749358E-2,3.1479045959129934E+26,0,false,0,4.9249396946141509E-26,4.9249396946141509E-26,9.9337836038368709E+22,0,false,0,1.597587286670157E-22,1.597587286670157E-22,3.1437988518337495E+19,0,false,0,4.6062765543806396E-19,4.6062765543806396E-19,1.0896473237360058E+16,0,false,0,1.4561536057928588E-15,1.4561536057928588E-15,3446900725240.3623,0,false,0,4.6047620173723679E-12,4.6047620173723679E-12,1090005716.0245836,0,false,0,1.4561536057928599E-8,1.4561536057928599E-8]
[null,19,6,3204.811783615789,null,366,20,14,5336.0392855008859,1,6.1820837533224524E-5,6.1820837533224524E-5,2.8639709179407779E+23,0,false,0,4.1218072478695012E-29,4.1218072478695012E-29,9.0377794115624042E+19,0,false,0,1.3370614191484283E-25,1.3370614191484283E-25,2.8602355024345848E+16,0,false,0,3.8551099637424277E-22,3.8551099637424277E-22,9913636677692.1582,0,false,0,1.2186919756463306E-18,1.2186919756463306E-18,3135998291.3504047,0,false,0,3.853842409212839E-15,3.853842409212839E-15,991689.7339063643,0,false,0,1.2186919756463314E-11,1.2186919756463314E-11]
[null,19,7,3357.897817443687,null,367,19,15,5375.2492087823921,1,0.73927965476941038,0.73927965476941038,3.7291574073140174E+27,0,false,0,4.5268208428178227E-25,4.5268208428178227E-25,1.1768032219590783E+24,0,false,0,1.4684426360444467E-21,1.4684426360444467E-21,3.72429354772762E+20,0,false,0,4.2339175720174672E-18,4.2339175720174672E-18,1.2908480117045694E+17,0,false,0,1.3384420727539236E-14,1.3384420727539236E-14,40833624336946.594,0,false,0,4.2325254660991721E-11,4.2325254660991721E-11,12912725802.443516,0,false,0,1.3384420727539198E-7,1.3384420727539198E-7]
[null,19,8,3533.0022712914601,null,368,10,20,5395.5831342725442,1,0.82299349587179194,0.82299349587179194,4.3377420837314028E+27,0,false,0,4.8229814699350742E-25,4.8229814699350742E-25,1.3688531490118536E+24,0,false,0,1.5645133459482262E-21,1.5645133459482262E-21,4.3320844602758555E+20,0,false,0,4.5109154314050735E-18,4.5109154314050735E-18,1.5015096260323818E+17,0,false,0,1.426007686103926E-14,1.426007686103926E-14,47497520584746.063,0,false,0,4.509432248994858E-11,4.509432248994858E-11,15020034825.853041,0,false,0,1.4260076861039293E-7,1.4260076861039293E-7]
[null,19,9,3730.1251451591097,null,369,18,16,5451.0131496750219,1,0.14362994619042813,0.14362994619042813,8.5255343886519452E+26,0,false,0,7.4740310592870027E-26,7.4740310592870027E-26,2.6903869270336841E+23,0,false,0,2.4244798395303573E-22,2.4244798395303573E-22,8.5144147180035981E+19,0,false,0,6.9904315930520057E-19,6.9904315930520057E-19,2.9511141290860496E+16,0,false,0,2.2098417344461097E-15,2.2098417344461097E-15,9335311719884.7793,0,false,0,6.9881331493466919E-12,6.9881331493466919E-12,2952084770.2499628,0,false,0,2.2098417344461153E-8,2.2098417344461153E-8]
[null,19,10,3949.2664390466343,null,370,13,19,5477.4737101125465,1,0.25788026242595241,0.25788026242595241,1.6193719267595009E+27,0,false,0,1.2684580650214552E-25,1.2684580650214552E-25,5.1102216742662827E+23,0,false,0,4.1147153143187559E-22,4.1147153143187559E-22,1.6172598148775032E+20,0,false,0,1.1863837950164399E-18,1.1863837950164399E-18,5.6054566851156744E+16,0,false,0,3.7504414261111508E-15,3.7504414261111508E-15,17731840653710.602,0,false,0,1.1859937137561439E-11,1.1859937137561439E-11,5607300357.2894001,0,false,0,3.7504414261111871E-8,3.7504414261111871E-8]
[null,19,11,4190.4261529540345,null,371,15,18,5480.3220039532289,1,0.16922381237875633,0.16922381237875633,1.0690918208567298E+27,0,false,0,8.273598773464228E-26,8.273598773464228E-26,3.3737130454369786E+23,0,false,0,2.6838493535161774E-22,2.6838493535161774E-22,1.0676974274499623E+20,0,false,0,7.7382641034647287E-19,7.7382641034647287E-19,3.7006618400603224E+16,0,false,0,2.4462493825129436E-15,2.4462493825129436E-15,11706369301801.551,0,false,0,7.7357197735213912E-12,7.7357197735213912E-12,3701879012.4767876,0,false,0,2.4462493825129455E-8,2.4462493825129455E-8]
[null,19,12,4453.6042868813111,null,372,11,20,5554.7862266567263,1,0.12871498776937201,0.12871498776937201,9.5132782596128546E+26,0,false,0,5.3791611220161669E-26,5.3791611220161669E-26,3.0020874113140138E+23,0,false,0,1.7449308934445233E-22,1.7449308934445233E-22,9.5008702959345631E+19,0,false,0,5.0311080530947195E-19,5.0311080530947195E-19,3.2930217164146592E+16,0,false,0,1.5904529496128737E-15,1.5904529496128737E-15,10416874061255.463,0,false,0,5.0294538321097417E-12,5.0294538321097417E-12,3294104813.2695308,0,false,0,1.5904529496128804E-8,1.5904529496128804E-8]
[null,19,13,4738.8008408284622,null,373,17,17,5563.3311081787706,1,0.10738314726299834,0.10738314726299834,8.0797652069407027E+26,0,false,0,4.4081872032009292E-26,4.4081872032009292E-26,2.5497163808511119E+23,0,false,0,1.4299594045379838E-22,1.4299594045379838E-22,8.0692269434230194E+19,0,false,0,4.1229599996181227E-19,4.1229599996181227E-19,2.7968111058983904E+16,0,false,0,1.3033657443502716E-15,1.3033657443502716E-15,8847202227073.3125,0,false,0,4.1216043763876026E-12,4.1216043763876026E-12,2797730995.7665815,0,false,0,1.3033657443502722E-8,1.3033657443502722E-8]
[null,19,14,5046.0158147954899,null,374,20,15,5665.272679487789,1,4.9489245486401999E-5,4.9489245486401999E-5,4.5989737785491555E+23,0,false,0,1.6449293325094068E-29,1.6449293325094068E-29,1.4512895459138627E+20,0,false,0,5.3359398328506064E-26,5.3359398328506064E-26,4.5929754362275696E+16,0,false,0,1.5384958776728352E-22,1.5384958776728352E-22,15919349894639.016,0,false,0,4.8635514896303524E-19,4.8635514896303524E-19,5035796216.0682459,0,false,0,1.537990022473668E-15,1.537990022473668E-15,1592458.5875233095,0,false,0,4.8635514896303547E-12,4.8635514896303547E-12]
[null,19,15,5375.2492087823921,null,375,14,19,5680.2835952704672,1,0.45960021074205409,0.45960021074205409,4.4044510684160774E+27,0,false,0,1.4813414052125547E-25,1.4813414052125547E-25,1.3899043784280491E+24,0,false,0,4.8052815728357408E-22,4.8052815728357408E-22,4.3987064378703662E+20,0,false,0,1.3854927383833585E-18,1.3854927383833585E-18,1.5246009442143584E+17,0,false,0,4.3798721656824037E-15,4.3798721656824037E-15,48227972352528.602,0,false,0,1.3850371903930792E-11,1.3850371903930792E-11,15251023956.561913,0,false,0,4.3798721656824222E-8,4.3798721656824222E-8]
[null,19,16,5726.5010227891717,null,376,16,18,5712.203084293641,1,0.14068516717247909,0.14068516717247909,1.4389807153493667E+27,0,false,0,4.2484270120084406E-26,4.2484270120084406E-26,4.5409645053835613E+23,0,false,0,1.3781352470474303E-22,1.3781352470474303E-22,1.4371038838342294E+20,0,false,0,3.9735369267186933E-19,3.9735369267186933E-19,4.981032422087664E+16,0,false,0,1.2561295561140052E-15,1.2561295561140052E-15,15756588296177.354,0,false,0,3.9722304335765206E-12,3.9722304335765206E-12,4982670716.9472446,0,false,0,1.2561295561139969E-8,1.2561295561139969E-8]
[null,19,17,6099.7712568158249,null,377,19,16,5726.5010227891717,1,0.45898523022719306,0.45898523022719306,4.8331310542911459E+27,0,false,0,1.3463419027891942E-25,1.3463419027891942E-25,1.5251821190720375E+24,0,false,0,4.3673604973468712E-22,4.3673604973468712E-22,4.8268273056844585E+20,0,false,0,1.2592282394401988E-18,1.2592282394401988E-18,1.6729885414606291E+17,0,false,0,3.9807200452027054E-15,3.9807200452027054E-15,52921943561590.844,0,false,0,1.2588142070329003E-11,1.2588142070329003E-11,16735387985.750956,0,false,0,3.9807200452027078E-8,3.9807200452027078E-8]
[null,19,18,6495.0599108623537,null,378,12,20,5728.5249166321546,1,0.78272341591944017,0.78272341591944017,8.2760379301355683E+27,0,false,0,2.28654995253786E-25,2.28654995253786E-25,2.6116537966827213E+24,0,false,0,7.4172748521278761E-22,7.4172748521278761E-22,8.2652436723376823E+20,0,false,0,2.138601097656818E-18,2.138601097656818E-18,2.8647509182514688E+17,0,false,0,6.7606268597657479E-15,6.7606268597657479E-15,90621174417223.359,0,false,0,2.137897928737165E-11,2.137897928737165E-11,28656931539.780605,0,false,0,6.7606268597657762E-8,6.7606268597657762E-8]
[null,19,19,6912.3669849287589,null,379,18,17,5824.2833837016751,1,3.725028280748325E-2,3.725028280748325E-2,4.7758724372131686E+26,0,false,0,8.974142130474476E-27,8.974142130474476E-27,1.5071131244701553E+23,0,false,0,2.9110966357812839E-23,2.9110966357812839E-23,4.76964336978601E+19,0,false,0,8.3934795255442647E-20,8.3934795255442647E-20,1.653168468469584E+16,0,false,0,2.6533785655240858E-16,2.6533785655240858E-16,5229497167372.3906,0,false,0,8.3907197617263929E-13,8.3907197617263929E-13,1653712206.6295555,0,false,0,2.6533785655240871E-9,2.6533785655240871E-9]
[null,19,20,7351.6924790150415,null,380,15,19,5897.6290780196332,1,0.40167188726658465,0.40167188726658465,5.9564220129691555E+27,0,false,0,8.3665021490086191E-26,8.3665021490086191E-26,1.8796569440759556E+24,0,false,0,2.7139860172849922E-22,2.7139860172849922E-22,5.9486531801890121E+20,0,false,0,7.8251562619739336E-19,7.8251562619739336E-19,2.0618157595692666E+17,0,false,0,2.4737180610506951E-15,2.4737180610506951E-15,65221783986074.664,0,false,0,7.8225833620156404E-12,7.8225833620156404E-12,20624939045.549198,0,false,0,2.4737180610506967E-8,2.4737180610506967E-8]
[null,20,1,3059.6813854798297,null,381,13,20,5916.7992041988291,1,0.37359971398424568,0.37359971398424568,5.7531675366524179E+27,0,false,0,7.4936354581435853E-26,7.4936354581435853E-26,1.8155163094816592E+24,0,false,0,2.4308392551411219E-22,2.4308392551411219E-22,5.7456638043025139E+20,0,false,0,7.0087675095129369E-19,7.0087675095129369E-19,1.9914592130451459E+17,0,false,0,2.21563815386532E-15,2.21563815386532E-15,62996182858473.43,0,false,0,7.0064630369850503E-12,7.0064630369850503E-12,19921142172.923233,0,false,0,2.2156381538653287E-8,2.2156381538653287E-8]
[null,20,2,3102.6753192083497,null,382,17,18,5958.6197622252994,1,0.21323891138413989,0.21323891138413989,3.5639477151004728E+27,0,false,0,3.9408336476097673E-26,3.9408336476097673E-26,1.1246683086635381E+24,0,false,0,1.2783559037663884E-22,1.2783559037663884E-22,3.5592993349529023E+20,0,false,0,3.6858460735165694E-19,3.6858460735165694E-19,1.2336606689847613E+17,0,false,0,1.1651836330244472E-15,1.1651836330244472E-15,39024606971405.188,0,false,0,3.6846341727070346E-12,3.6846341727070346E-12,12340664282.252602,0,false,0,1.1651836330244478E-8,1.1651836330244478E-8]
[null,20,3,3167.6876729567452,null,383,20,16,6016.5244934945677,1,3.0725629451322189E-5,3.0725629451322189E-5,5.7464309165278877E+23,0,false,0,5.0744607847705724E-30,5.0744607847705724E-30,1.813390446880054E+20,0,false,0,1.646090011075938E-26,1.646090011075938E-26,5.7389359706062536E+16,0,false,0,4.7461230367094107E-23,4.7461230367094107E-23,19891273316725.848,0,false,0,1.5003624059151128E-19,1.5003624059151128E-19,6292241804.1002989,0,false,0,4.7445625183818535E-16,4.7445625183818535E-16,1989781.5689483911,0,false,0,1.5003624059151139E-12,1.5003624059151139E-12]
[null,20,4,3254.7184467250167,null,384,19,17,6099.7712568158249,1,0.11903736013207641,0.11903736013207641,2.6119658564235619E+27,0,false,0,1.6756588005852773E-26,1.6756588005852773E-26,8.2425317565243311E+23,0,false,0,5.4356222869886674E-23,5.4356222869886674E-23,2.6085591256845874E+20,0,false,0,1.5672370272306876E-19,1.5672370272306876E-19,9.0413210388806976E+16,0,false,0,4.9544091011289413E-16,4.9544091011289413E-16,28600571365785.715,0,false,0,1.5667217219835043E-12,1.5667217219835043E-12,9044294789.8075085,0,false,0,4.9544091011289805E-9,4.9544091011289805E-9]
[null,20,5,{"$f":"3.141625/2*SQRT($H$2/$I$2)*((1+($D$8-1)/B394)*(B394/$C$2)^2+(1+($D$8-1)/C394)*(C394/$D$2)^2)","v":3363.7676405131633},null,385,14,20,6119.6090893567489,1,{"$f":"ABS(SIN(G394*3.1416*$J$2/$C$2)*SIN(H394*3.1416*$K$2/$D$2))*(1/F394^$N$2)+(1-1/F394^$N$2)","v":0.66583811287082961},{"$f":"$J394*$K394","v":0.66583811287082961},{"$f":"10^(LOG10($I394/22.27)/LOG10(2)*70/20)*$L394","v":1.5172184229170626E+28},{"$f":"IF($I394<22.27,M394,0)","v":0},{"$f":"AND($I394>22.27,$I394<44.45)","v":false},{"$f":"IF($O394=TRUE,$L394,0)","v":0},{"$f":"10^(LOG10(44.45/$I394)/LOG10(2)*70/20)*$L394","v":9.025592203468793E-26},{"$f":"IF($I394>44.45,Q394,0)","v":9.025592203468793E-26},{"$f":"10^(LOG10($I394/44.548)/LOG10(2)*70/20)*$L394","v":4.7878577745274602E+24},{"$f":"IF($I394<44.528,S394,0)","v":0},{"$f":"AND($I394>44.548,$I394<89.095)","v":false},{"$f":"IF($U394=TRUE,$L394,0)","v":0},{"$f":"10^(LOG10(89.095/$I394)/LOG10(2)*70/20)*$L394","v":2.927786379739766E-22},{"$f":"IF($I394>89.095,W394,0)","v":2.927786379739766E-22},{"$f":"10^(LOG10($I394/89.09)/LOG10(2)*70/20)*$L394","v":1.5152395476471663E+21},{"$f":"IF($I394<89.09,Y394,0)","v":0},{"$f":"AND($I394>89.09,$I394<176.78)","v":false},{"$f":"IF($AA394=TRUE,$L394,0)","v":0},{"$f":"10^(LOG10(176.78/$I394)/LOG10(2)*70/20)*$L394","v":8.4416005746637221E-19},{"$f":"IF($I394>176.78,AC394,0)","v":8.4416005746637221E-19},{"$f":"10^(LOG10($I394/176.78)/LOG10(2)*70/20)*$L394","v":5.2518522835824704E+17},{"$f":"IF($I394<176.78,AE394,0)","v":0},{"$f":"AND($I394>176.78,$I394<353.55)","v":false},{"$f":"IF($AG394=TRUE,$L394,0)","v":0},{"$f":"10^(LOG10(353.55/$I394)/LOG10(2)*70/20)*$L394","v":2.6685907739885057E-15},{"$f":"IF($I394>353.55,AI394,0)","v":2.6685907739885057E-15},{"$f":"10^(LOG10($I394/353.55)/LOG10(2)*70/20)*$L394","v":166132775722958.13},{"$f":"IF($I394<353.55,AK394,0)","v":0},{"$f":"AND($I394>353.55,$I394<707.1)","v":false},{"$f":"IF($AM394=TRUE,$L394,0)","v":0},{"$f":"10^(LOG10(707.1/$I394)/LOG10(2)*70/20)*$L394","v":8.4388249887152538E-12},{"$f":"IF($I394>707.1,AO394,0)","v":8.4388249887152538E-12},{"$f":"10^(LOG10($I394/707.1)/LOG10(2)*70/20)*$L394","v":52535796529.047684},{"$f":"IF($I394<707.1,AQ394,0)","v":0},{"$f":"AND($I394>707.1,$I394<1414.2)","v":false},{"$f":"IF($AS394=TRUE,$L394,0)","v":0},{"$f":"10^(LOG10(1414.2/$I394)/LOG10(2)*70/20)*$L394","v":2.668590773988479E-8},{"$f":"IF($I394>1414.2,AU394,0)","v":2.668590773988479E-8}]
[null,20,6,3494.8352543211859,null,386,16,19,6129.5101583600463,{"$f":"IF(ABS(I395-I394)>0.0001,1,$M$2)","v":1},0.33393218019521809,0.33393218019521809,7.7535524950893555E+27,0,false,0,4.4422431618111179E-26,4.4422431618111179E-26,2.4467740460497553E+24,0,false,0,1.4410067208270448E-22,1.4410067208270448E-22,7.7434397037769536E+20,0,false,0,4.1548124025732976E-19,4.1548124025732976E-19,2.6838925603684794E+17,0,false,0,1.3134350467182154E-15,1.3134350467182154E-15,84900049871940.969,0,false,0,4.1534463063192323E-12,4.1534463063192323E-12,26847753105.721962,0,false,0,1.3134350467182115E-8,1.3134350467182115E-8]
[null,20,7,3647.9212881490835,null,387,18,18,6219.572037748203,1,7.3970729644986952E-2,7.3970729644986952E-2,2.0349545337121419E+27,0,false,0,8.3052289293504021E-27,8.3052289293504021E-27,6.4216679272263955E+23,0,false,0,2.6941097705065054E-23,2.6941097705065054E-23,2.032300386398017E+20,0,false,0,7.7678476627575827E-20,7.7678476627575827E-20,7.0439960742861832E+16,0,false,0,2.4556014494216374E-16,2.4556014494216374E-16,22282397843919.18,0,false,0,7.7652936057831278E-13,7.7652936057831278E-13,7046312891.6809778,0,false,0,2.4556014494216301E-9,2.4556014494216301E-9]
[null,20,8,3823.0257419968575,null,388,15,20,6336.9545721059158,1,0.58191542379633499,0.58191542379633499,1.9895961674248639E+28,0,false,0,5.257040398226851E-26,5.257040398226851E-26,6.27853137985246E+24,0,false,0,1.7053164965457781E-22,1.7053164965457781E-22,1.9870011800497113E+21,0,false,0,4.9168890247053844E-19,4.9168890247053844E-19,6.8869880680774221E+17,0,false,0,1.5543455973782122E-15,1.5543455973782122E-15,217857316302914.75,0,false,0,4.9152723587702047E-12,4.9152723587702047E-12,68892532444.89447,0,false,0,1.5543455973782132E-8,1.5543455973782132E-8]
[null,20,9,4020.1486158645057,null,389,17,19,6375.9268362917046,1,0.5061467105033256,0.5061467105033256,1.8584051068616478E+28,0,false,0,4.2579343430077284E-26,4.2579343430077284E-26,5.8645342059594834E+24,0,false,0,1.3812193033154159E-22,1.3812193033154159E-22,1.8559812291576408E+21,0,false,0,3.9824290956775361E-19,3.9824290956775361E-19,6.4328701503159411E+17,0,false,0,1.2589405822736007E-15,1.2589405822736007E-15,203492123584321.56,0,false,0,3.9811196788031726E-12,3.9811196788031726E-12,64349859643.092407,0,false,0,1.258940582273606E-8,1.258940582273606E-8]
[null,20,10,4239.2899097520303,null,390,20,17,6389.7947275212218,1,7.9686612496688587E-6,7.9686612496688587E-6,3.000683045452966E+23,0,false,0,6.5363773932845934E-31,6.5363773932845934E-31,9.4691993130708058E+19,0,false,0,2.1203170133858634E-27,2.1203170133858634E-27,2.9967693192671248E+16,0,false,0,6.1134478398176553E-24,6.1134478398176553E-24,10386865771290.859,0,false,0,1.9326063059133799E-20,1.9326063059133799E-20,3285695690.7197957,0,false,0,6.1114377470903885E-17,6.1114377470903885E-17,1039028.2080874701,0,false,0,1.9326063059133678E-13,1.9326063059133678E-13]
[null,20,11,4480.4496236594314,null,391,19,18,6495.0599108623537,1,0.23638157136927482,0.23638157136927482,1.0763530417984495E+28,0,false,0,1.6034632157530111E-26,1.6034632157530111E-26,3.3966271444310175E+24,0,false,0,5.2014290671044544E-23,5.2014290671044544E-23,1.0749491777377973E+21,0,false,0,1.4997127832066978E-19,1.4997127832066978E-19,3.725796559760791E+17,0,false,0,4.7409489012187239E-16,4.7409489012187239E-16,117858784068826.03,0,false,0,1.4992196798323826E-12,1.4992196798323826E-12,37270219991.54567,0,false,0,4.7409489012187261E-9,4.7409489012187261E-9]
[null,20,12,4743.627757586708,null,392,16,20,6568.8356524463288,1,0.48377865695282402,0.48377865695282402,2.5120007405845076E+28,0,false,0,2.8777970242411376E-26,2.8777970242411376E-26,7.9270737118407134E+24,0,false,0,9.3352045398093226E-23,9.3352045398093226E-23,2.508724392190372E+21,0,false,0,2.6915921377727397E-19,2.6915921377727397E-19,8.6952917434489779E+17,0,false,0,8.5087630985032233E-16,8.5087630985032233E-16,275059707519943.13,0,false,0,2.6907071462062067E-12,2.6907071462062067E-12,86981516830.27565,0,false,0,8.5087630985032887E-9,8.5087630985032887E-9]
[null,20,13,5028.8243115338591,null,393,18,19,6636.8791118146091,1,0.1755779057411079,0.1755779057411079,1.0277288842004082E+28,0,false,0,9.2650481323039393E-27,9.2650481323039393E-27,3.2431848005540585E+24,0,false,0,3.0054628126193771E-23,3.0054628126193771E-23,1.0263884395799144E+21,0,false,0,8.6655627547503766E-20,8.6655627547503766E-20,3.557484015395767E+17,0,false,0,2.7393905473508073E-16,2.7393905473508073E-16,112534523469995.67,0,false,0,8.6627135303638755E-13,8.6627135303638755E-13,35586540956.686195,0,false,0,2.7393905473507996E-9,2.7393905473507996E-9]
[null,20,14,5336.0392855008859,null,394,20,18,6785.0833815677506,1,1.5823978840056597E-5,1.5823978840056597E-5,1.1974015380508314E+24,0,false,0,6.4591904301057827E-31,6.4591904301057827E-31,3.7786176179994617E+20,0,false,0,2.0952785522639942E-27,2.0952785522639942E-27,1.1958397930469605E+17,0,false,0,6.0412551794316517E-24,6.0412551794316517E-24,41448059863962.289,0,false,0,1.9097844884450071E-20,1.9097844884450071E-20,13111338365.431973,0,false,0,6.0392688235457983E-17,6.0392688235457983E-17,4146169.2407913734,0,false,0,1.909784488445029E-13,1.909784488445029E-13]
[null,20,15,5665.272679487789,null,395,17,20,6815.2523303779872,1,0.73327157533976162,0.73327157533976162,5.8423936570015092E+28,0,false,0,2.8426631365672929E-26,2.8426631365672929E-26,1.8436732292468941E+25,0,false,0,9.2212347132539259E-23,9.2212347132539259E-23,5.8347735489469712E+21,0,false,0,2.6587315520414929E-19,2.6587315520414929E-19,2.022344838795009E+18,0,false,0,8.4048829692141104E-16,8.4048829692141104E-16,639731933413858.75,0,false,0,2.6578573649875609E-12,2.6578573649875609E-12,202301000153.09595,0,false,0,8.4048829692141447E-9,8.4048829692141447E-9]
[null,20,16,6016.5244934945677,null,396,19,19,6912.3669849287589,1,0.5610784354297933,0.5610784354297933,5.2698000370531623E+28,0,false,0,1.8451833692749405E-26,1.8451833692749405E-26,1.6629809325080371E+25,0,false,0,5.985538250453285E-23,5.985538250453285E-23,5.2629267505091099E+21,0,false,0,1.7257926836584845E-19,1.7257926836584845E-19,1.8241415303545347E+18,0,false,0,5.4556412527387217E-16,5.4556412527387217E-16,577033928956218,0,false,0,1.7252252455428663E-12,1.7252252455428663E-12,182474150269.74387,0,false,0,5.4556412527387445E-9,5.4556412527387445E-9]
[null,20,17,6389.7947275212218,null,397,18,20,7076.2046059008908,1,0.25436555225185531,0.25436555225185531,3.1370011624540265E+28,0,false,0,6.3707186516955386E-27,6.3707186516955386E-27,9.8993758429849364E+24,0,false,0,2.0665794417811031E-23,2.0665794417811031E-23,3.1329096394878416E+21,0,false,0,5.9585078761376191E-20,5.9585078761376191E-20,1.0858730997320068E+18,0,false,0,1.8836260972501526E-16,1.8836260972501526E-16,343496165543934.31,0,false,0,5.9565487274443001E-13,5.9565487274443001E-13,108623025065.30846,0,false,0,1.8836260972501402E-9,1.8836260972501402E-9]
[null,20,18,6785.0833815677506,null,398,20,19,7202.3904556341549,1,3.7560006215472465E-5,3.7560006215472465E-5,5.6889512419430335E+24,0,false,0,7.6595915714166194E-31,7.6595915714166194E-31,1.7952516935745751E+21,0,false,0,2.4846732903071197E-27,2.4846732903071197E-27,5.6815312655214822E+17,0,false,0,7.163985603749082E-24,7.163985603749082E-24,196923073961517.91,0,false,0,2.2647062862142792E-20,2.2647062862142792E-20,62293025611.924721,0,false,0,7.161630095738327E-17,7.161630095738327E-17,19698784.327688653,0,false,0,2.2647062862142891E-13,2.2647062862142891E-13]
[null,20,19,7202.3904556341549,null,399,19,20,7351.6924790150415,1,0.81285299242119635,0.81285299242119635,1.5628622087062177E+29,0,false,0,1.3058396201790115E-26,1.3058396201790115E-26,4.9318950148803087E+25,0,false,0,4.2359762859829701E-23,4.2359762859829701E-23,1.560823801230856E+22,0,false,0,1.2213466152265557E-19,1.2213466152265557E-19,5.409848269531007E+18,0,false,0,3.8609672187261029E-16,3.8609672187261029E-16,1711306907977572.8,0,false,0,1.2209450382420021E-12,1.2209450382420021E-12,541162760478.92914,0,false,0,3.8609672187261185E-9,3.8609672187261185E-9]
[null,20,20,7641.7159497204375,null,400,20,20,17102.05123945621,1,5.4414430353607464E-5,5.4414430353607464E-5,1.9173281069473165E+29,0,false,0,4.7699985664976493E-35,4.7699985664976493E-35,6.0504764142778132E+25,0,false,0,1.5473263714487868E-31,1.5473263714487868E-31,1.9148273772449434E+22,0,false,0,4.4613607320543629E-28,4.4613607320543629E-28,6.636832142789204E+18,0,false,0,1.4103422666937753E-24,1.4103422666937753E-24,2099440895045158.5,0,false,0,4.4598938431569699E-21,4.4598938431569699E-21,663901504124.52454,0,false,0,1.4103422666937762E-17,1.4103422666937762E-17]

{"sheet":"計算表c-4","index":16,"n_rows":409,"n_cols":48,"rows_kept":409,"cut":false,"hidden":true,"merged":[[7,36,7,41],[7,42,7,47],[8,44,8,45],[8,46,8,47],[8,36,8,37],[8,38,8,39],[8,40,8,41],[8,42,8,43],[7,30,7,35],[8,12,8,13],[8,14,8,15],[8,16,8,17],[8,18,8,19],[8,20,8,21],[8,22,8,23],[8,28,8,29],[8,30,8,31],[8,32,8,33],[8,34,8,35],[8,24,8,25],[8,26,8,27],[7,12,7,17],[7,18,7,23],[7,24,7,29]]}
[null,"ヤング率","辺長ｘ","辺長ｙ","板厚","ポアソン比","密度","曲げ剛性","面密度","加振点ｘ","加振点ｙ","辺長比","縮退重み","周波数重み"]
[null,{"$f":"床衝撃音計算シート!D7","v":29000000000},{"$f":"床衝撃音計算シート!D9","v":8},{"$f":"床衝撃音計算シート!F9","v":6.5},{"$f":"(床衝撃音計算シート!L9)/1000","v":0.24399999999999999},{"$f":"床衝撃音計算シート!L7","v":0.16},{"$f":"床衝撃音計算シート!G7","v":1684},{"$f":"B2*E2^3/12/(1-F2^2)","v":36028730.158730157},{"$f":"G2*E2","v":410.89600000000002},{"$f":"床衝撃音計算シート!D25","v":1.2},{"$f":"床衝撃音計算シート!F25","v":0.75},{"$f":"C2/D2","v":1.2307692307692308},1,0]
[]
[null,"周波数","31.5Hz","63Hz","125Hz","250Hz","500Hz","1000Hz","(2000Hz)","(4000Hz)"]
[null,"モード数１",{"$f":"M8","v":0.16626084602275942},{"$f":"S8","v":0.71663017804919515},{"$f":"Y8","v":3.3135830720272206},{"$f":"AE8","v":9.0458124653979102},{"$f":"AK8","v":15.777584577752675},{"$f":"AQ8","v":27.954849063241245},{"$f":"H6*I7/H7","v":47.270608123481374},{"$f":"H6*J7/H7","v":95.759123861834809}]
[null,"モード数２",{"$f":"C5*($D$7^2+$C$7^2)/2/$D$7^2","v":0.13800949132748586},{"$f":"D5*($D$7^2+$C$7^2)/2/$D$7^2","v":0.59485903451349209},2.7505328234600954,7.5087310503791249,13.096627823329857,23.2047086950733,39.238297758749184,79.487553986874602]
[null,null,{"$f":"MIN(C2,D2)","v":6.5},{"$f":"MAX(C2,D2)","v":8},null,null,null,{"$f":"0.354*SQRT(I2/H2)*C2*D2*1000-0.139*SQRT(SQRT(I2/H2*1000^2))*(C2+D2)","v":58.461455975913239},{"$f":"0.354*SQRT(I2/H2)*C2*D2*2000-0.139*SQRT(SQRT(I2/H2*2000^2))*(C2+D2)","v":119.09257780737779},{"$f":"0.354*SQRT(I2/H2)*C2*D2*4000-0.139*SQRT(SQRT(I2/H2*4000^2))*(C2+D2)","v":241.25352649349409}]
[null,null,null,{"$f":"4/3*SQRT(1+2*(1+$L$2^4)/(1+$L$2^2)^2)","v":1.9052696505662141},null,null,null,null,null,null,null,null,{"$f":"M9+O9+Q9","v":0.16626084602275942},null,null,null,null,null,{"$f":"S9+U9+W9","v":0.71663017804919515},null,null,null,null,null,{"$f":"Y9+AA9+AC9","v":3.3135830720272206},null,null,null,null,null,{"$f":"AE9+AG9+AI9","v":9.0458124653979102},null,null,null,null,null,{"$f":"AK9+AM9+AO9","v":15.777584577752675},null,null,null,null,null,{"$f":"AQ9+AS9+AU9","v":27.954849063241245}]
[null,"m","n","fi",null,"No.","m","n","fi","縮退ﾁｪｯｸ","周波数重み","重み",{"$f":"SUM(N10:N409)","v":0},null,{"$f":"SUM(P10:P409)","v":0.1609879578727671},null,{"$f":"SUM(R10:R409)","v":5.2728881499923179E-3},null,{"$f":"SUM(T10:T409)","v":9.1858465008992311E-3},null,{"$f":"SUM(V10:V409)","v":0.58793509467672478},null,{"$f":"SUM(X10:X409)","v":0.11950923687157113},null,{"$f":"SUM(Z10:Z409)","v":6.7748952611765598E-2},null,{"$f":"SUM(AB10:AB409)","v":2.9972702428384803},null,{"$f":"SUM(AD10:AD409)","v":0.24856387657697473},null,{"$f":"SUM(AF10:AF409)","v":0.75716768804763734},null,{"$f":"SUM(AH10:AH409)","v":6.4777564020748191},null,{"$f":"SUM(AJ10:AJ409)","v":1.8108883752754537},null,{"$f":"SUM(AL10:AL409)","v":1.0061064369234525},null,{"$f":"SUM(AN10:AN409)","v":12.468978047715762},null,{"$f":"SUM(AP10:AP409)","v":2.3025000931134598},null,{"$f":"SUM(AR10:AR409)","v":1.7315282769455214},null,{"$f":"SUM(AT10:AT409)","v":22.582589104881563},null,{"$f":"SUM(AV10:AV409)","v":3.6407316814141581}]
[null,1,1,{"$f":"3.141625/2*SQRT($H$2/$I$2)*((1+($D$8-1)/B10)*(B10/$C$2)^2+(1+($D$8-1)/C10)*(C10/$D$2)^2)","v":34.822630180366467},null,1,1,1,34.822630180366467,{"$f":"1","v":1},{"$f":"ABS(SIN(G10*3.1416*$J$2/$C$2)*SIN(H10*3.1416*$K$2/$D$2))*(1/F10^$N$2)+(1-1/F10^$N$2)","v":0.1609879578727671},{"$f":"$J10*$K10","v":0.1609879578727671},{"$f":"10^(LOG10($I10/22.27)/LOG10(2)*70/20)*$L10","v":29.10891717669762},{"$f":"IF($I10<22.27,M10,0)","v":0},{"$f":"AND($I10>22.27,$I10<44.45)","v":true},{"$f":"IF($O10=TRUE,$L10,0)","v":0.1609879578727671},{"$f":"10^(LOG10(44.45/$I10)/LOG10(2)*70/20)*$L10","v":2.7500921452727605},{"$f":"IF($I10>44.45,Q10,0)","v":0},{"$f":"10^(LOG10($I10/44.548)/LOG10(2)*70/20)*$L10","v":9.1858465008992311E-3},{"$f":"IF($I10<44.528,S10,0)","v":9.1858465008992311E-3},{"$f":"AND($I10>44.548,$I10<89.095)","v":false},{"$f":"IF($U10=TRUE,$L10,0)","v":0},{"$f":"10^(LOG10(89.095/$I10)/LOG10(2)*70/20)*$L10","v":8920.9462874518285},{"$f":"IF($I10>89.095,W10,0)","v":0},{"$f":"10^(LOG10($I10/89.09)/LOG10(2)*70/20)*$L10","v":2.9070951043763542E-6},{"$f":"IF($I10<89.09,Y10,0)","v":2.9070951043763542E-6},{"$f":"AND($I10>89.09,$I10<176.78)","v":false},{"$f":"IF($AA10=TRUE,$L10,0)","v":0},{"$f":"10^(LOG10(176.78/$I10)/LOG10(2)*70/20)*$L10","v":25721502.71202226},{"$f":"IF($I10>176.78,AC10,0)","v":0},{"$f":"10^(LOG10($I10/176.78)/LOG10(2)*70/20)*$L10","v":1.0076053047993242E-9},{"$f":"IF($I10<176.78,AE10,0)","v":1.0076053047993242E-9},{"$f":"AND($I10>176.78,$I10<353.55)","v":false},{"$f":"IF($AG10=TRUE,$L10,0)","v":0},{"$f":"10^(LOG10(353.55/$I10)/LOG10(2)*70/20)*$L10","v":81311789421.114655},{"$f":"IF($I10>353.55,AI10,0)","v":0},{"$f":"10^(LOG10($I10/353.55)/LOG10(2)*70/20)*$L10","v":3.1873757501287752E-13},{"$f":"IF($I10<353.55,AK10,0)","v":3.1873757501287752E-13},{"$f":"AND($I10>353.55,$I10<707.1)","v":false},{"$f":"IF($AM10=TRUE,$L10,0)","v":0},{"$f":"10^(LOG10(707.1/$I10)/LOG10(2)*70/20)*$L10","v":257130455194707.88},{"$f":"IF($I10>707.1,AO10,0)","v":0},{"$f":"10^(LOG10($I10/707.1)/LOG10(2)*70/20)*$L10","v":1.00793671291946E-16},{"$f":"IF($I10<707.1,AQ10,0)","v":1.00793671291946E-16},{"$f":"AND($I10>707.1,$I10<1414.2)","v":false},{"$f":"IF($AS10=TRUE,$L10,0)","v":0},{"$f":"10^(LOG10(1414.2/$I10)/LOG10(2)*70/20)*$L10","v":8.1311789421114701E+17},{"$f":"IF($I10>1414.2,AU10,0)","v":0}]
[null,1,2,77.816563908886351,null,2,2,1,63.205344243334672,{"$f":"IF(ABS(I11-I10)>0.0001,1,$M$2)","v":1},0.2868824804824886,0.2868824804824886,53089.849516513605,0,false,0,4.788318976915E-3,4.788318976915E-3,16.753464426527341,0,true,0.2868824804824886,15.532692776739049,0,5.3020605570682109E-3,5.3020605570682109E-3,false,0,44784.957392229902,0,1.8377053903832583E-6,1.8377053903832583E-6,false,0,141575905.01151142,0,5.813246088809645E-10,5.813246088809645E-10,false,0,447702321636.02557,0,1.8383098239703841E-13,1.8383098239703841E-13,false,0,1415759050115120,0]
[null,1,3,142.82891765728186,null,3,1,2,77.816563908886351,1,0.30105261419423623,0.30105261419423623,625255.35667388653,0,false,0,4.4772763149441327E-4,4.4772763149441327E-4,197.31066241341111,0,true,0.30105261419423623,1.4523710264891969,0,6.244398495959301E-2,6.244398495959301E-2,false,0,4187.5787716882587,0,2.1643217108163105E-5,2.1643217108163105E-5,false,0,13237932.75533223,0,6.8464372941218388E-9,6.8464372941218388E-9,false,0,41862019018.998283,0,2.1650335706945174E-12,2.1650335706945174E-12,false,0,132379327553321.91,0]
[null,1,4,229.85969142555297,null,4,3,1,106.12365589754889,1,0.35024007865422874,0.35024007865422874,26814561.899102453,0,false,0,1.4130173387228586E-5,1.4130173387228586E-5,8461.8211010335308,0,false,0,4.583647062027623E-2,4.583647062027623E-2,2.677958824427876,0,true,0.35024007865422874,132.15895101031089,0,9.2818618608852144E-4,9.2818618608852144E-4,false,0,417785.88580064202,0,2.9361478418697652E-7,2.9361478418697652E-7,false,0,1321154973.4010308,0,9.2849147272963385E-11,9.2849147272963385E-11,false,0,4177858858006.4229,0]
[null,1,5,338.90888521369965,null,5,2,2,106.19927797185454,1,0.53647938552048702,0.53647938552048702,41414723.750491731,0,false,0,2.1465342464082285E-5,2.1465342464082285E-5,13069.166844643234,0,false,0,6.9630818550206988E-2,6.9630818550206988E-2,4.1360707419420475,0,true,0.53647938552048702,200.76449632912846,0,1.433570857153003E-3,1.433570857153003E-3,false,0,634664.33635388582,0,4.534840144664403E-7,4.534840144664403E-7,false,0,2006984852.5574877,0,1.4340423681906954E-10,1.4340423681906954E-10,false,0,6346643363538.8633,0]
[null,1,6,469.97649902172213,null,6,1,3,142.82891765728186,1,0.40199002949205798,0.40199002949205798,973008239.11913526,0,false,0,5.1298014790059485E-7,5.1298014790059485E-7,307050.38852539926,0,false,0,1.6640418226773286E-3,1.6640418226773286E-3,97.173916545596754,0,true,0.40199002949205798,4.7978829684377624,0,3.3680684767440849E-2,3.3680684767440849E-2,false,0,15167.249517440572,0,1.0654270810617908E-5,1.0654270810617908E-5,false,0,47963054.315201789,0,3.3691762569801179E-9,3.3691762569801179E-9,false,0,151672495174.40555,0]
[null,1,7,623.06253284961986,null,7,3,2,149.11758962606876,1,0.65496011420793954,0.65496011420793954,2616280414.0473046,0,false,0,5.0644458211298856E-7,5.0644458211298856E-7,825614.71252480801,0,false,0,1.642841285288222E-3,1.642841285288222E-3,261.28680559238586,0,true,0.65496011420793954,4.7367560809553009,0,9.056255882121815E-2,9.056255882121815E-2,false,0,14974.012883539717,0,2.8647815020569956E-5,2.8647815020569956E-5,false,0,47351986.424691081,0,9.059234545218464E-9,9.059234545218464E-9,false,0,149740128835.3978,0]
[null,1,8,798.16698669739355,null,8,4,1,163.57756514300908,1,0.33724955930720291,0.33724955930720291,3951449175.3938527,0,false,0,8.8906373283892428E-8,8.8906373283892428E-8,1246951.4190768281,0,false,0,2.8840087487289707E-4,2.8840087487289707E-4,394.62953854481742,0,true,0.33724955930720291,0.83153778154981861,0,0.13677943176667101,0.13677943176667101,false,0,2628.6887568772231,0,4.3267680494825058E-5,4.3267680494825058E-5,false,0,8312643.7314086342,0,1.3682441943608836E-8,1.3682441943608836E-8,false,0,26286887568.772297,0]
[null,1,9,995.28986056504255,null,9,2,3,171.21163172025004,1,0.71635107565656408,0.71635107565656408,14264327797.711136,0,false,0,1.1111867073555006E-7,1.1111867073555006E-7,4501367.2199794827,0,false,0,3.6045471962415596E-4,3.6045471962415596E-4,1424.5723142577533,0,true,0.71635107565656408,1.039288518238823,0,0.49375977371896196,0.49375977371896196,false,0,3285.4382610903667,0,1.561919058628145E-4,1.561919058628145E-4,false,0,10389468.016908536,0,4.9392217460910063E-8,4.9392217460910063E-8,false,0,32854382610.903687,0]
[null,1,10,1214.4311544525676,null,10,4,2,206.57149887152897,1,0.63066742883669102,0.63066742883669102,111413428067.38744,0,false,0,1.1026807182336392E-8,1.1026807182336392E-8,35158526.92676872,0,false,0,3.5769548582145424E-5,3.5769548582145424E-5,11126.811393581167,0,false,0,0.10313329003646148,0.10313329003646148,3.8565763358743439,0,true,0.63066742883669102,326.02886602857484,0,1.2199576394582897E-3,1.2199576394582897E-3,false,0,1030993.7996121938,0,3.8578447896107021E-7,3.8578447896107021E-7,false,0,3260288660.2857504,0]
[null,1,11,1455.590868359968,null,11,3,3,214.12994337446429,1,0.87455621779354731,0.87455621779354731,234630002059.15829,0,false,0,1.0068816647794613E-8,1.0068816647794613E-8,74041750.517139047,0,false,0,3.2661950126862953E-5,3.2661950126862953E-5,23432.397920731521,0,false,0,9.4173242579628808E-2,9.4173242579628808E-2,8.1217186233619643,0,true,0.87455621779354731,297.70402435155034,0,2.5691576717759321E-3,2.5691576717759321E-3,false,0,941422.78554913204,0,8.1243899109072266E-7,8.1243899109072266E-7,false,0,2977040243.5155191,0]
[null,1,12,1718.7690022872443,null,12,1,4,229.85969142555297,1,0.4506815580861992,0.4506815580861992,275676596117.64392,0,false,0,2.2757585847329115E-9,2.2757585847329115E-9,86994747.364023089,0,false,0,7.3822690386965103E-6,7.3822690386965103E-6,27531.703707834782,0,false,0,2.1285079741685982E-2,2.1285079741685982E-2,9.5425466694970336,0,true,0.4506815580861992,67.28720095185821,0,3.018610730208936E-3,3.018610730208936E-3,false,0,212780.81238532162,0,9.5456852768842836E-7,9.5456852768842836E-7,false,0,672872009.51858318,0]
[null,1,13,2003.9655562343955,null,13,5,1,235.56707197971537,1,0.25074269915168207,0.25074269915168207,203987611213.08801,0,false,0,9.5200518600307195E-10,9.5200518600307195E-10,64371988.601093002,0,false,0,3.088182752097087E-6,3.088182752097087E-6,20372.15545708155,0,false,0,8.9040667294471802E-3,8.9040667294471802E-3,7.0610321202943629,0,true,0.25074269915168207,28.147873279501834,0,2.2336288270722142E-3,2.2336288270722142E-3,false,0,89011.390853019213,0,7.0633545409585479E-7,7.0633545409585479E-7,false,0,281478732.79501826,0]
[null,1,14,2311.1805302014222,null,14,2,4,258.24240548852111,1,0.80311996623787774,0.80311996623787774,1902015402790.4978,0,false,0,1.0474500687276155E-9,1.0474500687276155E-9,600215440.04275322,0,false,0,3.3977937131921116E-6,3.3977937131921116E-6,189953.46451179718,0,false,0,9.7967589303495951E-3,9.7967589303495951E-3,65.838272101578923,0,true,0.80311996623787774,30.969885705071448,0,2.0826737505986643E-2,2.0826737505986643E-2,false,0,97935.377703115722,0,6.5859926749372424E-6,6.5859926749372424E-6,false,0,309698857.05071539,0]
[null,1,15,2640.4139241883249,null,15,4,3,271.58385261992447,1,0.84211864094351241,0.84211864094351241,3582268434749.4346,0,false,0,6.1146971035262752E-10,6.1146971035262752E-10,1130449743.8663557,0,false,0,1.9835293344028862E-6,1.9835293344028862E-6,357759.61592822906,0,false,0,5.7190519380195372E-3,5.7190519380195372E-3,124.00023869517905,0,true,0.84211864094351241,18.079283783653491,0,3.9225215661792073E-2,3.9225215661792073E-2,false,0,57171.715220891834,0,1.2404102320257202E-5,1.2404102320257202E-5,false,0,180792837.83653575,0]
[null,1,16,2991.6657381951045,null,16,5,2,278.5610057082352,1,0.46889684214388194,0.46889684214388194,2678840124439.9331,0,false,0,2.5350955551629235E-10,2.5350955551629235E-10,845356563.22022343,0,false,0,8.223524917170804E-7,8.223524917170804E-7,267534.61710353423,0,false,0,2.3710648135715886E-3,2.3710648135715886E-3,92.728063490309495,0,true,0.46889684214388194,7.4954999707242926,0,2.9332832957273534E-2,2.9332832957273534E-2,false,0,23702.852109214182,0,9.2758562370236915E-6,9.2758562370236915E-6,false,0,74954999.707242981,0]
[null,1,17,3364.9359722217582,null,17,3,4,301.16071714273539,1,0.98048789759089372,0.98048789759089372,13874032747678.975,0,false,0,2.1402685649350728E-10,2.1402685649350728E-10,4378202541.6820183,0,false,0,6.9427567877415957E-7,6.9427567877415957E-7,1385593.7145962403,0,false,0,2.0017846962714441E-3,2.0017846962714441E-3,480.24970872884063,0,true,0.98048789759089372,6.3281176652853954,0,0.15191824301813997,0.15191824301813997,false,0,20011.265123848905,0,4.8040766606829429E-5,4.8040766606829429E-5,false,0,63281176.652854137,0]
[null,1,18,3760.224626268287,null,18,6,1,322.09217640766764,1,0.10957695148287729,0.10957695148287729,3386645635291.2671,0,false,0,1.0951035447317169E-11,1.0951035447317169E-11,1068717423.2516425,0,false,0,3.5523754789608231E-8,3.5523754789608231E-8,338222.85064228135,0,false,0,1.024246000054232E-4,1.024246000054232E-4,117.22875457307184,0,true,0.10957695148287729,0.32378852823751342,0,3.7083180067062432E-2,3.7083180067062432E-2,false,0,1023.9092294642861,0,1.1726731189407303E-5,1.1726731189407303E-5,false,0,3237885.2823751261,0]
[null,1,19,4177.5317003346918,null,19,1,5,338.90888521369965,1,0.44079885374983196,0.44079885374983196,24619228962321.109,0,false,0,2.4377714074936201E-11,2.4377714074936201E-11,7769043995.8863697,0,false,0,7.9078178615645872E-8,7.9078178615645872E-8,2458711.8632904165,0,false,0,2.2800379244353744E-4,2.2800379244353744E-4,852.19472617010467,0,true,0.44079885374983196,0.72077423181496825,0,0.26957627075248408,0.26957627075248408,false,0,2279.2882512935012,0,8.5247501871208253E-5,8.5247501871208253E-5,false,0,7207742.3181496803,0]
[null,1,20,4616.8571944209734,null,20,5,3,343.57335945663073,1,0.62610934605782498,0.62610934605782498,40992714431024.211,0,false,0,2.9537940368423836E-11,2.9537940368423836E-11,12935994153.709883,0,false,0,9.5817291039361449E-8,9.5817291039361449E-8,4093924.8517607576,0,false,0,2.7626718421051448E-4,2.7626718421051448E-4,1418.963002577407,0,true,0.62610934605782498,0.87334629543203701,0,0.44886308589313029,0.44886308589313029,false,0,2761.7634796355469,0,1.4194297089940839E-4,1.4194297089940839E-4,false,0,8733462.9543203656,0]
[null,2,1,63.205344243334672,null,21,4,4,358.61462638819557,1,0.94412128000640616,0.94412128000640616,101728074270303.27,0,false,0,2.706457819720173E-11,2.706457819720173E-11,32102137960.224197,0,false,0,8.7794021303904485E-8,8.7794021303904485E-8,10159539.253681848,0,false,0,2.5313392596523928E-4,2.5313392596523928E-4,3521.3177686950521,0,false,0,0.8002165625340858,0.8002165625340858,1.1139047016700121,0,true,0.94412128000640616,2530.5069589982709,0,3.5224759536476007E-4,3.5224759536476007E-4,false,0,8002165.6253408706,0]
[null,2,2,106.19927797185454,null,22,6,2,365.08611013618747,1,0.20491239304635941,0.20491239304635941,27182527765822.113,0,false,0,4.7712604412536489E-12,4.7712604412536489E-12,8577939400.7538605,0,false,0,1.547735707439209E-8,1.547735707439209E-8,2714707.4181053624,0,false,0,4.4625409585065903E-5,4.4625409585065903E-5,940.92332629340228,0,false,0,0.14107153643538434,0.14107153643538434,0.29764394636205121,0,true,0.20491239304635941,446.10736815524569,0,9.4123280226506936E-5,9.4123280226506936E-5,false,0,1410715.3643538435,0]
[null,2,3,171.21163172025004,null,23,2,5,367.29159927666785,1,0.78550886804547249,0.78550886804547249,111759543095356.88,0,false,0,1.7053129122510333E-11,1.7053129122510333E-11,35267749798.209885,0,false,0,5.531816422820516E-8,5.531816422820516E-8,11161377.753341379,0,false,0,1.5949724002051923E-4,1.5949724002051923E-4,3868.5571091932356,0,false,0,0.50420872135653827,0.50420872135653827,1.2237475387534347,0,true,0.78550886804547249,1594.4479756078433,0,3.8698295034860229E-4,3.8698295034860229E-4,false,0,5042087.2135653812,0]
[null,2,4,258.24240548852111,null,24,3,5,410.20991093088207,1,0.95898741277313282,0.95898741277313282,493144286536843.25,0,false,0,5.7602100575106705E-12,5.7602100575106705E-12,155620619325.17465,0,false,0,1.8685382821016579E-8,1.8685382821016579E-8,49250108.907866351,0,false,0,5.3875016104736009E-5,5.3875016104736009E-5,17070.191794828297,0,false,0,0.17031174319842243,0.17031174319842243,5.3998440776092398,0,true,0.95898741277313282,538.57302078070552,0,1.7075806295016216E-3,1.7075806295016216E-3,false,0,1703117.431984229,0]
[null,2,5,367.29159927666785,null,25,7,1,423.15287842686581,1,5.5475251446297856E-2,5.5475251446297856E-2,40937242854938.773,0,false,0,2.3220228155263028E-13,2.3220228155263028E-13,12918489092.288738,0,false,0,7.5323442711383551E-10,7.5323442711383551E-10,4088384.9291902934,0,false,0,2.1717787256547966E-6,2.1717787256547966E-6,1417.042853710662,0,false,0,6.8655092350868342E-3,6.8655092350868342E-3,0.44825568179299791,0,true,5.5475251446297856E-2,21.7106464797948,0,1.4175089285775426E-4,1.4175089285775426E-4,false,0,68655.092350868508,0]
[null,2,6,498.35921308469034,null,26,6,3,430.09846388458294,1,0.27361575698142948,0.27361575698142948,243987966721088.97,0,false,0,9.4776422886849412E-13,9.4776422886849412E-13,76994825907.182785,0,false,0,3.0744256309511459E-9,3.0744256309511459E-9,24366973.847774155,0,false,0,8.8644012256471974E-6,8.8644012256471974E-6,8445.6446140901007,0,false,0,2.8022481185253714E-2,2.8022481185253714E-2,2.6716257555350675,0,true,0.27361575698142948,88.6148662346165,0,8.4484224430590173E-4,8.4484224430590173E-4,false,0,280224.81185253756,0]
[null,2,7,651.44524691258812,null,27,5,4,430.60413322490183,1,0.70194759797953332,0.70194759797953332,634548990056872.13,0,false,0,2.3984503936118057E-12,2.3984503936118057E-12,200243436902.18808,0,false,0,7.7802655344868549E-9,7.7802655344868549E-9,63372136.149331063,0,false,0,2.2432611361761571E-5,2.2432611361761571E-5,21964.916271368231,0,false,0,7.0914821409742271E-2,7.0914821409742271E-2,6.9482009615770446,0,true,0.70194759797953332,224.25235551885845,0,2.1972140679155524E-3,2.1972140679155524E-3,false,0,709148.21409742348,0]
[null,2,8,826.54970076036182,null,28,7,2,466.1468121553857,1,0.10374048898855999,0.10374048898855999,235823223932980.56,0,false,0,1.4096020492505594E-13,1.4096020492505594E-13,74418293310.122818,0,false,0,4.5725683009065271E-10,4.5725683009065271E-10,23551564.478757907,0,false,0,1.3183952034114154E-6,1.3183952034114154E-6,8163.0220041290177,0,false,0,4.1677608946032209E-3,4.1677608946032209E-3,2.5822232435457662,0,true,0.10374048898855999,13.179617169927166,0,8.1657068766322906E-4,8.1657068766322906E-4,false,0,41677.608946032284,0]
[null,2,9,1023.6725746280107,null,29,4,5,467.66382017634226,1,0.92341825521968668,0.92341825521968668,2179930820850547.3,0,false,0,1.2082052359006651E-12,1.2082052359006651E-12,687916688256.01599,0,false,0,3.9192628625971936E-9,3.9192628625971936E-9,217708758.40915501,0,false,0,1.1300295630209122E-5,1.1300295630209122E-5,75458.315603128198,0,false,0,3.5722922916569637E-2,3.5722922916569637E-2,23.869862946669897,0,true,0.92341825521968668,112.96580109498542,0,7.5483134347535102E-3,7.5483134347535102E-3,false,0,357229.22916569718,0]
[null,2,10,1242.8138685155357,null,30,1,6,469.97649902172213,1,0.37362635294456764,0.37362635294456764,934093907921000.5,0,false,0,4.6160550019914143E-13,4.6160550019914143E-13,294770265877.71289,0,false,0,1.4973890530713262E-9,1.4973890530713262E-9,93287558.938082173,0,false,0,4.3173779270145017E-6,4.3173779270145017E-6,32333.665010232431,0,false,0,1.3648258765561543E-2,1.3648258765561543E-2,10.228165659263503,0,true,0.37362635294456764,43.159583794532601,0,3.2344299768790382E-3,3.2344299768790382E-3,false,0,136482.58765561582,0]
[null,2,11,1483.973582422936,null,31,2,6,498.35921308469034,1,0.66580666232859376,0.66580666232859376,3291486011415905,0,false,0,4.1599754980925535E-13,4.1599754980925535E-13,1038688078886.2627,0,false,0,1.3494427101066663E-9,1.3494427101066663E-9,328719299.71927369,0,false,0,3.8908085767257402E-6,3.8908085767257402E-6,113934.80374565079,0,false,0,1.2299771565085131E-2,1.2299771565085131E-2,36.0411987536026,0,true,0.66580666232859376,38.895292845443002,0,1.1397227766420583E-2,1.1397227766420583E-2,false,0,122997.71565085111,0]
[null,2,12,1747.1517163502124,null,32,6,4,517.12923765285404,1,0.30675779652828866,0.30675779652828866,2330910240689632.5,0,false,0,1.2469590237717094E-13,1.2469590237717094E-13,735560981137.74023,0,false,0,4.0449751812288696E-10,4.0449751812288696E-10,232787008.47292233,0,false,0,1.1662758270430056E-6,1.1662758270430056E-6,80684.468930025309,0,false,0,3.6868753555029518E-3,3.6868753555029518E-3,25.523061307304218,0,true,0.30675779652828866,11.658923572532355,0,8.0711006591196004E-3,8.0711006591196004E-3,false,0,36868.753555029609,0]
[null,2,13,2032.348270297364,null,33,7,3,531.15916590378117,1,0.13852277064475382,0.13852277064475382,1436874672255493,0,false,0,4.1248671200695157E-14,4.1248671200695157E-14,453431850461.78589,0,false,0,1.3380540024547632E-10,1.3380540024547632E-10,143500058.76069507,0,false,0,3.8579718500696275E-7,3.8579718500696275E-7,49737.423529289779,0,false,0,1.2195966860008831E-3,1.2195966860008831E-3,15.733527490976792,0,true,0.13852277064475382,3.8567033545559841,0,4.9753782500360924E-3,4.9753782500360924E-3,false,0,12195.966860008819,0]
[null,2,14,2339.563244264391,null,34,8,1,538.74917803731012,1,0.20843451791577561,0.20843451791577561,2549826860000560.5,0,false,0,5.2627786707927115E-14,5.2627786707927115E-14,804644088876.82727,0,false,0,1.7071779185868769E-10,1.7071779185868769E-10,254650117.58145535,0,false,0,4.9222560082669911E-7,4.9222560082669911E-7,88262.268735749312,0,false,0,1.5560422285668075E-3,1.5560422285668075E-3,27.92016017379985,0,true,0.20843451791577561,4.920637577675441,0,8.8291298785930141E-3,8.8291298785930141E-3,false,0,15560.422285668099,0]
[null,2,15,2668.7966382512932,null,35,5,5,539.65332701304851,1,0.68655504320113681,0.68655504320113681,8564134013772329,0,false,0,1.7000190264022329E-13,1.7000190264022329E-13,2702567738473.5903,0,false,0,5.5146437359379019E-10,5.5146437359379019E-10,855296399.84654045,0,false,0,1.5900210497767642E-6,1.5900210497767642E-6,296447.53911345598,0,false,0,5.0264348168957982E-3,5.0264348168957982E-3,93.775776373444401,0,true,0.68655504320113681,15.894982531762146,0,2.9654504269068831E-2,2.9654504269068831E-2,false,0,50264.348168958197,0]
[null,2,16,3020.0484522580728,null,36,3,6,541.2775247389045,1,0.81284914084082716,0.81284914084082716,1.0500078031769994E+16,0,false,0,1.9436313200621293E-13,1.9436313200621293E-13,3313489968102.1553,0,false,0,6.3048907792737272E-10,6.3048907792737272E-10,1048638300.6429409,0,false,0,1.8178706613916346E-6,1.8178706613916346E-6,363460.25038979779,0,false,0,5.7467216464305157E-3,5.7467216464305157E-3,114.97402630873358,0,true,0.81284914084082716,18.172729481713272,0,3.6357979489571972E-2,3.6357979489571972E-2,false,0,57467.216464305187,0]
[null,2,17,3393.3186862847265,null,37,8,2,581.74311176583001,1,0.38977919427024693,0.38977919427024693,1.164258221801087E+16,0,false,0,4.0306446057116385E-14,4.0306446057116385E-14,3674027875360.5049,0,false,0,1.3074894269695329E-10,1.3074894269695329E-10,1162739704.9098499,0,false,0,3.7698459062624137E-7,3.7698459062624137E-7,403008.03816299775,0,false,0,1.191737978577698E-3,1.191737978577698E-3,127.48424822986978,0,true,0.38977919427024693,3.768606386430482,0,4.0314059020067773E-2,4.0314059020067773E-2,false,0,11917.379785776999,0]
[null,2,18,3788.6073403312548,null,38,4,6,598.73143398436468,1,0.78270029970625576,0.78270029970625576,3.2671564519960312E+16,0,false,0,5.7917203197939526E-14,5.7917203197939526E-14,10310104453656.258,0,false,0,1.8787598071445935E-10,1.8787598071445935E-10,3262895170.2925544,0,false,0,5.4169730337555037E-7,5.4169730337555037E-7,1130926.3593205351,0,false,0,1.7124340500320489E-3,1.7124340500320489E-3,357.74794313906409,0,true,0.78270029970625576,5.4151919409280103,0,0.11312983285598495,0.11312983285598495,false,0,17124.340500320515,0]
[null,2,19,4205.91441439766,null,39,7,4,618.18993967205233,1,0.15530150880478064,0.15530150880478064,9402517932719678,0,false,0,7.9230736499049735E-15,7.9230736499049735E-15,2967134982302.1597,0,false,0,2.5701434980578362E-11,2.5701434980578362E-11,939025443.13471842,0,false,0,7.4104193462713689E-8,7.4104193462713689E-8,325468.20240580401,0,false,0,2.3426098550787184E-4,2.3426098550787184E-4,102.95593431724424,0,true,0.15530150880478064,0.74079828112057322,0,3.2557525107318373E-2,3.2557525107318373E-2,false,0,2342.6098550787265,0]
[null,2,20,4645.2399084839417,null,40,1,7,623.06253284961986,1,0.25789433903367548,0.25789433903367548,1.7106220440175346E+16,0,false,0,1.2009255020181466E-14,1.2009255020181466E-14,5398177961074.6289,0,false,0,3.8956483393295242E-11,3.8956483393295242E-11,1708390916.575412,0,false,0,1.1232208568063369E-7,1.1232208568063369E-7,592131.90088655695,0,false,0,3.5507683514677656E-4,3.5507683514677656E-4,187.3101355038371,0,true,0.25789433903367548,1.1228515434279427,0,5.9232665702689556E-2,5.9232665702689556E-2,false,0,3550.768351467771,0]
[null,3,1,106.12365589754889,null,41,6,5,626.17843144100084,1,0.30003110325324511,0.30003110325324511,2.1089559750980896E+16,0,false,0,1.3184132448508013E-14,1.3184132448508013E-14,6655192890484.2676,0,false,0,4.2767635121595282E-11,4.2767635121595282E-11,2106205309.2998209,0,false,0,1.2331066764903732E-7,1.2331066764903732E-7,730015.20984029968,0,false,0,3.8981435701924033E-4,3.8981435701924033E-4,230.92700742911876,0,true,0.30003110325324511,1.2327012328148468,0,7.3025531672263944E-2,7.3025531672263944E-2,false,0,3898.1435701924165,0]
[null,3,2,149.11758962606876,null,42,8,3,646.75546551422553,1,0.52046500316716726,0.52046500316716726,5.3278943372861928E+16,0,false,0,1.5704133350320625E-14,1.5704133350320625E-14,16813136420787.307,0,false,0,5.0942194918816282E-11,5.0942194918816282E-11,5320945279.5991621,0,false,0,1.4688013609091834E-7,1.4688013609091834E-7,1844250.875108961,0,false,0,4.6432305412650942E-4,4.6432305412650942E-4,583.39515368537946,0,true,0.52046500316716726,1.4683184211654141,0,0.18448574615497729,0.18448574615497729,false,0,4643.2305412651003,0]
[null,3,3,214.12994337446429,null,43,2,7,651.44524691258812,1,0.45957081922143039,0.45957081922143039,5.1168073909308352E+16,0,false,0,1.2749475947920346E-14,1.2749475947920346E-14,16147013295768.787,0,false,0,4.1357665167715731E-11,4.1357665167715731E-11,5110133649.3957672,0,false,0,1.1924534264606186E-7,1.1924534264606186E-7,1771183.1187130376,0,false,0,3.7696289751194573E-4,3.7696289751194573E-4,560.28150057702612,0,true,0.45957081922143039,1.1920613495143682,0,0.1771765672680346,0.1771765672680346,false,0,3769.6289751194527,0]
[null,3,4,301.16071714273539,null,44,9,1,668.88107523900021,1,0.31595757066023433,0.31595757066023433,4.7823977200567488E+16,0,false,0,6.4476039772408132E-15,6.4476039772408132E-15,15091722957616.27,0,false,0,2.0915200555224231E-11,2.0915200555224231E-11,4776160141.843812,0,false,0,6.0304184160417361E-8,6.0304184160417361E-8,1655427.1954323717,0,false,0,1.9063587297223148E-4,1.9063587297223148E-4,523.66422384761938,0,true,0.31595757066023433,0.60284356232678515,0,0.16559716765027388,0.16559716765027388,false,0,1906.3587297223162,0]
[null,3,5,410.20991093088207,null,45,5,6,670.72094082107094,1,0.58193222306454018,0.58193222306454018,9.094096206999712E+16,0,false,0,1.1501958085021831E-14,1.1501958085021831E-14,28698069156891.555,0,false,0,3.731087718401692E-11,3.731087718401692E-11,9082234973.4328995,0,false,0,1.0757735757545341E-7,1.0757735757545341E-7,3147921.8292131438,0,false,0,3.4007762079805575E-4,3.4007762079805575E-4,995.78770119052137,0,true,0.58193222306454018,1.075419862972905,0,0.31489572017452122,0.31489572017452122,false,0,3400.7762079805589,0]
[null,3,6,541.2775247389045,null,46,3,7,694.36355856680234,1,0.56106639764336252,0.56106639764336252,1.3116756585156123E+17,0,false,0,7.4129073665222661E-15,7.4129073665222661E-15,41392303207126.938,0,false,0,2.4046520973588005E-11,2.4046520973588005E-11,13099648682.407406,0,false,0,6.9332628457458675E-8,6.9332628457458675E-8,4540365.9080609372,0,false,0,2.1917693333330305E-4,2.1917693333330305E-4,1436.2620088574265,0,true,0.56106639764336252,0.69309831990411919,0,0.45418592647583966,0.45418592647583966,false,0,2191.7693333330335,0]
[null,3,7,694.36355856680234,null,47,9,2,711.87500896752022,1,0.59085073118884657,0.59085073118884657,1.8452469597830496E+17,0,false,0,5.8436953861647783E-15,5.8436953861647783E-15,58230112875469.977,0,false,0,1.895619852222636E-11,1.895619852222636E-11,18428402439.665192,0,false,0,5.4655851070968727E-8,5.4655851070968727E-8,6387323.2180227954,0,false,0,1.7278014829348232E-4,1.7278014829348232E-4,2020.5132938849533,0,false,0,0.54637880306906039,0.54637880306906039,0.6389424051325604,0,true,0.59085073118884657,1727.8014829348301,0]
[null,3,8,869.46801241457604,null,48,7,5,727.2391334601989,1,0.15189600248447135,0.15189600248447135,6.0805609181401112E+16,0,false,0,1.1720214454914008E-15,1.1720214454914008E-15,19188312259899.297,0,false,0,3.8018872861925087E-12,3.8018872861925087E-12,6072630173.6630535,0,false,0,1.0961870074271736E-8,1.0961870074271736E-8,2104786.447425155,0,false,0,3.465307922014195E-5,3.465307922014195E-5,665.81083384219767,0,false,0,0.10958265827390025,0.10958265827390025,0.21054787257572635,0,true,0.15189600248447135,346.53079220142035,0]
[null,3,9,1066.590886282225,null,49,8,4,733.78623928249669,1,0.5835069562623364,0.5835069562623364,2.5923783824985773E+17,0,false,0,4.0567682414624946E-15,4.0567682414624946E-15,81807199317411.391,0,false,0,1.3159635994356104E-11,1.3159635994356104E-11,25889971992.794167,0,false,0,3.7942792391225034E-8,3.7942792391225034E-8,8973518.9886888023,0,false,0,1.1994619363830357E-4,1.1994619363830357E-4,2838.6091936627099,0,false,0,0.37930316856463864,0.37930316856463864,0.89764704390681416,0,true,0.5835069562623364,1199.4619363830377,0]
[null,3,10,1285.7321801697499,null,50,4,7,751.81746781226252,1,0.54025626100349566,0.54025626100349566,3.1829602245807744E+17,0,false,0,2.8324021729985408E-15,2.8324021729985408E-15,100444079949742.77,0,false,0,9.1879494631536693E-12,9.1879494631536693E-12,31788087582.010071,0,false,0,2.6491345135307812E-8,2.6491345135307812E-8,11017818.31245942,0,false,0,8.3745444472706394E-5,8.3745444472706394E-5,3485.2860282878228,0,false,0,0.26482634819691114,0.26482634819691114,1.1021442146551543,0,true,0.54025626100349566,837.45444472706504,0]
[null,3,11,1526.8918940771503,null,51,6,6,757.24604524902327,1,0.2543099328068244,0.2543099328068244,1.6290097608067318E+17,0,false,0,1.2262795136618935E-15,1.2262795136618935E-15,51406356067466.961,0,false,0,3.9778935020721926E-12,3.9778935020721926E-12,16268850785.056282,0,false,0,1.146934363292876E-8,1.146934363292876E-8,5638818.0521971853,0,false,0,3.6257323871019943E-5,3.6257323871019943E-5,1783.7373258511325,0,false,0,0.11465572529481612,0.11465572529481612,0.5640672697147523,0,true,0.2543099328068244,362.57323871019963,0]
[null,3,12,1790.0700280044268,null,52,9,3,776.88736271591574,1,0.7889521354654816,0.7889521354654816,6.8063235351709197E+17,0,false,0,2.824718901860908E-15,2.824718901860908E-15,214785877640231.06,0,false,0,9.1630259167739506E-12,9.1630259167739506E-12,67974461941.63633,0,false,0,2.6419483805226629E-8,2.6419483805226629E-8,23560092.114002764,0,false,0,8.3518273711942701E-5,8.3518273711942701E-5,7452.8057680212441,0,false,0,0.26410797117510476,0.26410797117510476,2.3567841185787586,0,true,0.7889521354654816,835.18273711942834,0]
[null,3,13,2075.2665819515778,null,53,1,8,798.16698669739355,1,0.10864428380295493,0.10864428380295493,1.2832665935433803E+17,0,false,0,2.8410795050391939E-16,2.8410795050391939E-16,40495803662040.438,0,false,0,9.2160976156386117E-13,9.2160976156386117E-13,12815928565.993279,0,false,0,2.657250387757029E-9,2.657250387757029E-9,4442027.9163155388,0,false,0,8.4002006565302972E-6,8.4002006565302972E-6,1405.1545773351186,0,false,0,2.6563766877077538E-2,2.6563766877077538E-2,0.44434889289901847,0,true,0.10864428380295493,84.00200656530312,0]
[null,3,14,2382.481555918605,null,54,10,1,813.54857003193661,1,0.35460567959928591,0.35460567959928591,5.2292360202341747E+17,0,false,0,7.4274484067247112E-16,7.4274484067247112E-16,165018022165721.44,0,false,0,2.409369024347334E-12,2.409369024347334E-12,52224156404.624519,0,false,0,6.9468630229488649E-9,6.9468630229488649E-9,18101002.940273035,0,false,0,2.1960686729058442E-5,2.1960686729058442E-5,5725.9223973941134,0,false,0,6.9445789045257694E-2,6.9445789045257694E-2,1.8106956481137193,0,true,0.35460567959928591,219.60686729058457,0]
[null,3,15,2711.7149499055072,null,55,5,7,823.80697464896878,1,0.40167676837263372,0.40167676837263372,6.8523854653891904E+17,0,false,0,7.2727415881674998E-16,7.2727415881674998E-16,216239445349233.06,0,false,0,2.3591841161425577E-12,2.3591841161425577E-12,68434480467.997757,0,false,0,6.8021663494236821E-9,6.8021663494236821E-9,23719535.507089213,0,false,0,2.1503266119565119E-5,2.1503266119565119E-5,7503.2427796389775,0,false,0,6.7999298070556366E-2,6.7999298070556366E-2,2.3727337020872006,0,true,0.40167676837263372,215.03266119565154,0]
[null,3,16,3062.9667639122872,null,56,2,8,826.54970076036182,1,0.19360542266315439,0.19360542266315439,3.432937507706391E+17,0,false,0,3.37252866749656E-16,3.37252866749656E-16,108332566277025.09,0,false,0,1.0940050553340333E-12,1.0940050553340333E-12,34284600013.470638,0,false,0,3.1543126806313481E-9,3.1543126806313481E-9,11883114.795415994,0,false,0,9.9715328193468421E-6,9.9715328193468421E-6,3759.0068010259911,0,false,0,3.1532755472256341E-2,3.1532755472256341E-2,1.1887023231305494,0,true,0.19360542266315439,99.71532819346848,0]
[null,3,17,3436.2369979389409,null,57,8,5,842.83543307064326,1,0.57071160969558976,0.57071160969558976,1.2696615556714529E+18,0,false,0,7.9237717721270266E-16,7.9237717721270266E-16,400664720288101.63,0,false,0,2.5703699599549479E-12,2.5703699599549479E-12,126800556348.49014,0,false,0,7.4110722972155165E-9,7.4110722972155165E-9,43949340.713314503,0,false,0,2.3428162684063798E-5,2.3428162684063798E-5,13902.57297738868,0,false,0,7.4086355474605431E-2,7.4086355474605431E-2,4.3963795945256798,0,true,0.57071160969558976,234.28162684063813,0]
[null,3,18,3831.5256519854693,null,58,10,2,856.54250376045661,1,0.66312392716888768,0.66312392716888768,1.7796086619780352E+18,0,false,0,7.6322291220968328E-16,7.6322291220968328E-16,561587773992749.25,0,false,0,2.4757972626040192E-12,2.4757972626040192E-12,177728755677.78229,0,false,0,7.1383936134734964E-9,7.1383936134734964E-9,61601162.193396516,0,false,0,2.2566160492345285E-5,2.2566160492345285E-5,19486.405005984565,0,false,0,7.1360465200717843E-2,7.1360465200717843E-2,6.1621423227418193,0,true,0.66312392716888768,225.66160492345338,0]
[null,3,19,4248.8327260518736,null,59,7,6,858.30674726822133,1,0.12874885892362339,0.12874885892362339,3.5388565299877952E+17,0,false,0,1.4468061110160521E-16,1.4468061110160521E-16,111675033034879.63,0,false,0,4.6932535067661034E-13,4.6932535067661034E-13,35342408757.318329,0,false,0,1.3531920147562528E-9,1.3531920147562528E-9,12249753.540794373,0,false,0,4.2777618937001664E-6,4.2777618937001664E-6,3874.9862862977129,0,false,0,1.3527470871967647E-2,1.3527470871967647E-2,1.2253782566618068,0,true,0.12874885892362339,42.777618937001769,0]
[null,3,20,4688.1582201381561,null,60,9,4,863.91813648418679,1,0.88451491723886699,0.88451491723886699,2.6225826277852211E+18,0,false,0,9.2144126294542756E-16,9.2144126294542756E-16,827603490316189.75,0,false,0,2.9890373047709888E-12,2.9890373047709888E-12,261916204982.02933,0,false,0,8.6182035698550555E-9,8.6182035698550555E-9,90780709.97935769,0,false,0,2.7244191822930257E-5,2.7244191822930257E-5,28716.823163739271,0,false,0,8.6153699170994316E-2,8.6153699170994316E-2,9.0810568361698625,0,true,0.88451491723886699,272.44191822930247,0]
[null,4,1,163.57756514300908,null,61,3,8,869.46801241457604,1,0.23636291190520242,0.23636291190520242,7.549836425773719E+17,0,false,0,2.2856389813978695E-16,2.2856389813978695E-16,238248774741690.81,0,false,0,7.4143197785593541E-13,7.4143197785593541E-13,75399893369.373215,0,false,0,2.1377490699642796E-9,2.1377490699642796E-9,26133762.33406112,0,false,0,6.757933397525584E-6,6.757933397525584E-6,8266.9394381368747,0,false,0,2.1370461811900932E-2,2.1370461811900932E-2,2.6142357903185189,0,true,0.23636291190520242,67.579333975255764,0]
[null,4,2,206.57149887152897,null,62,6,7,910.33207907692099,1,0.17553657956414226,0.17553657956414226,9.5639155390367526E+17,0,false,0,9.9514426465559946E-17,9.9514426465559946E-17,301806692278768.13,0,false,0,3.2281203917179198E-13,3.2281203917179198E-13,95514415302.468445,0,false,0,9.3075448203403787E-10,9.3075448203403787E-10,33105498.130657218,0,false,0,2.9423363515435919E-6,2.9423363515435919E-6,10472.321000593101,0,false,0,9.3044845131876521E-3,9.3044845131876521E-3,3.3116386750287665,0,true,0.17553657956414226,29.423363515435991,0]
[null,4,3,271.58385261992447,null,63,10,3,921.55485750885202,1,0.88545720738210421,0.88545720738210421,5.5629559835615375E+18,0,false,0,4.3532744137339351E-16,4.3532744137339351E-16,1755491605753100,0,false,0,1.4121463997566051E-12,1.4121463997566051E-12,555570034003.83813,0,false,0,4.0716002855216369E-9,4.0716002855216369E-9,192561747.50082752,0,false,0,1.2871297168362681E-5,1.2871297168362681E-5,60913.399469328557,0,false,0,4.0702615492901925E-2,4.0702615492901925E-2,19.262508234676979,0,true,0.88545720738210421,128.71297168362733,0]
[null,4,4,358.61462638819557,null,64,4,8,926.92192166003622,1,0.22759613400867507,0.22759613400867507,1.5297664410123471E+18,0,false,0,1.0459023658387846E-16,1.0459023658387846E-16,482745532032894.63,0,false,0,3.3927731634756308E-13,3.3927731634756308E-13,152777119963.30551,0,false,0,9.7822833266426112E-10,9.7822833266426112E-10,52952872.541131906,0,false,0,3.0924124877893364E-6,3.0924124877893364E-6,16750.676185739016,0,false,0,9.7790669261619469E-3,9.7790669261619469E-3,5.2970289094876906,0,true,0.22759613400867507,30.924124877893409,0]
[null,4,5,{"$f":"3.141625/2*SQRT($H$2/$I$2)*((1+($D$8-1)/B74)*(B74/$C$2)^2+(1+($D$8-1)/C74)*(C74/$D$2)^2)","v":467.66382017634226},null,65,11,1,972.75166241611896,1,{"$f":"ABS(SIN(G74*3.1416*$J$2/$C$2)*SIN(H74*3.1416*$K$2/$D$2))*(1/F74^$N$2)+(1-1/F74^$N$2)","v":0.31595402260950384},{"$f":"$J74*$K74","v":0.31595402260950384},{"$f":"10^(LOG10($I74/22.27)/LOG10(2)*70/20)*$L74","v":3.7219210817644682E+18},{"$f":"IF($I74<22.27,M74,0)","v":0},{"$f":"AND($I74>22.27,$I74<44.45)","v":false},{"$f":"IF($O74=TRUE,$L74,0)","v":0},{"$f":"10^(LOG10(44.45/$I74)/LOG10(2)*70/20)*$L74","v":8.2845158085487746E-17},{"$f":"IF($I74>44.45,Q74,0)","v":8.2845158085487746E-17},{"$f":"10^(LOG10($I74/44.548)/LOG10(2)*70/20)*$L74","v":1174519668251972},{"$f":"IF($I74<44.528,S74,0)","v":0},{"$f":"AND($I74>44.548,$I74<89.095)","v":false},{"$f":"IF($U74=TRUE,$L74,0)","v":0},{"$f":"10^(LOG10(89.095/$I74)/LOG10(2)*70/20)*$L74","v":2.6873906997133888E-13},{"$f":"IF($I74>89.095,W74,0)","v":2.6873906997133888E-13},{"$f":"10^(LOG10($I74/89.09)/LOG10(2)*70/20)*$L74","v":371706666036.14716},{"$f":"IF($I74<89.09,Y74,0)","v":0},{"$f":"AND($I74>89.09,$I74<176.78)","v":false},{"$f":"IF($AA74=TRUE,$L74,0)","v":0},{"$f":"10^(LOG10(176.78/$I74)/LOG10(2)*70/20)*$L74","v":7.7484747630607475E-10},{"$f":"IF($I74>176.78,AC74,0)","v":7.7484747630607475E-10},{"$f":"10^(LOG10($I74/176.78)/LOG10(2)*70/20)*$L74","v":128834315.72756898},{"$f":"IF($I74<176.78,AE74,0)","v":0},{"$f":"AND($I74>176.78,$I74<353.55)","v":false},{"$f":"IF($AG74=TRUE,$L74,0)","v":0},{"$f":"10^(LOG10(353.55/$I74)/LOG10(2)*70/20)*$L74","v":2.4494772149309059E-6},{"$f":"IF($I74>353.55,AI74,0)","v":2.4494772149309059E-6},{"$f":"10^(LOG10($I74/353.55)/LOG10(2)*70/20)*$L74","v":40754.387832075881},{"$f":"IF($I74<353.55,AK74,0)","v":0},{"$f":"AND($I74>353.55,$I74<707.1)","v":false},{"$f":"IF($AM74=TRUE,$L74,0)","v":0},{"$f":"10^(LOG10(707.1/$I74)/LOG10(2)*70/20)*$L74","v":7.7459270758674544E-3},{"$f":"IF($I74>707.1,AO74,0)","v":7.7459270758674544E-3},{"$f":"10^(LOG10($I74/707.1)/LOG10(2)*70/20)*$L74","v":12.887669019521148},{"$f":"IF($I74<707.1,AQ74,0)","v":0},{"$f":"AND($I74>707.1,$I74<1414.2)","v":true},{"$f":"IF($AS74=TRUE,$L74,0)","v":0.31595402260950384},{"$f":"10^(LOG10(1414.2/$I74)/LOG10(2)*70/20)*$L74","v":24.49477214930905},{"$f":"IF($I74>1414.2,AU74,0)","v":0}]
[null,4,6,598.73143398436468,null,66,9,5,972.96733027233336,{"$f":"IF(ABS(I75-I74)>0.0001,1,$M$2)","v":1},0.86511896182125891,0.86511896182125891,1.021735500189438E+19,0,false,0,2.2625578496654709E-16,2.2625578496654709E-16,3224271590828167,0,false,0,7.3394475468080669E-13,7.3394475468080669E-13,1020402872610.472,0,false,0,2.1161613790400989E-9,2.1161613790400989E-9,353673791.38267076,0,false,0,6.6896895706322853E-6,6.6896895706322853E-6,111878.25835570949,0,false,0,2.1154655882671881E-2,2.1154655882671881E-2,35.379011705680576,0,true,0.86511896182125891,66.896895706323022,0]
[null,4,7,751.81746781226252,null,67,8,6,973.90304687866569,1,0.48374195055122243,0.48374195055122243,5.7773699956866376E+18,0,false,0,1.2510764079860278E-16,1.2510764079860278E-16,1823153834171537.5,0,false,0,4.0583314476666459E-13,4.0583314476666459E-13,576983469659.1366,0,false,0,1.1701268001610037E-9,1.1701268001610037E-9,199983689.53766653,0,false,0,3.6990491977058619E-6,3.6990491977058619E-6,63261.195571075739,0,false,0,1.1697420641769001E-2,1.1697420641769001E-2,20.004946550995573,0,true,0.48374195055122243,36.990491977058603,0]
[null,4,8,926.92192166003622,null,68,1,9,995.28986056504255,1,5.4726064286133413E-2,5.4726064286133413E-2,8.4138682419752499E+17,0,false,0,1.0994595069714288E-17,1.0994595069714288E-17,265514865016848.97,0,false,0,3.5665056619211951E-14,3.5665056619211951E-14,84028942150.73909,0,false,0,1.0283201142527184E-10,1.0283201142527184E-10,29124608.871688128,0,false,0,3.2507645266204592E-7,3.2507645266204592E-7,9213.0392334617718,0,false,0,1.0279820040999736E-3,1.0279820040999736E-3,2.9134188150230909,0,true,5.4726064286133413E-2,3.2507645266204697,0]
[null,4,9,1124.044795527685,null,69,5,8,998.91142849674259,1,0.16921614093449247,0.16921614093449247,2.7138343479693752E+18,0,false,0,3.2590179419407373E-17,3.2590179419407373E-17,856399624829425.63,0,false,0,1.0571836314601487E-13,1.0571836314601487E-13,271029475235.36917,0,false,0,3.0481465494256452E-10,3.0481465494256452E-10,93939388.702152357,0,false,0,9.6359164208454208E-7,9.6359164208454208E-7,29716.013612174695,0,false,0,3.0471443232889129E-3,3.0471443232889129E-3,9.3970285995039475,0,true,0.16921614093449247,9.635916420845426,0]
[null,4,10,1343.1860894152101,null,70,10,4,1008.5856312771231,1,0.99270928272987347,0.99270928272987347,1.7808642443894499E+19,0,false,0,1.7092274730013403E-16,1.7092274730013403E-16,5619839957838446,0,false,0,5.5445147559481452E-13,5.5445147559481452E-13,1778541501560.1875,0,false,0,1.5986336733421059E-9,1.5986336733421059E-9,616446241.84465671,0,false,0,5.0536613689969443E-6,5.0536613689969443E-6,195001.53414783688,0,false,0,1.598108044923496E-2,1.598108044923496E-2,61.664899513426626,0,true,0.99270928272987347,50.536613689969442,0]
[null,4,11,1584.3458033226104,null,71,7,7,1011.3927810961194,1,8.886846875700434E-2,8.886846875700434E-2,1.6466100425210744E+18,0,false,0,1.4814641544503041E-17,1.4814641544503041E-17,519617648627139.31,0,false,0,4.8056797556234573E-14,4.8056797556234573E-14,164446240455.20901,0,false,0,1.3856075452583656E-10,1.3856075452583656E-10,56997414.356184579,0,false,0,4.3802350975278012E-7,4.3802350975278012E-7,18030.093278947639,0,false,0,1.3851519595197645E-3,1.3851519595197645E-3,5.7016161186768191,0,true,8.886846875700434E-2,4.3802350975278097,0]
[null,4,12,1847.5239372498868,null,72,11,2,1015.745596144639,1,0.59084409622085377,0.59084409622085377,1.1508030252878637E+19,0,false,0,9.3698215354941062E-17,9.3698215354941062E-17,3631567563608035,0,false,0,3.0394499611525614E-13,3.0394499611525614E-13,1149302057719.2747,0,false,0,8.7635569030168951E-10,8.7635569030168951E-10,398350521.25794011,0,false,0,2.7703688289759388E-6,2.7703688289759388E-6,126010.92763813703,0,false,0,8.7606754582974424E-3,8.7606754582974424E-3,39.848154140717448,0,true,0.59084409622085377,27.703688289759413,0]
[null,4,13,2132.720491197038,null,73,2,9,1023.6725746280107,1,9.7522505887416469E-2,9.7522505887416469E-2,2.0791520250585224E+18,0,false,0,1.4128952724914513E-17,1.4128952724914513E-17,656114112328109,0,false,0,4.5832510948249211E-14,4.5832510948249211E-14,207644023190.95618,0,false,0,1.3214753420412247E-10,1.3214753420412247E-10,71969857.11341776,0,false,0,4.177497945601326E-7,4.177497945601326E-7,22766.352679060816,0,false,0,1.3210408428774387E-3,1.3210408428774387E-3,7.1993528480508475,0,true,9.7522505887416469E-2,4.1774979456013339,0]
[null,4,14,2439.9354651640651,null,74,3,9,1066.590886282225,1,0.11906021613840287,0.11906021613840287,4.091966292576511E+18,0,false,0,1.0700099074436817E-17,1.0700099074436817E-17,1291294142694933.8,0,false,0,3.4709749372414322E-14,3.4709749372414322E-14,408662922918.51337,0,false,0,1.0007760206694149E-10,1.0007760206694149E-10,141643432.43797332,0,false,0,3.1636910938464895E-7,3.1636910938464895E-7,44806.318462933443,0,false,0,1.0004469669744429E-3,1.0004469669744429E-3,14.169001990972426,0,true,0.11906021613840287,3.1636910938464982,0]
[null,4,15,2769.1688591509674,null,75,11,3,1080.7579498930345,1,0.78894327591451496,0.78894327591451496,3.1611060041873936E+19,0,false,0,6.0818963118211233E-17,6.0818963118211233E-17,9975443040794906,0,false,0,1.972889178163378E-13,1.972889178163378E-13,3156983041795.9951,0,false,0,5.688373487690122E-10,5.688373487690122E-10,1094216991.8302517,0,false,0,1.7982301903516847E-6,1.7982301903516847E-6,346135.60374547815,0,false,0,5.686503158789471E-3,5.686503158789471E-3,109.45768871132177,0,true,0.78894327591451496,17.982301903516891,0]
[null,4,16,3120.4206731577469,null,76,6,8,1085.4365329246948,1,7.3949067821439771E-2,7.3949067821439771E-2,3.115571455651456E+18,0,false,0,5.4214343681868675E-18,5.4214343681868675E-18,983175051839709.38,0,false,0,1.7586437924516691E-14,1.7586437924516691E-14,311150788298.97412,0,false,0,5.0706460524994006E-11,5.0706460524994006E-11,107845520.57157382,0,false,0,1.6029518518648855E-7,1.6029518518648855E-7,34114.964995971954,0,false,0,5.0689788314778621E-4,5.0689788314778621E-4,10.788099168418832,0,true,7.3949067821439771E-2,1.6029518518648873,0]
[null,4,17,3493.6909071844011,null,77,9,6,1104.0349440803559,1,0.73328512499243503,0.73328512499243503,3.7641291135925428E+19,0,false,0,4.4123276216086634E-17,4.4123276216086634E-17,1.187839177841576E+16,0,false,0,1.4313025031787294E-13,1.4313025031787294E-13,3759219641163.8706,0,false,0,4.12683251652575E-10,4.12683251652575E-10,1302953469.4755425,0,false,0,1.3045899390750211E-6,1.3045899390750211E-6,412165.58431871358,0,false,0,4.1254756200173716E-3,4.1254756200173716E-3,130.33820195813129,0,true,0.73328512499243503,13.045899390750234,0]
[null,4,18,3888.9795612309299,null,78,10,5,1117.6348250652698,1,0.97094080306354968,0.97094080306354968,5.7465216131231121E+19,0,false,0,5.0671874866021153E-17,5.0671874866021153E-17,1.8134190678348616E+16,0,false,0,1.6437306464122746E-13,1.6437306464122746E-13,5739026548907.9873,0,false,0,4.7393203497926341E-10,4.7393203497926341E-10,1989158726.3033171,0,false,0,1.4982119147394235E-6,1.4982119147394235E-6,629234.11152931221,0,false,0,4.7377620681785856E-3,4.7377620681785856E-3,198.98129739050364,0,true,0.97094080306354968,14.982119147394265,0]
[null,4,19,4306.2866352973351,null,79,4,9,1124.044795527685,1,0.11464423368673742,0.11464423368673742,7.2517326633200067E+18,0,false,0,5.5982096599890882E-18,5.5982096599890882E-18,2288415701156357.5,0,false,0,1.81598743040311E-14,1.81598743040311E-14,724227438479.23608,0,false,0,5.2359832814836817E-11,5.2359832814836817E-11,251018760.20304897,0,false,0,1.6552188834499375E-7,1.6552188834499375E-7,79405.210084511185,0,false,0,5.2342616978225879E-4,5.2342616978225879E-4,25.110132195122635,0,true,0.11464423368673742,1.6552188834499386,0]
[null,4,20,4745.6121293836168,null,80,8,7,1126.9890807065635,1,0.33390126156004146,0.33390126156004146,2.1772918740703818E+19,0,false,0,1.5816339601059568E-17,1.5816339601059568E-17,6870839207607696,0,false,0,5.1306177608515644E-14,5.1306177608515644E-14,2174452079232.7759,0,false,0,1.4792959670177409E-10,1.4792959670177409E-10,753669684.47937465,0,false,0,4.6764064879238169E-7,4.6764064879238169E-7,238409.6693888671,0,false,0,1.4788095766627935E-3,1.4788095766627935E-3,75.391757147654388,0,true,0.33390126156004146,4.6764064879238196,0]
[null,5,1,235.56707197971537,null,81,12,1,1146.4903523915473,1,0.20842819524662767,0.20842819524662767,1.6591376959972727E+19,0,false,0,8.0875507446728414E-18,8.0875507446728414E-18,5235709767825689,0,false,0,2.623497758585513E-14,2.623497758585513E-14,1656973718480.0032,0,false,0,7.5642541203682663E-11,7.5642541203682663E-11,574310591.40106416,0,false,0,2.3912406870213899E-7,2.3912406870213899E-7,181672.68903357259,0,false,0,7.5617670046534383E-4,7.5617670046534383E-4,57.449948599358379,0,true,0.20842819524662767,2.3912406870213916,0]
[null,5,2,278.5610057082352,null,82,11,4,1167.7887236613053,1,0.88450498456407245,0.88450498456407245,8.7210543790033928E+19,0,false,0,2.7708823618169452E-17,2.7708823618169452E-17,2.7520868043710848E+16,0,false,0,8.9883870840861419E-14,8.9883870840861419E-14,8709679695848.0859,0,false,0,2.5915952782411281E-10,2.5915952782411281E-10,3018793382.9299917,0,false,0,8.1926492354819968E-7,8.1926492354819968E-7,954940.27051758941,0,false,0,2.5907431654960326E-3,2.5907431654960326E-3,301.97862842529179,0,true,0.88450498456407245,8.1926492354820315,0]
[null,5,3,343.57335945663073,null,83,7,8,1186.4972349438929,1,3.7438011151959681E-2,3.7438011151959681E-2,4.4405275062854369E+18,0,false,0,9.7493909811053558E-19,9.7493909811053558E-19,1401288952390594.8,0,false,0,3.1625774222623804E-15,3.1625774222623804E-15,443473582201.9856,0,false,0,9.1185666993784801E-12,9.1185666993784801E-12,153708880.48774052,0,false,0,2.8825958715689593E-8,2.8825958715689593E-8,48623.003066030979,0,false,0,9.1155685279561616E-5,9.1155685279561616E-5,15.375943636600779,0,true,3.7438011151959681E-2,0.28825958715689726,0]
[null,5,4,430.60413322490183,null,84,12,2,1189.4842861200673,1,0.38976737067734707,0.38976737067734707,4.7601806587656077E+19,0,false,0,9.8576645802186868E-18,9.8576645802186868E-18,1.5021612993208334E+16,0,false,0,3.1976999894716197E-14,3.1976999894716197E-14,4753972057786.6152,0,false,0,9.21983456700325E-11,9.21983456700325E-11,1647736758.622894,0,false,0,2.9146090537676146E-7,2.9146090537676146E-7,521231.49431774579,0,false,0,9.2168030988538365E-4,9.2168030988538365E-4,164.82787102571871,0,true,0.38976737067734707,2.9146090537676175,0]
[null,5,5,539.65332701304851,null,85,5,9,1196.0343023643914,1,8.5237189503941269E-2,8.5237189503941269E-2,1.1096244453773832E+19,0,false,0,2.0224078406340731E-18,2.0224078406340731E-18,3501621089856859.5,0,false,0,6.5604317108539992E-15,6.5604317108539992E-15,1108177186142.5356,0,false,0,1.8915500285000393E-11,1.8915500285000393E-11,384096553.8877219,0,false,0,5.9796396547628448E-8,5.9796396547628448E-8,121501.94483281023,0,false,0,1.8909280896113492E-4,1.8909280896113492E-4,38.422288581180652,0,true,8.5237189503941269E-2,0.59796396547628494,0]
[null,5,6,670.72094082107094,null,86,1,10,1214.4311544525676,1,0.21098376891477474,0.21098376891477474,3.2799915876504629E+19,0,false,0,4.1919092836015023E-18,4.1919092836015023E-18,1.0350608050964232E+16,0,false,0,1.359801620653356E-14,1.359801620653356E-14,3275713565356.3442,0,false,0,3.9206761196001077E-11,3.9206761196001077E-11,1135369242.1301897,0,false,0,1.2394189973835033E-7,1.2394189973835033E-7,359153.36814632849,0,false,0,3.9193870070141447E-4,3.9193870070141447E-4,113.57426726633629,0,true,0.21098376891477474,1.2394189973835041,0]
[null,5,7,823.80697464896878,null,87,2,10,1242.8138685155357,1,0.37597561809965446,0.37597561809965446,7.6460432891319124E+19,0,false,0,5.7104341090180653E-18,5.7104341090180653E-18,2.4128475671853776E+16,0,false,0,1.8523916026650146E-14,1.8523916026650146E-14,7636070719758.2197,0,false,0,5.3409463633577148E-11,5.3409463633577148E-11,2646678243.6764507,0,false,0,1.68840021078484E-7,1.68840021078484E-7,837228.42784832499,0,false,0,5.3391902679884786E-4,5.3391902679884786E-4,264.75487538426489,0,true,0.37597561809965446,1.6884002107848415,0]
[null,5,8,998.91142849674259,null,88,10,6,1248.7024388732923,1,0.82298097666920722,0.82298097666920722,1.7682149536159872E+20,0,false,0,1.1831261332901411E-17,1.1831261332901411E-17,5.5799228277421736E+16,0,false,0,3.8379094695079778E-14,3.8379094695079778E-14,17659087089838.836,0,false,0,1.106573177862307E-10,1.106573177862307E-10,6120676892.4926863,0,false,0,3.4981410777115351E-7,3.4981410777115351E-7,1936164.588314679,0,false,0,1.1062093382164539E-3,1.1062093382164539E-3,612.26900240366092,0,true,0.82298097666920722,3.4981410777115416,0]
[null,5,9,1196.0343023643914,null,89,12,3,1254.4966398684628,1,0.52044921534060662,0.52044921534060662,1.1800480505204844E+20,0,false,0,7.0899559629534478E-18,7.0899559629534478E-18,3.723855542261156E+16,0,false,0,2.2998908031001079E-14,2.2998908031001079E-14,11785089392961.676,0,false,0,6.6312076794480778E-11,6.6312076794480778E-11,4084736881.1588435,0,false,0,2.0962825091355956E-7,2.0962825091355956E-7,1292132.0698341636,0,false,0,6.6290273480412232E-4,6.6290273480412232E-4,408.60803784236958,0,true,0.52044921534060662,2.0962825091356021,0]
[null,5,10,1415.1755962519162,null,90,9,7,1257.1209779082535,1,0.50614760212379106,0.50614760212379106,1.1758464698093733E+20,0,false,0,6.7296156510659398E-18,6.7296156510659398E-18,3.7105966926656184E+16,0,false,0,2.1830010264038054E-14,2.1830010264038054E-14,11743128386161.494,0,false,0,6.2941828155576982E-11,6.2941828155576982E-11,4070193107.5537734,0,false,0,1.9897409315724596E-7,1.9897409315724596E-7,1287531.4121080295,0,false,0,6.2921132974342155E-4,6.2921132974342155E-4,407.15318212742642,0,true,0.50614760212379106,1.9897409315724628,0]
[null,5,11,1656.3353101593168,null,91,11,5,1276.8379174494521,1,0.86510924695366442,0.86510924695366442,2.4083858408608793E+20,0,false,0,9.5984776108516446E-18,9.5984776108516446E-18,7.600098112477048E+16,0,false,0,3.1136230600456136E-14,3.1136230600456136E-14,24052446351459.516,0,false,0,8.9774180229992348E-11,8.9774180229992348E-11,8336628719.3865261,0,false,0,2.8379754169271266E-7,2.8379754169271266E-7,2637140.5640119896,0,false,0,8.9744662610557048E-4,8.9744662610557048E-4,833.93706922989452,0,true,0.86510924695366442,2.8379754169271307,0]
[null,5,12,1919.5134440865934,null,92,6,9,1282.5594067923437,1,3.7249464931220645E-2,3.7249464931220645E-2,1.0923228778034106E+19,0,false,0,3.9235172016581688E-19,3.9235172016581688E-19,3447022856952932,0,false,0,1.2727386707405949E-15,1.2727386707405949E-15,1090898184630.0499,0,false,0,3.6696500703290778E-12,3.6696500703290778E-12,378107615.45931542,0,false,0,1.1600636911011861E-8,1.1600636911011861E-8,119607.45330673491,0,false,0,3.668443494741757E-5,3.668443494741757E-5,37.82319775815192,0,true,3.7249464931220645E-2,0.11600636911011891,0]
[null,5,13,2204.7099980337448,null,93,3,10,1285.7321801697499,1,0.45900931222369701,0.45900931222369701,1.385250329457966E+20,0,false,0,4.6978726962966715E-18,4.6978726962966715E-18,4.3714085324710432E+16,0,false,0,1.5239296639928489E-14,1.5239296639928489E-14,13834435773264.307,0,false,0,4.3939016918483865E-11,4.3939016918483865E-11,4795044666.0867462,0,false,0,1.3890168591808782E-7,1.3890168591808782E-7,1516824.9925513344,0,false,0,4.3924569833849413E-4,4.3924569833849413E-4,479.6621788330151,0,true,0.45900931222369701,1.38901685918088,0]
[null,5,14,2511.9249720007715,null,94,8,8,1302.0935345543373,1,0.14066405474048385,0.14066405474048385,4.9174521934553055E+19,0,false,0,1.2428325843259588E-18,1.2428325843259588E-18,1.551791183106981E+16,0,false,0,4.0315895407814115E-15,4.0315895407814115E-15,4911038466605.1904,0,false,0,1.1624163846029674E-11,1.1624163846029674E-11,1702176307.7429461,0,false,0,3.674674739758194E-8,3.674674739758194E-8,538452.45354520401,0,false,0,1.1620341837922394E-4,1.1620341837922394E-4,170.27361649088502,0,true,0.14066405474048385,0.36746747397581947,0]
[null,5,15,2841.1583659876737,null,95,13,1,1334.7646399582216,1,5.5467532424432135E-2,5.5467532424432135E-2,2.5865975487012618E+19,0,false,0,3.6739677810148862E-19,3.6739677810148862E-19,8162477462745526,0,false,0,1.1917880385426729E-15,1.1917880385426729E-15,2583223905298.9678,0,false,0,3.4362474874049653E-12,3.4362474874049653E-12,895350862.97841048,0,false,0,1.0862795818072929E-8,1.0862795818072929E-8,283227.92813031358,0,false,0,3.4351176542462646E-5,3.4351176542462646E-5,89.564534986226406,0,true,5.5467532424432135E-2,0.10862795818072969,0]
[null,5,16,3192.4101799944538,null,96,12,4,1341.5274136367339,1,0.58348925611618563,0.58348925611618563,2.885638674925063E+20,0,false,0,3.644267858456875E-18,3.644267858456875E-18,9.1061559466524672E+16,0,false,0,1.182153764493446E-14,1.182153764493446E-14,28818749986307.051,0,false,0,3.4084692676846961E-11,3.4084692676846961E-11,9988639628.6708202,0,false,0,1.07749822568796E-7,1.07749822568796E-7,3159724.1079969602,0,false,0,3.4073485679641038E-4,3.4073485679641038E-4,999.1924959014226,0,true,0.58348925611618563,1.0774982256879619,0]
[null,5,17,3565.680414021107,null,97,4,10,1343.1860894152101,1,0.44198450634248987,0.44198450634248987,2.2174581718529727E+20,0,false,0,2.7211041700335444E-18,2.7211041700335444E-18,6.9975912415979904E+16,0,false,0,8.8269130127720185E-15,8.8269130127720185E-15,22145659889793.395,0,false,0,2.5450379329842462E-11,2.5450379329842462E-11,7675732503.4347019,0,false,0,8.0454703907653358E-8,8.0454703907653358E-8,2428078.0906364322,0,false,0,2.5442011282263344E-4,2.5442011282263344E-4,767.8257103163894,0,true,0.44198450634248987,0.80454703907653258,0]
[null,5,18,3960.9690680676363,null,98,13,2,1377.7585736867416,1,0.10372605417155627,0.10372605417155627,6.9929421496052408E+19,0,false,0,4.7522829694096822E-19,4.7522829694096822E-19,2.2067496632050676E+16,0,false,0,1.5415796589124978E-15,1.5415796589124978E-15,6983821405963.6133,0,false,0,4.4447914043928385E-12,4.4447914043928385E-12,2420607253.5523911,0,false,0,1.4051043080225907E-8,1.4051043080225907E-8,765714.99016624223,0,false,0,4.4433299634661768E-5,4.4433299634661768E-5,242.14034074587636,0,true,0.10372605417155627,0.14051043080225906,0]
[null,5,19,4378.276142134041,null,99,7,9,1383.6201088115417,1,1.8858194221824311E-2,1.8858194221824311E-2,1.3356999731875185E+19,0,false,0,8.2238996913826337E-20,8.2238996913826337E-20,4215043400782328,0,false,0,2.667727608557634E-16,2.667727608557634E-16,1333957848517.1233,0,false,0,7.6917807491980696E-13,7.6917807491980696E-13,462352608.45822376,0,false,0,2.4315548883535843E-9,2.4315548883535843E-9,146256.82151425694,0,false,0,7.6892517029137458E-6,7.6892517029137458E-6,46.250467932176768,0,true,1.8858194221824311E-2,2.4315548883535841E-2,0]
[null,5,20,4817.6016362203227,null,100,10,7,1401.7884727011901,1,0.56805986339749115,0.56805986339749115,4.6824769254952881E+20,0,false,0,2.1286246025217356E-18,2.1286246025217356E-18,1.477640477675864E+17,0,false,0,6.9049852667251176E-15,6.9049852667251176E-15,46763696718199.023,0,false,0,1.9908941444291061E-11,1.9908941444291061E-11,16208396077.015387,0,false,0,6.293690039963541E-8,6.293690039963541E-8,5127230.7081243629,0,false,0,1.9902395413401002E-4,1.9902395413401002E-4,1621.3727126830981,0,true,0.56805986339749115,0.62936900399635642,0]
[null,6,1,322.09217640766764,null,101,11,6,1407.9055312574746,1,0.73327689055507705,0.73327689055507705,6.3582277266409469E+20,0,false,0,2.6120797434280395E-18,2.6120797434280395E-18,2.0064540209499939E+17,0,false,0,8.4732517525704455E-15,8.4732517525704455E-15,63499348273335.227,0,false,0,2.4430678193853157E-11,2.4430678193853157E-11,22009008262.300652,0,false,0,7.7231186021846738E-8,7.7231186021846738E-8,6962148.6593514467,0,false,0,2.4422645422519397E-4,2.4422645422519397E-4,2201.6247172238382,0,true,0.73327689055507705,0.7723118602184661,0]
[null,6,2,365.08611013618747,null,102,5,10,1415.1755962519162,1,0.3286124030264157,0.3286124030264157,3.0252336657636708E+20,0,false,0,1.1025428851909273E-18,1.1025428851909273E-18,9.546673245992064E+16,0,false,0,3.5765077454977032E-15,3.5765077454977032E-15,30212879187331.324,0,false,0,1.0312039856666797E-11,1.0312039856666797E-11,10471847755.028,0,false,0,3.2598811302557517E-8,3.2598811302557517E-8,3312578.1925159795,0,false,0,1.0308649273012215E-4,1.0308649273012215E-4,1047.5292015754228,0,false,0,0.32598811302557557,0.32598811302557557]
[null,6,3,430.09846388458294,null,103,9,8,1432.2254317560275,1,0.2132270290901645,0.2132270290901645,2.2562568208900483E+20,0,false,0,6.2241850037692411E-19,6.2241850037692411E-19,7.1200274120448584E+16,0,false,0,2.0190458053281601E-15,2.0190458053281601E-15,22533140337751.848,0,false,0,5.8214555366726243E-12,5.8214555366726243E-12,7810034045.3007689,0,false,0,1.8403005921619907E-8,1.8403005921619907E-8,2470561.9358196552,0,false,0,5.8195414505885048E-5,5.8195414505885048E-5,781.26028177048806,0,false,0,0.18403005921619903,0.18403005921619903]
[null,6,4,517.12923765285404,null,104,13,3,1442.7709274351371,1,0.13850349609857998,0.13850349609857998,1.596062331522299E+20,0,false,0,3.7124288348501001E-19,3.7124288348501001E-19,5.0366640209371032E+16,0,false,0,1.2042643112382172E-15,1.2042643112382172E-15,15939806218426.709,0,false,0,3.4722199584449222E-12,3.4722199584449222E-12,5524770510.2532949,0,false,0,1.0976513357164919E-8,1.0976513357164919E-8,1747660.4644231144,0,false,0,3.4710782975902387E-5,3.4710782975902387E-5,552.65876442047079,0,false,0,0.1097651335716491,0.1097651335716491]
[null,6,5,626.17843144100084,null,105,12,5,1450.5766074248804,1,0.57069429768449353,0.57069429768449353,7.0022474565214405E+20,0,false,0,1.436667029291887E-18,1.436667029291887E-18,2.2096861214888829E+17,0,false,0,4.66036362574125E-15,4.66036362574125E-15,69931145761687.453,0,false,0,1.3437089718511655E-11,1.3437089718511655E-11,24238282859.785225,0,false,0,4.2477837389864665E-8,4.2477837389864665E-8,7667339.0507236226,0,false,0,1.343267162302344E-4,1.343267162302344E-4,2424.6254993039934,0,false,0,0.42477837389864781,0.42477837389864781]
[null,6,6,757.24604524902327,null,106,1,11,1455.590868359968,1,0.33982031063306894,0.33982031063306894,4.3401797152020044E+20,0,false,0,8.2182143691262889E-19,8.2182143691262889E-19,1.3696223878117205E+17,0,false,0,2.6658833629179874E-15,2.6658833629179874E-15,43345189123963.289,0,false,0,7.6864632898508463E-12,7.6864632898508463E-12,15023534122.804129,0,false,0,2.4298739129473742E-8,2.4298739129473742E-8,4752421.2224939624,0,false,0,7.683935991939408E-5,7.683935991939408E-5,1502.8475463602754,0,false,0,0.24298739129473779,0.24298739129473779]
[null,6,7,910.33207907692099,null,107,2,11,1483.973582422936,1,0.60556388764054181,0.60556388764054181,9.6812205115366808E+20,0,false,0,1.1699743426587439E-18,1.1699743426587439E-18,3.055084633361945E+17,0,false,0,3.7952467470940463E-15,3.7952467470940463E-15,96685935044009.813,0,false,0,1.0942723602706118E-11,1.0942723602706118E-11,33511549348.06546,0,false,0,3.4592552668426469E-8,3.4592552668426469E-8,10600767.903116629,0,false,0,1.0939125651156351E-4,1.0939125651156351E-4,3352.2571520655638,0,false,0,0.34592552668426602,0.34592552668426602]
[null,6,8,1085.4365329246948,null,108,8,9,1499.2164084219862,1,7.0854994234556656E-2,7.0854994234556656E-2,1.2756805848080666E+20,0,false,0,1.2155854733538013E-19,1.2155854733538013E-19,4.0256413404498136E+16,0,false,0,3.9432034065609404E-16,3.9432034065609404E-16,12740167421316.049,0,false,0,1.136932269826311E-12,1.136932269826311E-12,4415768943.5150146,0,false,0,3.5941133900772526E-9,3.5941133900772526E-9,1396848.0298478138,0,false,0,1.1365584481553297E-5,1.1365584481553297E-5,441.72213194379771,0,false,0,3.594113390077245E-2,3.594113390077245E-2]
[null,6,9,1282.5594067923437,null,109,6,10,1501.7007006798685,1,0.14360675491219269,0.14360675491219269,2.6357647028124349E+20,0,false,0,2.416738232177896E-19,2.416738232177896E-19,8.3176333305538512E+16,0,false,0,7.8395889378288813E-16,7.8395889378288813E-16,26323269317513.234,0,false,0,2.2603656790214968E-12,2.2603656790214968E-12,9123700756.8342438,0,false,0,7.1455536702140557E-9,7.1455536702140557E-9,2886116.4590193033,0,false,0,2.2596224740852083E-5,2.2596224740852083E-5,912.67016030010086,0,false,0,7.1455536702140623E-2,7.1455536702140623E-2]
[null,6,10,1501.7007006798685,null,110,3,11,1526.8918940771503,1,0.73930183286438134,0.73930183286438134,1.6464771861063561E+21,0,false,0,1.0253552551727039E-18,1.0253552551727039E-18,5.1957572337706067E+17,0,false,0,3.3261209711374403E-15,3.3261209711374403E-15,164432972141912.31,0,false,0,9.5901070158850696E-12,9.5901070158850696E-12,56992815530.765068,0,false,0,3.0316609839328306E-8,3.0316609839328306E-8,18028638.524337832,0,false,0,9.5869538026948812E-5,9.5869538026948812E-5,5701.156084876452,0,false,0,0.30316609839328379,0.30316609839328379]
[null,6,11,1742.8604145872691,null,111,13,4,1529.8017012034079,1,0.15527989960588581,0.15527989960588581,3.5355969701930769E+20,0,false,0,2.1064649800227082E-19,2.1064649800227082E-19,1.1157217171663467E+17,0,false,0,6.8331022927658735E-16,6.8331022927658735E-16,35309855673107.25,0,false,0,1.9701683374343746E-12,1.9701683374343746E-12,12238470573.034033,0,false,0,6.2281708332202032E-9,6.2281708332202032E-9,3871417.1250738194,0,false,0,1.9695205489604645E-5,1.9695205489604645E-5,1224.2495887814162,0,false,0,6.228170833220234E-2,6.228170833220234E-2]
[null,6,12,2006.0385485145455,null,112,14,1,1537.574525116142,1,0.10958438420369095,0.10958438420369095,2.6465924370210924E+20,0,false,0,1.4015118984673666E-19,1.4015118984673666E-19,8.3518022086984176E+16,0,false,0,4.5463248891290737E-16,4.5463248891290737E-16,26431405435797.734,0,false,0,1.3108285174853319E-12,1.3108285174853319E-12,9161180963.8834229,0,false,0,4.1438408002165785E-9,4.1438408002165785E-9,2897972.639459149,0,false,0,1.310397518981915E-5,1.310397518981915E-5,916.41941375408567,0,false,0,4.1438408002165875E-2,4.1438408002165875E-2]
[null,6,13,2291.2351024616969,null,113,11,7,1560.9915650853723,1,0.50614191833097766,0.50614191833097766,1.4572468100192781E+21,0,false,0,5.429977293388345E-19,5.429977293388345E-19,4.598606478387977E+17,0,false,0,1.7614150078449946E-15,1.7614150078449946E-15,145534615443077.44,0,false,0,5.0786362165423073E-12,5.0786362165423073E-12,50442605173.673393,0,false,0,1.6054777328111601E-8,1.6054777328111601E-8,15956598.852554407,0,false,0,5.076966368366521E-5,5.076966368366521E-5,5045.9196083701081,0,false,0,0.16054777328111638,0.16054777328111638]
[null,6,14,2598.4500764287236,null,114,10,8,1576.8929265489637,1,0.23930908001809995,0.23930908001809995,7.7516980219902847E+20,0,false,0,2.2819599702326635E-19,2.2819599702326635E-19,2.4461888334454448E+17,0,false,0,7.4023855380822221E-16,7.4023855380822221E-16,77415876494270.453,0,false,0,2.1343081054196293E-12,2.1343081054196293E-12,26832506344.181103,0,false,0,6.7470556899673236E-9,6.7470556899673236E-9,8487974.3714382648,0,false,0,2.1336063480295663E-5,2.1336063480295663E-5,2684.133173488091,0,false,0,6.7470556899673365E-2,6.7470556899673365E-2]
[null,6,15,2927.6834704156263,null,115,14,2,1580.568458844662,1,0.20492629247126729,0.20492629247126729,6.8201076041405943E+20,0,false,0,1.9019130230167522E-19,1.9019130230167522E-19,2.1522085892429514E+17,0,false,0,6.1695619730060019E-16,6.1695619730060019E-16,68112122848694.313,0,false,0,1.7788517037018413E-12,1.7788517037018413E-12,23607805675.215664,0,false,0,5.6233734382552439E-9,5.6233734382552439E-9,7467899.0835524239,0,false,0,1.778266819857872E-5,1.778266819857872E-5,2361.5570440309775,0,false,0,5.6233734382552324E-2,5.6233734382552324E-2]
[null,6,16,3278.9352844224059,null,116,12,6,1581.644221232903,1,0.48372727668464366,0.48372727668464366,1.6226680456607493E+21,0,false,0,4.4540797007180892E-19,4.4540797007180892E-19,5.1206231749788237E+17,0,false,0,1.4448463422739088E-15,1.4448463422739088E-15,162055163472192.72,0,false,0,4.1658830704459767E-12,4.1658830704459767E-12,56168662022.405502,0,false,0,1.3169347482126919E-8,1.3169347482126919E-8,17767932.581800997,0,false,0,4.1645133341724806E-5,4.1645133341724806E-5,5618.7136270806959,0,false,0,0.13169347482126972,0.13169347482126972]
[null,6,17,3652.2055184490596,null,117,4,11,1584.3458033226104,1,0.71188088549588269,0.71188088549588269,2.4358690590576256E+21,0,false,0,6.4260964297104276E-19,6.4260964297104276E-19,7.6868263896485683E+17,0,false,0,2.0845432828850477E-15,2.0845432828850477E-15,243269200757389.28,0,false,0,6.0103024921777146E-12,6.0103024921777146E-12,84317618920.837769,0,false,0,1.8999996076152024E-8,1.8999996076152024E-8,26672342.094348293,0,false,0,6.008326313490254E-5,6.008326313490254E-5,8434.5351549326115,0,false,0,0.18999996076152084,0.18999996076152084]
[null,6,18,4047.4941724955884,null,118,7,10,1602.7614026990668,1,7.2703435625197502E-2,7.2703435625197502E-2,2.8454764736254607E+20,0,false,0,5.7377468364280397E-20,5.7377468364280397E-20,8.9794168398568016E+16,0,false,0,1.8612515012181308E-16,1.8612515012181308E-16,28417651800241.719,0,false,0,5.366491848928317E-13,5.366491848928317E-13,9849618150.0076332,0,false,0,1.6964757465209561E-9,1.6964757465209561E-9,3115747.1968267504,0,false,0,5.364727354240695E-6,5.364727354240695E-6,985.28577552574802,0,false,0,1.6964757465209587E-2,1.6964757465209587E-2]
[null,6,19,4464.8012465619931,null,119,9,9,1629.3483056236764,1,0.10740625915205493,0.10740625915205493,5.0898319928898126E+20,0,false,0,7.000712579710237E-20,7.000712579710237E-20,1.6061887537156342E+17,0,false,0,2.2709413939033324E-16,2.2709413939033324E-16,50831934347846.805,0,false,0,6.5477386972153873E-13,6.5477386972153873E-13,17618455834.14085,0,false,0,2.0698959780589065E-9,2.0698959780589065E-9,5573277.4145764541,0,false,0,6.5455858102880586E-6,6.5455858102880586E-6,1762.4250662036163,0,false,0,2.0698959780589114E-2,2.0698959780589114E-2]
[null,6,20,4904.1267406482748,null,120,13,5,1638.8508949915547,1,0.15187486713971987,0.15187486713971987,7.7005763040115543E+20,0,false,0,9.2519889777899255E-20,9.2519889777899255E-20,2.4300564486039437E+17,0,false,0,3.0012265903465883E-16,3.0012265903465883E-16,76905326084026.234,0,false,0,8.6533485793516349E-13,8.6533485793516349E-13,26655548493.385456,0,false,0,2.7355293559223867E-9,2.7355293559223867E-9,8431996.9803175461,0,false,0,8.6505033709681923E-6,8.6505033709681923E-6,2666.4315681465305,0,false,0,2.7355293559223975E-2,2.7355293559223975E-2]
[null,7,1,423.15287842686581,null,121,14,3,1645.5808125930573,1,0.27363431662836557,0.27363431662836557,1.4551268115547947E+21,0,false,0,1.5893765222726803E-19,1.5893765222726803E-19,4.5919164389204902E+17,0,false,0,5.1557336397268863E-16,5.1557336397268863E-16,145322892103458.03,0,false,0,1.4865375546900612E-12,1.4865375546900612E-12,50369221416.867599,0,false,0,4.6992988693868493E-9,4.6992988693868493E-9,15933385.238475414,0,false,0,1.4860487833116586E-5,1.4860487833116586E-5,5038.5788190487319,0,false,0,4.6992988693868608E-2,4.6992988693868608E-2]
[null,7,2,466.1468121553857,null,122,5,11,1656.3353101593168,1,0.52927848169886338,0.52927848169886338,3.0360374128731777E+21,0,false,0,2.8500197503583256E-19,2.8500197503583256E-19,9.5807664284970842E+17,0,false,0,9.2450986250868924E-16,9.2450986250868924E-16,303207757474833.44,0,false,0,2.6656121637294352E-12,2.6656121637294352E-12,105092449307.22353,0,false,0,8.4266342197115576E-9,8.4266342197115576E-9,33244081.07499925,0,false,0,2.6647357143404268E-5,2.6647357143404268E-5,10512.70149162965,0,false,0,8.426634219711561E-2,8.426634219711561E-2]
[null,7,3,531.15916590378117,null,123,8,10,1718.3577023095111,1,0.27316515311387496,0.27316515311387496,2.4025523585332239E+21,0,false,0,9.5932165053403222E-20,9.5932165053403222E-20,7.5816895014998272E+17,0,false,0,3.1119164248784827E-16,3.1119164248784827E-16,239941876130348.69,0,false,0,8.9724973318903493E-13,8.9724973318903493E-13,83164361175.692642,0,false,0,2.8364198694004844E-9,2.8364198694004844E-9,26307530.024283227,0,false,0,8.9695471878628661E-6,8.9695471878628661E-6,8319.1714489999722,0,false,0,2.8364198694004875E-2,2.8364198694004875E-2]
[null,7,4,618.18993967205233,null,124,1,12,1718.7690022872443,1,0.42449104686763406,0.42449104686763406,3.7439028302607229E+21,0,false,0,1.4866167245043778E-19,1.4866167245043778E-19,1.1814564074746217E+18,0,false,0,4.8223940321882074E-16,4.8223940321882074E-16,373901973853724.38,0,false,0,1.3904267235847248E-12,1.3904267235847248E-12,129595214055.01811,0,false,0,4.3954696667379251E-9,4.3954696667379251E-9,40995084.150929496,0,false,0,1.3899695533073123E-5,1.3899695533073123E-5,12963.783878720731,0,false,0,4.3954696667379375E-2,4.3954696667379375E-2]
[null,7,5,727.2391334601989,null,125,14,4,1732.6115863613284,1,0.30677860423491082,0.30677860423491082,2.9701967815304335E+21,0,false,0,9.7870413783910152E-20,9.7870413783910152E-20,9.372994380720224E+17,0,false,0,3.1747907283679879E-16,3.1747907283679879E-16,296632281792116.25,0,false,0,9.153780966564368E-13,9.153780966564368E-13,102813375544.03264,0,false,0,2.8937279392016251E-9,2.8937279392016251E-9,32523137.625123698,0,false,0,9.1507712167423849E-6,9.1507712167423849E-6,10284.719155051032,0,false,0,2.8937279392016308E-2,2.8937279392016308E-2]
[null,7,6,858.30674726822133,null,126,12,7,1734.730255060801,1,0.33389113297277079,0.33389113297277079,3.2789576462591113E+21,0,false,0,1.0501721040958146E-19,1.0501721040958146E-19,1.0347345261471308E+18,0,false,0,3.4066236468923472E-16,3.4066236468923472E-16,327468097251246.38,0,false,0,9.8222180191389667E-13,9.8222180191389667E-13,113501134326.9016,0,false,0,3.1050367941652674E-9,3.1050367941652674E-9,35904015.336414315,0,false,0,9.818988488189688E-6,9.818988488189688E-6,11353.846560868562,0,false,0,3.1050367941652758E-2,3.1050367941652758E-2]
[null,7,7,1011.3927810961194,null,127,11,8,1736.0960189331463,1,0.21322463465373831,0.21322463465373831,2.1132077054722939E+21,0,false,0,6.6453687606574857E-20,6.6453687606574857E-20,6.6686099964327898E+17,0,false,0,2.155672415414862E-16,2.155672415414862E-16,211045149423380.22,0,false,0,6.2153870332473812E-13,6.2153870332473812E-13,73148694650.904175,0,false,0,1.9648317101703476E-9,1.9648317101703476E-9,23139256.45025266,0,false,0,6.2133434230621578E-6,6.2133434230621578E-6,7317.2753745540776,0,false,0,1.9648317101703571E-2,1.9648317101703571E-2]
[null,7,8,1186.4972349438929,null,128,6,11,1742.8604145872691,1,0.23129974554099894,0.23129974554099894,2.3983688052554638E+21,0,false,0,6.8900259311554524E-20,6.8900259311554524E-20,7.5684875407382106E+17,0,false,0,2.2350360643967019E-16,2.2350360643967019E-16,239524066454404.81,0,false,0,6.444213914022836E-13,6.444213914022836E-13,83019547459.332336,0,false,0,2.0371693311554845E-9,2.0371693311554845E-9,26261720.844278492,0,false,0,6.4420950658931623E-6,6.4420950658931623E-6,8304.6853143439967,0,false,0,2.0371693311554886E-2,2.0371693311554886E-2]
[null,7,9,{"$f":"3.141625/2*SQRT($H$2/$I$2)*((1+($D$8-1)/B138)*(B138/$C$2)^2+(1+($D$8-1)/C138)*(C138/$D$2)^2)","v":1383.6201088115417},null,129,2,12,1747.1517163502124,1,{"$f":"ABS(SIN(G138*3.1416*$J$2/$C$2)*SIN(H138*3.1416*$K$2/$D$2))*(1/F138^$N$2)+(1-1/F138^$N$2)","v":0.75644815970794699},{"$f":"$J138*$K138","v":0.75644815970794699},{"$f":"10^(LOG10($I138/22.27)/LOG10(2)*70/20)*$L138","v":8.071188753454443E+21},{"$f":"IF($I138<22.27,M138,0)","v":0},{"$f":"AND($I138>22.27,$I138<44.45)","v":false},{"$f":"IF($O138=TRUE,$L138,0)","v":0},{"$f":"10^(LOG10(44.45/$I138)/LOG10(2)*70/20)*$L138","v":2.1898146187549874E-19},{"$f":"IF($I138>44.45,Q138,0)","v":2.1898146187549874E-19},{"$f":"10^(LOG10($I138/44.548)/LOG10(2)*70/20)*$L138","v":2.5470099254797496E+18},{"$f":"IF($I138<44.528,S138,0)","v":0},{"$f":"AND($I138>44.548,$I138<89.095)","v":false},{"$f":"IF($U138=TRUE,$L138,0)","v":0},{"$f":"10^(LOG10(89.095/$I138)/LOG10(2)*70/20)*$L138","v":7.1034778332682444E-16},{"$f":"IF($I138>89.095,W138,0)","v":7.1034778332682444E-16},{"$f":"10^(LOG10($I138/89.09)/LOG10(2)*70/20)*$L138","v":806066167602009},{"$f":"IF($I138<89.09,Y138,0)","v":0},{"$f":"AND($I138>89.09,$I138<176.78)","v":false},{"$f":"IF($AA138=TRUE,$L138,0)","v":0},{"$f":"10^(LOG10(176.78/$I138)/LOG10(2)*70/20)*$L138","v":2.0481249238121723E-12},{"$f":"IF($I138>176.78,AC138,0)","v":2.0481249238121723E-12},{"$f":"10^(LOG10($I138/176.78)/LOG10(2)*70/20)*$L138","v":279384236612.12958},{"$f":"IF($I138<176.78,AE138,0)","v":0},{"$f":"AND($I138>176.78,$I138<353.55)","v":false},{"$f":"IF($AG138=TRUE,$L138,0)","v":0},{"$f":"10^(LOG10(353.55/$I138)/LOG10(2)*70/20)*$L138","v":6.4746101492473441E-9},{"$f":"IF($I138>353.55,AI138,0)","v":6.4746101492473441E-9},{"$f":"10^(LOG10($I138/353.55)/LOG10(2)*70/20)*$L138","v":88378111.598280236},{"$f":"IF($I138<353.55,AK138,0)","v":0},{"$f":"AND($I138>353.55,$I138<707.1)","v":false},{"$f":"IF($AM138=TRUE,$L138,0)","v":0},{"$f":"10^(LOG10(707.1/$I138)/LOG10(2)*70/20)*$L138","v":2.0474515033264301E-5},{"$f":"IF($I138>707.1,AO138,0)","v":2.0474515033264301E-5},{"$f":"10^(LOG10($I138/707.1)/LOG10(2)*70/20)*$L138","v":27947.612795510948},{"$f":"IF($I138<707.1,AQ138,0)","v":0},{"$f":"AND($I138>707.1,$I138<1414.2)","v":false},{"$f":"IF($AS138=TRUE,$L138,0)","v":0},{"$f":"10^(LOG10(1414.2/$I138)/LOG10(2)*70/20)*$L138","v":6.4746101492473479E-2},{"$f":"IF($I138>1414.2,AU138,0)","v":6.4746101492473479E-2}]
[null,7,10,1602.7614026990668,null,130,15,1,1754.920007865308,{"$f":"IF(ABS(I139-I138)>0.0001,1,$M$2)","v":1},0.25074822532785485,0.25074822532785485,2.8170692912307414E+21,0,false,0,6.8938958786236431E-20,6.8938958786236431E-20,8.889772826162665E+17,0,false,0,2.2362914257328212E-16,2.2362914257328212E-16,281339504850482.41,0,false,0,6.4478334605340833E-13,6.4478334605340833E-13,97512866748.051315,0,false,0,2.0383135559195498E-9,2.0383135559195498E-9,30846418.266940217,0,false,0,6.4457134223027759E-6,6.4457134223027759E-6,9754.4939381754484,0,false,0,2.0383135559195537E-2,2.0383135559195537E-2]
[null,7,11,1843.9211166064672,null,131,13,6,1769.9185087995772,1,0.12873094435394938,0.12873094435394938,1.5966673504006719E+21,0,false,0,3.2058114740377105E-20,3.2058114740377105E-20,5.0385732676855296E+17,0,false,0,1.0399241355147487E-16,1.0399241355147487E-16,159458485160799.06,0,false,0,2.9983827511173651E-13,2.9983827511173651E-13,55268647833.849472,0,false,0,9.4786012151927766E-10,9.4786012151927766E-10,17483229.49561137,0,false,0,2.9973968872449091E-6,2.9973968872449091E-6,5528.6826061568499,0,false,0,9.4786012151928285E-3,9.4786012151928285E-3]
[null,7,12,2107.0992505337435,null,132,10,9,1774.0158004166126,1,0.12054425358520134,0.12054425358520134,1.5358674275125454E+21,0,false,0,2.9223067923107935E-20,2.9223067923107935E-20,4.8467080892157741E+17,0,false,0,9.4795885201418162E-17,9.4795885201418162E-17,153386422874811.38,0,false,0,2.7332219472350343E-13,2.7332219472350343E-13,53164058217.493118,0,false,0,8.6403648302736573E-10,8.6403648302736573E-10,16817480.925690383,0,false,0,2.7323232678478896E-6,2.7323232678478896E-6,5318.1544231618518,0,false,0,8.6403648302736599E-3,8.6403648302736599E-3]
[null,7,13,2392.2958044808947,null,133,3,12,1790.0700280044268,1,0.92350868727980728,0.92350868727980728,1.3065868744416257E+22,0,false,0,2.0161841321219748E-19,2.0161841321219748E-19,4.1231717400736763E+18,0,false,0,6.5402427984786713E-16,6.5402427984786713E-16,1304882721358085.8,0,false,0,1.8857290186241433E-12,1.8857290186241433E-12,452275107959.85876,0,false,0,5.9612380576809967E-9,5.9612380576809967E-9,143068987.88958117,0,false,0,1.8851089936750128E-5,1.8851089936750128E-5,45242.386426612356,0,false,0,5.9612380576809919E-2,5.9612380576809919E-2]
[null,7,14,2699.5107784479219,null,134,15,2,1797.913941593828,1,0.46890717626952277,0.46890717626952277,6.980105298959014E+21,0,false,0,9.7296741908765582E-20,9.7296741908765582E-20,2.2026987622775281E+18,0,false,0,3.1561815483316408E-16,3.1561815483316408E-16,697100129814488,0,false,0,9.1001256637130679E-13,9.1001256637130679E-13,241616377709.82465,0,false,0,2.8767662214683559E-9,2.8767662214683559E-9,76430937.737036377,0,false,0,9.0971335556763681E-6,9.0971335556763681E-6,24169.584695155125,0,false,0,2.8767662214683548E-2,2.8767662214683548E-2]
[null,7,15,3028.7441724348241,null,135,14,5,1841.6607801494752,1,0.30005145468112948,0.30005145468112948,5.9069416537395445E+21,0,false,0,4.7077707405675747E-20,4.7077707405675747E-20,1.8640425197422459E+18,0,false,0,1.5271404626362248E-16,1.5271404626362248E-16,589923735712493.38,0,false,0,4.4031592933798929E-13,4.4031592933798929E-13,204468813089.77954,0,false,0,1.3919434072706338E-9,1.3919434072706338E-9,64679982.667396836,0,false,0,4.4017115410305914E-6,4.4017115410305914E-6,20453.606424918657,0,false,0,1.3919434072706348E-2,1.3919434072706348E-2]
[null,7,16,3379.9959864416037,null,136,7,11,1843.9211166064672,1,0.11709954848813883,0.11709954848813883,2.3383833774334537E+21,0,false,0,1.8112618472441437E-20,1.8112618472441437E-20,7.37919264910112E+17,0,false,0,5.8755011825878473E-17,5.8755011825878473E-17,233533347442194.94,0,false,0,1.694066018702499E-13,1.694066018702499E-13,80943151593.515579,0,false,0,5.3553457167889478E-10,5.3553457167889478E-10,25604890.85352242,0,false,0,1.6935090122680197E-6,1.6935090122680197E-6,8096.9774337143162,0,false,0,5.3553457167889876E-3,5.3553457167889876E-3]
[null,7,17,3753.2662204682579,null,137,4,12,1847.5239372498868,1,0.88925544728696637,0.88925544728696637,1.8165336327650781E+22,0,false,0,1.3446093860550699E-19,1.3446093860550699E-19,5.7324011789963581E+18,0,false,0,4.3617404352140537E-16,4.3617404352140537E-16,1814164367121781,0,false,0,1.2576078234133301E-12,1.2576078234133301E-12,628793202306.31494,0,false,0,3.9755975246320318E-9,3.9755975246320318E-9,198907270.07199609,0,false,0,1.2571943237964542E-5,1.2571943237964542E-5,62900.001659375368,0,false,0,3.9755975246320234E-2,3.9755975246320234E-2]
[null,7,18,4148.5548745147862,null,138,9,10,1848.4895995112013,1,0.41408015826709921,0.41408015826709921,8.5102020899703242E+21,0,false,0,6.2232246862086176E-20,6.2232246862086176E-20,2.6855485422411725E+18,0,false,0,2.0187342906251811E-16,2.0187342906251811E-16,849910241690850.13,0,false,0,5.8205573554685977E-13,5.8205573554685977E-13,294580685317.72406,0,false,0,1.8400166557149518E-9,1.8400166557149518E-9,93185231.197748572,0,false,0,5.8186435647051479E-6,5.8186435647051479E-6,29467.757487426519,0,false,0,1.8400166557149558E-2,1.8400166557149558E-2]
[null,7,19,4565.8619485811914,null,139,15,3,1862.9262953422233,1,0.6261231450260959,0.6261231450260959,1.408633645595196E+22,0,false,0,8.5962289113117997E-20,8.5962289113117997E-20,4.4451988254643651E+18,0,false,0,2.788506433294311E-16,2.788506433294311E-16,1406796395108698.5,0,false,0,8.0400187912081477E-13,8.0400187912081477E-13,487598602587.92328,0,false,0,2.5416412182907144E-9,2.5416412182907144E-9,154242931.66012421,0,false,0,8.0373752447638449E-6,8.0373752447638449E-6,48775.897702768954,0,false,0,2.541641218290714E-2,2.541641218290714E-2]
[null,7,20,5005.1874426674731,null,140,12,8,1909.8347089085744,1,0.14065978782592467,0.14065978782592467,4.2255029249906788E+21,0,false,0,1.4462654870471458E-20,1.4462654870471458E-20,1.3334340478022961E+18,0,false,0,4.6914997919327088E-17,4.6914997919327088E-17,421999169264944.75,0,false,0,1.3526863713033027E-13,1.3526863713033027E-13,146265803596.22827,0,false,0,4.2761634344487943E-10,4.2761634344487943E-10,46268521.338180549,0,false,0,1.3522416099986366E-6,1.3522416099986366E-6,14631.391139675176,0,false,0,4.2761634344488158E-3,4.2761634344488158E-3]
[null,8,1,538.74917803731012,null,141,5,12,1919.5134440865934,1,0.66115523337114712,0.66115523337114712,2.1063812353964816E+22,0,false,0,6.4099761839276681E-20,6.4099761839276681E-20,6.6470678326075648E+18,0,false,0,2.0793140818556886E-16,2.0793140818556886E-16,2103633927775651,0,false,0,5.9952252902616824E-13,5.9952252902616824E-13,729123963571.64441,0,false,0,1.8952333453910172E-9,1.8952333453910172E-9,230645077.91459835,0,false,0,5.9932540689361854E-6,5.9932540689361854E-6,72936.377731712942,0,false,0,1.8952333453910158E-2,1.8952333453910158E-2]
[null,8,2,581.74311176583001,null,142,13,7,1923.0045426274751,1,8.8856103285273727E-2,8.8856103285273727E-2,2.8913194110635443E+21,0,false,0,8.4346092672204751E-21,8.4346092672204751E-21,9.1240825393400077E+17,0,false,0,2.7360790931263243E-17,2.7360790931263243E-17,288754832550756.75,0,false,0,7.8888565793907133E-14,7.8888565793907133E-14,100083034994.82588,0,false,0,2.4938552468669792E-10,2.4938552468669792E-10,31659444.151629094,0,false,0,7.8862627348611504E-7,7.8862627348611504E-7,10011.59529740451,0,false,0,2.4938552468669788E-3,2.4938552468669788E-3]
[null,8,3,646.75546551422553,null,143,11,9,1933.2188928007949,1,0.10740505303170324,0.10740505303170324,3.7169217746125073E+21,0,false,0,9.5863331961186786E-21,9.5863331961186786E-21,1.1729420462528522E+18,0,false,0,3.109683567628548E-17,3.109683567628548E-17,371207387369803.13,0,false,0,8.9660594000880823E-14,8.9660594000880823E-14,128661264687.02245,0,false,0,2.8343846859943212E-10,2.8343846859943212E-10,40699646.289177343,0,false,0,8.9631113728431778E-7,8.9631113728431778E-7,12870.358223702058,0,false,0,2.8343846859943175E-3,2.8343846859943175E-3]
[null,8,4,733.78623928249669,null,144,15,4,1949.9570691104946,1,0.70196306836452815,0.70196306836452815,2.6853675686580825E+22,0,false,0,5.6677580305650065E-20,5.6677580305650065E-20,8.4741641657261558E+18,0,false,0,1.8385480300307878E-16,1.8385480300307878E-16,2681865101648763,0,false,0,5.3010315965177667E-13,5.3010315965177667E-13,929540110025.81213,0,false,0,1.6757822033829407E-9,1.6757822033829407E-9,294043073.34987384,0,false,0,5.2992886250656272E-6,5.2992886250656272E-6,92984.58419815563,0,false,0,1.6757822033829476E-2,1.6757822033829476E-2]
[null,8,5,842.83543307064326,null,145,8,11,1959.5174162169114,1,0.43997255174062039,0.43997255174062039,1.7816039995926137E+22,0,false,0,3.3560351502730699E-20,3.3560351502730699E-20,5.6221743894845665E+18,0,false,0,1.08865476983561E-16,1.08865476983561E-16,1779280291916574,0,false,0,3.1388863594179399E-13,3.1388863594179399E-13,616702308142.97034,0,false,0,9.922766547947708E-10,9.922766547947708E-10,195082536.05461422,0,false,0,3.1378542981641047E-6,3.1378542981641047E-6,61690.514565450096,0,false,0,9.9227665479477024E-3,9.9227665479477024E-3]
[null,8,6,973.90304687866569,null,146,14,6,1972.7283939574975,1,0.25432718291923501,0.25432718291923501,1.1135434756626953E+22,0,false,0,1.7941753973965127E-20,1.7941753973965127E-20,3.5139883003631109E+18,0,false,0,5.8200749301999997E-17,5.8200749301999997E-17,1112091104921181,0,false,0,1.6780851299584633E-13,1.6780851299584633E-13,385453126405.06543,0,false,0,5.3048263254895441E-10,5.3048263254895441E-10,121931071.82573967,0,false,0,1.6775333780168792E-6,1.6775333780168792E-6,38557.99045149218,0,false,0,5.3048263254895662E-3,5.3048263254895662E-3]
[null,8,7,1126.9890807065635,null,147,16,1,1986.8010882057206,1,0.33725197429890724,0.33725197429890724,1.6038426520950541E+22,0,false,0,2.1904520764401013E-20,2.1904520764401013E-20,5.0612162329192212E+18,0,false,0,7.1055456642605048E-17,7.1055456642605048E-17,1601750794711086.8,0,false,0,2.0487211354556487E-13,2.0487211354556487E-13,555170209357.04126,0,false,0,6.4764949160958515E-10,6.4764949160958515E-10,175617977.99893072,0,false,0,2.0480475189364037E-6,2.0480475189364037E-6,55535.280854995937,0,false,0,6.4764949160958729E-3,6.4764949160958729E-3]
[null,8,8,1302.0935345543373,null,148,10,10,1993.1570943041379,1,0.46473067767945364,0.46473067767945364,2.2936995757681998E+22,0,false,0,2.9083901351683524E-20,2.9083901351683524E-20,7.2381848126770033E+18,0,false,0,9.434444668841615E-17,9.434444668841615E-17,2290707952875609,0,false,0,2.7202057530305766E-13,2.7202057530305766E-13,793964215889.87268,0,false,0,8.5992175437380497E-10,8.5992175437380497E-10,251156110.05059052,0,false,0,2.7193113533490749E-6,2.7193113533490749E-6,79422.5356027776,0,false,0,8.5992175437380313E-3,8.5992175437380313E-3]
[null,8,9,1499.2164084219862,null,149,1,13,2003.9655562343955,1,0.45399148156662011,0.45399148156662011,2.3861124503182005E+22,0,false,0,2.6680318799867277E-20,2.6680318799867277E-20,7.5298103909044777E+18,0,false,0,8.6547533090786138E-17,8.6547533090786138E-17,2383000295306235.5,0,false,0,2.4953996306924869E-13,2.4953996306924869E-13,825952936756.10046,0,false,0,7.8885519078773731E-10,7.8885519078773731E-10,261275158.91635236,0,false,0,2.4945791469359225E-6,2.4945791469359225E-6,82622.459819812255,0,false,0,7.8885519078773763E-3,7.8885519078773763E-3]
[null,8,10,1718.3577023095111,null,150,6,12,2006.0385485145455,1,0.28893114405670067,0.28893114405670067,1.5369446263667783E+22,0,false,0,1.6777104392057686E-20,1.6777104392057686E-20,4.8501073854746706E+18,0,false,0,5.4422775396012493E-17,5.4422775396012493E-17,1534940022635133,0,false,0,1.5691559166916124E-13,1.5691559166916124E-13,532013454608.92487,0,false,0,4.9604751672338495E-10,4.9604751672338495E-10,168292760.65596399,0,false,0,1.5686399805163613E-6,1.5686399805163613E-6,53218.84373904168,0,false,0,4.9604751672338611E-3,4.9604751672338611E-3]
[null,8,11,1959.5174162169114,null,151,16,2,2029.7950219342406,1,0.63067194494817824,0.63067194494817824,3.8469264190853807E+22,0,false,0,3.1935936634449575E-20,3.1935936634449575E-20,1.2139673685375226E+19,0,false,0,1.0359608344219049E-16,1.0359608344219049E-16,3841908955916695,0,false,0,2.9869554813498493E-13,2.9869554813498493E-13,1331613760660.9731,0,false,0,9.4424768968199969E-10,9.4424768968199969E-10,421231745.11411279,0,false,0,2.9859733747469933E-6,2.9859733747469933E-6,133205.17373280993,0,false,0,9.4424768968200193E-3,9.4424768968200193E-3]
[null,8,12,2222.6955501441876,null,152,2,13,2032.348270297364,1,0.80901828975733525,0.80901828975733525,5.0074465315533535E+22,0,false,0,4.0372614277039386E-20,4.0372614277039386E-20,1.5801905279091347E+19,0,false,0,1.3096358391793254E-16,1.3096358391793254E-16,5000915427028821,0,false,0,3.7760345936164824E-13,3.7760345936164824E-13,1733327852102.7231,0,false,0,1.1936943698840682E-9,1.1936943698840682E-9,548306676.88032222,0,false,0,3.7747930389531605E-6,3.7747930389531605E-6,173389.79552198044,0,false,0,1.193694369884069E-2,1.193694369884069E-2]
[null,8,13,2507.8921040913392,null,153,15,5,2059.0062628986411,1,0.68657017434606704,0.68657017434606704,4.9447564733203312E+22,0,false,0,2.9444994107247647E-20,2.9444994107247647E-20,1.5604075435897688E+19,0,false,0,9.5515785286183087E-17,9.5515785286183087E-17,4938307134086793,0,false,0,2.7539786151781208E-13,2.7539786151781208E-13,1711627685500.7505,0,false,0,8.7059815958167765E-10,8.7059815958167765E-10,541442224.65171111,0,false,0,2.7530731110288511E-6,2.7530731110288511E-6,171219.06512879711,0,false,0,8.7059815958167967E-3,8.7059815958167967E-3]
[null,8,14,2815.1070780583659,null,154,3,13,2075.2665819515778,1,0.9876888576840599,0.9876888576840599,7.7947056214846118E+22,0,false,0,3.8656907138561225E-20,3.8656907138561225E-20,2.4597606611067224E+19,0,false,0,1.2539804995803655E-16,1.2539804995803655E-16,7784539155036872,0,false,0,3.6155651857413596E-13,3.6155651857413596E-13,2698137717003.1968,0,false,0,1.142966172360926E-9,1.142966172360926E-9,853506694.40914154,0,false,0,3.6143763931851316E-6,3.6143763931851316E-6,269902.51525341679,0,false,0,1.1429661723609319E-2,1.1429661723609319E-2]
[null,8,15,3144.3404720452686,null,155,9,11,2089.6493134186017,1,0.66693683942178439,0.66693683942178439,5.7034663987911374E+22,0,false,0,2.4088903959996245E-20,2.4088903959996245E-20,1.799832214448442E+19,0,false,0,7.8141315635588679E-17,7.8141315635588679E-17,5696027490563571,0,false,0,2.2530256289839043E-13,2.2530256289839043E-13,1974255161839.9575,0,false,0,7.122350025789415E-10,7.122350025789415E-10,624519640.52218187,0,false,0,2.2522848374453678E-6,2.2522848374453678E-6,197490.45075596854,0,false,0,7.1223500257894387E-3,7.1223500257894387E-3]
[null,8,16,3495.5922860520482,null,156,16,3,2094.8073756826357,1,0.8421246712242817,0.8421246712242817,7.4110401309650799E+22,0,false,0,2.9556984910747738E-20,2.9556984910747738E-20,2.3386880604939149E+19,0,false,0,9.5879069092665769E-17,9.5879069092665769E-17,7401374071142804,0,false,0,2.7644530705919076E-13,2.7644530705919076E-13,2565331889438.6606,0,false,0,8.7390938413353315E-10,8.7390938413353315E-10,811495991.18647623,0,false,0,2.7635441224569798E-6,2.7635441224569798E-6,256617.5644245189,0,false,0,8.7390938413353398E-3,8.7390938413353398E-3]
[null,8,17,3868.8625200787023,null,157,13,8,2098.1089964752487,1,3.7432801895234263E-2,3.7432801895234263E-2,3.3551137085297677E+21,0,false,0,1.2899828647970623E-21,1.2899828647970623E-21,1.058766952151996E+18,0,false,0,4.1845390047635811E-18,4.1845390047635811E-18,335073770607337.31,0,false,0,1.206515854836885E-14,1.206515854836885E-14,116137276780.11253,0,false,0,3.8140836567794578E-11,3.8140836567794578E-11,36737910.958959244,0,false,0,1.2061191541847065E-7,1.2061191541847065E-7,11617.547510677126,0,false,0,3.8140836567794834E-4,3.8140836567794834E-4]
[null,8,18,4264.1511741252307,null,158,12,9,2106.9575827762233,1,7.0852844913558852E-2,7.0852844913558852E-2,6.6690342709017612E+21,0,false,0,2.3250813355171264E-21,2.3250813355171264E-21,2.1045346602854996E+18,0,false,0,7.5422657178085537E-18,7.5422657178085537E-18,666033599332126.38,0,false,0,2.1746393472661266E-14,2.1746393472661266E-14,230848652612.48804,0,false,0,6.8745523405647087E-11,6.8745523405647087E-11,73024764.139514059,0,false,0,2.1739243290225957E-7,2.1739243290225957E-7,23092.458027745102,0,false,0,6.8745523405646834E-4,6.8745523405646834E-4]
[null,8,19,4681.458248191635,null,159,7,12,2107.0992505337435,1,0.14627645367298456,0.14627645367298456,1.3779059697371782E+22,0,false,0,4.7964042271125769E-21,4.7964042271125769E-21,4.3482320739882281E+18,0,false,0,1.5558920291645101E-17,1.5558920291645101E-17,1376108796695663.8,0,false,0,4.4860578416507647E-14,4.4860578416507647E-14,476962216146.35431,0,false,0,1.4181496106009135E-10,1.4181496106009135E-10,150878304.6527673,0,false,0,4.4845828323797729E-7,4.4845828323797729E-7,47711.909220752306,0,false,0,1.4181496106009182E-3,1.4181496106009182E-3]
[null,8,20,5120.7837422779176,null,160,14,7,2125.8144277853953,1,0.17554848639647175,0.17554848639647175,1.8327073429023973E+22,0,false,0,5.1938281024051874E-21,5.1938281024051874E-21,5.7834402533011866E+18,0,false,0,1.6848112383237496E-17,1.6848112383237496E-17,1830316982237731.8,0,false,0,4.8577668152476409E-14,4.8577668152476409E-14,634391732830.04138,0,false,0,1.5356556604046095E-10,1.5356556604046095E-10,200678263.17243928,0,false,0,4.8561695886086177E-7,4.8561695886086177E-7,63460.03885115953,0,false,0,1.535655660404609E-3,1.535655660404609E-3]
[null,9,1,668.88107523900021,null,161,4,13,2132.720491197038,1,0.95105515412880937,0.95105515412880937,1.0310484460009051E+23,0,false,0,2.7096852562040406E-20,2.7096852562040406E-20,3.2536602795849617E+19,0,false,0,8.7898715205045132E-17,8.7898715205045132E-17,1.0297036717475344E+16,0,false,0,2.5343578681893881E-13,2.5343578681893881E-13,3568974680127.4482,0,false,0,8.0117081650771187E-10,8.0117081650771187E-10,1128980097.0755489,0,false,0,2.5335245750211892E-6,2.5335245750211892E-6,357014.85397567478,0,false,0,8.0117081650771093E-3,8.0117081650771093E-3]
[null,9,2,711.87500896752022,null,162,11,10,2152.36018668832,1,0.41407550834715917,0.41407550834715917,4.9938914155634226E+22,0,false,0,1.0604898240672718E-20,1.0604898240672718E-20,1.575912965331687E+19,0,false,0,3.440093007485357E-17,3.440093007485357E-17,4987377990684321,0,false,0,9.9187192446283421E-14,9.9187192446283421E-14,1728635748066.1091,0,false,0,3.1355431273827444E-10,3.1355431273827444E-10,546822415.27985525,0,false,0,9.9154579842169139E-7,9.9154579842169139E-7,172920.43079188047,0,false,0,3.1355431273827378E-3,3.1355431273827378E-3]
[null,9,3,776.88736271591574,null,163,16,4,2181.8381494509072,1,0.94412804071222822,0.94412804071222822,1.3337560604675328E+23,0,false,0,2.0642956636186953E-20,2.0642956636186953E-20,4.2089090318023254E+19,0,false,0,6.6963104375310297E-17,6.6963104375310297E-17,1.332016471200568E+16,0,false,0,1.9307275431281104E-13,1.9307275431281104E-13,4616797229788.9619,0,false,0,6.103489099141989E-10,6.103489099141989E-10,1460439664.5591094,0,false,0,1.9300927227297981E-6,1.9300927227297981E-6,461831.57252590643,0,false,0,6.1034890991420046E-3,6.1034890991420046E-3]
[null,9,4,863.91813648418679,null,164,15,6,2190.0738767066637,1,0.58194504840300931,0.58194504840300931,8.5891772549314292E+22,0,false,0,1.2178643069456255E-20,1.2178643069456255E-20,2.7104705872046731E+19,0,false,0,3.9505956505282909E-17,3.9505956505282909E-17,8577974576265123,0,false,0,1.1390636538424025E-13,1.1390636538424025E-13,2973144110238.082,0,false,0,3.6008512020251772E-10,3.6008512020251772E-10,940499955.03927779,0,false,0,1.1386891313754716E-6,1.1386891313754716E-6,297412.19972100621,0,false,0,3.6008512020251921E-3,3.6008512020251921E-3]
[null,9,5,972.96733027233336,null,165,5,13,2204.7099980337448,1,0.7071028851105261,0.7071028851105261,1.1276776405056603E+23,0,false,0,1.369514902360087E-20,1.369514902360087E-20,3.5585912197632938E+19,0,false,0,4.4425307365864645E-17,4.4425307365864645E-17,1.1262068348777476E+16,0,false,0,1.2809018539891868E-13,1.2809018539891868E-13,3903456682293.5586,0,false,0,4.0492354971159405E-10,4.0492354971159405E-10,1234787382.6744576,0,false,0,1.2804806953290543E-6,1.2804806953290543E-6,390474.05552892201,0,false,0,4.0492354971159387E-3,4.0492354971159387E-3]
[null,9,6,1104.0349440803559,null,166,8,12,2222.6955501441876,1,0.54959754681368844,0.54959754681368844,9.6332365702983626E+22,0,false,0,9.6850944114120751E-21,9.6850944114120751E-21,3.0399424308523913E+19,0,false,0,3.1417204394995626E-17,3.1417204394995626E-17,9620672147582438,0,false,0,9.0584303728709093E-14,9.0584303728709093E-14,3334545291293.0288,0,false,0,2.8635853480692769E-10,2.8635853480692769E-10,1054822632.2895579,0,false,0,9.0554519741850013E-7,9.0554519741850013E-7,333564.20455292612,0,false,0,2.8635853480692862E-3,2.8635853480692862E-3]
[null,9,7,1257.1209779082535,null,167,17,1,2233.2177661373789,1,0.35023885602236848,0.35023885602236848,6.4854381389013525E+22,0,false,0,5.8421922390989648E-21,5.8421922390989648E-21,2.0465975726062416E+19,0,false,0,1.8951322505886641E-17,1.8951322505886641E-17,6476979321796490,0,false,0,5.4641792196106536E-14,5.4641792196106536E-14,2244934716409.209,0,false,0,1.727357048453269E-10,1.727357048453269E-10,710144184.59517419,0,false,0,5.4623826054581441E-7,5.4623826054581441E-7,224567.30904438166,0,false,0,1.7273570484532623E-3,1.7273570484532623E-3]
[null,9,8,1432.2254317560275,null,168,10,11,2234.316808211538,1,0.74851693124100516,0.74851693124100516,1.3939943367153725E+23,0,false,0,1.241448650367271E-20,1.241448650367271E-20,4.3990018324834787E+19,0,false,0,4.027100236475059E-17,4.027100236475059E-17,1.3921761799637474E+16,0,false,0,1.1611219966628092E-13,1.1611219966628092E-13,4825312051315.4541,0,false,0,3.6705828715342579E-10,3.6705828715342579E-10,1526399528.2587547,0,false,0,1.1607402214449448E-6,1.1607402214449448E-6,482689.91287041939,0,false,0,3.6705828715342574E-3,3.6705828715342574E-3]
[null,9,9,1629.3483056236764,null,169,17,2,2276.2116998658989,1,0.6549578278473781,0.6549578278473781,1.5138266472624413E+23,0,false,0,8.7525992005965056E-21,8.7525992005965056E-21,4.7771544115889119E+19,0,false,0,2.839230950073161E-17,2.839230950073161E-17,1.511852195812387E+16,0,false,0,8.1862713023042136E-14,8.1862713023042136E-14,5240111650560.7676,0,false,0,2.5878751165107888E-10,2.5878751165107888E-10,1657613821.9410379,0,false,0,8.1835796682477415E-7,8.1835796682477415E-7,524183.51583104394,0,false,0,2.5878751165108E-3,2.5878751165108E-3]
[null,9,10,1848.4895995112013,null,170,16,5,2290.8873432390537,1,0.92342486767436438,0.92342486767436438,2.2999350772315789E+23,0,false,0,1.1451808263555236E-20,1.1451808263555236E-20,7.257862067914938E+19,0,false,0,3.7148197593662769E-17,3.7148197593662769E-17,2.2969353215088824E+16,0,false,0,1.0710830828520372E-13,1.0710830828520372E-13,7961226350143.1279,0,false,0,3.3859484440105055E-10,3.3859484440105055E-10,2518388866.0437374,0,false,0,1.0707309122976309E-6,1.0707309122976309E-6,796384.48507068853,0,false,0,3.3859484440104987E-3,3.3859484440104987E-3]
[null,9,11,2089.6493134186017,null,171,6,13,2291.2351024616969,1,0.30901070618326276,0.30901070618326276,7.7099930902898294E+22,0,false,0,3.8254239934451117E-21,3.8254239934451117E-21,2.4330280862213423E+19,0,false,0,1.2409184918008919E-17,1.2409184918008919E-17,7699937112569740,0,false,0,3.5779038819179073E-14,3.5779038819179073E-14,2668814470351.0972,0,false,0,1.131060538230212E-10,1.131060538230212E-10,844230819.73392606,0,false,0,3.5767274723434364E-7,3.5767274723434364E-7,266969.22612702218,0,false,0,1.1310605382302147E-3,1.1310605382302147E-3]
[null,9,12,2352.8274473458778,null,172,13,9,2295.2318703428973,1,1.8855570226263205E-2,1.8855570226263205E-2,4.8008766975512936E+21,0,false,0,2.2874167808286674E-22,2.2874167808286674E-22,1.5150036720965056E+18,0,false,0,7.4200867319536457E-19,7.4200867319536457E-19,479461501760649.56,0,false,0,2.1394118387176426E-15,2.1394118387176426E-15,166182369436.00754,0,false,0,6.7631898051407101E-12,6.7631898051407101E-12,52568763.971004143,0,false,0,2.1387084032275044E-8,2.1387084032275044E-8,16623.702792817043,0,false,0,6.7631898051407371E-5,6.7631898051407371E-5]
[null,9,13,2638.024001293029,null,173,14,8,2300.9188816331693,1,7.3954083865125128E-2,7.3954083865125128E-2,1.9379331922622081E+22,0,false,0,8.7171001364257076E-22,8.7171001364257076E-22,6.1154994962742006E+18,0,false,0,2.827715508844494E-18,2.827715508844494E-18,1935405587791438,0,false,0,8.1530691684442479E-15,8.1530691684442479E-15,670815665528.51697,0,false,0,2.5773791320927062E-11,2.5773791320927062E-11,212200310.47156155,0,false,0,8.1503884512009621E-8,8.1503884512009621E-8,67103.63012850107,0,false,0,2.5773791320927189E-4,2.5773791320927189E-4]
[null,9,14,2945.2389752600561,null,174,1,14,2311.1805302014222,1,0.4244874988169034,0.4244874988169034,1.1714154829979185E+23,0,false,0,4.7512224334135989E-21,4.7512224334135989E-21,3.696613910533759E+19,0,false,0,1.5412356346341393E-17,1.5412356346341393E-17,1.169887631045242E+16,0,false,0,4.4437994892839032E-14,4.4437994892839032E-14,4054855244624.6226,0,false,0,1.4047907400582085E-10,1.4047907400582085E-10,1282679558.6961536,0,false,0,4.442338374497486E-7,4.442338374497486E-7,405618.89136194735,0,false,0,1.4047907400582145E-3,1.4047907400582145E-3]
[null,9,15,3274.4723692469588,null,175,12,10,2326.0988766637483,1,0.27315686690052049,0.27315686690052049,8.1235679162891149E+22,0,false,0,2.8370300965512749E-21,2.8370300965512749E-21,2.5635391198405095E+19,0,false,0,9.2029618537410123E-18,9.2029618537410123E-18,8112972521842184,0,false,0,2.6534629920661931E-14,2.6534629920661931E-14,2811973415796.8364,0,false,0,8.3882277977002643E-11,8.3882277977002643E-11,889516543.11731005,0,false,0,2.6525905373071006E-7,2.6525905373071006E-7,281289.8292650067,0,false,0,8.3882277977002928E-4,8.3882277977002928E-4]
[null,9,16,3625.7241832537384,null,176,2,14,2339.563244264391,1,0.75644183703879875,0.75644183703879875,2.4057697098796396E+23,0,false,0,7.3465517474255595E-21,7.3465517474255595E-21,7.5918424369142219E+19,0,false,0,2.3831271853717651E-17,2.3831271853717651E-17,2.402631916327942E+16,0,false,0,6.8712006985015394E-14,6.8712006985015394E-14,8327572980766.1982,0,false,0,2.1721500120816489E-10,2.1721500120816489E-10,2634275946.1362834,0,false,0,6.8689414577402769E-7,6.8689414577402769E-7,833031.19751856581,0,false,0,2.1721500120816541E-3,2.1721500120816541E-3]
[null,9,17,3998.9944172803926,null,177,17,3,2341.224053614294,1,0.87455316485825907,0.87455316485825907,2.8044515897000581E+23,0,false,0,8.4238572192450346E-21,8.4238572192450346E-21,8.8499553816483873E+19,0,false,0,2.7325912666316942E-17,2.7325912666316942E-17,2.8007938039701236E+16,0,false,0,7.8788002315830426E-14,7.8788002315830426E-14,9707610495029.9219,0,false,0,2.4906761960765086E-10,2.4906761960765086E-10,3070825663.2011542,0,false,0,7.876209693565919E-7,7.876209693565919E-7,971080.33930127369,0,false,0,2.4906761960765125E-3,2.4906761960765125E-3]
[null,9,18,4394.2830713269204,null,178,15,7,2343.1599105345617,1,0.40168562101956645,0.40168562101956645,1.3005332197285439E+23,0,false,0,3.8321070694934275E-21,3.8321070694934275E-21,4.1040683352214176E+19,0,false,0,1.2430863959769195E-17,1.2430863959769195E-17,1.2988369622962978E+16,0,false,0,3.5841545364276681E-14,3.5841545364276681E-14,4501796350965.8154,0,false,0,1.1330365188287411E-10,1.1330365188287411E-10,1424061232.3834822,0,false,0,3.5829760716470977E-7,3.5829760716470977E-7,450327.70218781114,0,false,0,1.1330365188287489E-3,1.1330365188287489E-3]
[null,9,19,4811.5901453933257,null,179,9,12,2352.8274473458778,1,0.83311299619886303,0.83311299619886303,2.8296286119280545E+23,0,false,0,7.5764348607399982E-21,7.5764348607399982E-21,8.9294060393737896E+19,0,false,0,2.4576983196443189E-17,2.4576983196443189E-17,2.825937988351016E+16,0,false,0,7.0862094622162166E-14,7.0862094622162166E-14,9794760769298.1406,0,false,0,2.240119397519968E-10,2.240119397519968E-10,3098394064.1907568,0,false,0,7.0838795268872576E-7,7.0838795268872576E-7,979798.23315887561,0,false,0,2.240119397519971E-3,2.240119397519971E-3]
[null,9,20,5250.9156394796073,null,180,3,14,2382.481555918605,1,0.92350096825794137,0.92350096825794137,3.6283253669636139E+23,0,false,0,7.2603072217575869E-21,7.2603072217575869E-21,1.1449838437455777E+20,0,false,0,2.3551505671194183E-17,2.3551505671194183E-17,3.6235930204330608E+16,0,false,0,6.7905365358596319E-14,6.7905365358596319E-14,12559449962010.846,0,false,0,2.1466501512064612E-10,2.1466501512064612E-10,3972953105.0694675,0,false,0,6.7883038173572811E-7,6.7883038173572811E-7,1256358.0849057746,0,false,0,2.1466501512064666E-3,2.1466501512064666E-3]
[null,10,1,813.54857003193661,null,181,7,13,2392.2958044808947,1,0.15644208378796959,0.15644208378796959,6.4473323953401123E+22,0,false,0,1.1725021191765204E-21,1.1725021191765204E-21,2.0345726144454345E+19,0,false,0,3.8034465299924228E-18,3.8034465299924228E-18,6438923278734818,0,false,0,1.0966365796175655E-14,1.0966365796175655E-14,2231744411485.6226,0,false,0,3.4667291266648134E-11,3.4667291266648134E-11,705971672.02006257,0,false,0,1.0962760071107158E-7,1.0962760071107158E-7,223247.84471407614,0,false,0,3.4667291266648093E-4,3.4667291266648093E-4]
[null,10,2,856.54250376045661,null,182,11,11,2393.5199005957206,1,0.66692935004358922,0.66692935004358922,2.7649631340428875E+23,0,false,0,4.9688607776751454E-21,4.9688607776751454E-21,8.7253424013640614E+19,0,false,0,1.6118347228350751E-17,1.6118347228350751E-17,2.76135685225415E+16,0,false,0,4.6473557690902853E-14,4.6473557690902853E-14,9570921187224.5469,0,false,0,1.4691397228694875E-10,1.4691397228694875E-10,3027586491.7790265,0,false,0,4.6458277252961703E-7,4.6458277252961703E-7,957406.9127180319,0,false,0,1.469139722869494E-3,1.469139722869494E-3]
[null,10,3,921.55485750885202,null,183,16,6,2421.9549570470763,1,0.78270590450151378,0.78270590450151378,3.7225620117005446E+23,0,false,0,5.0832537789851495E-21,5.0832537789851495E-21,1.1747219253120726E+20,0,false,0,1.6489423456505681E-17,1.6489423456505681E-17,3.7177067543464408E+16,0,false,0,4.7543470893080057E-14,4.7543470893080057E-14,12885650152031.723,0,false,0,1.5029622245982279E-10,1.5029622245982279E-10,4076140590.3285475,0,false,0,4.7527838669239483E-7,4.7527838669239483E-7,1288988.8328501512,0,false,0,1.5029622245982318E-3,1.5029622245982318E-3]
[null,10,4,1008.5856312771231,null,184,17,4,2428.2548273825655,1,0.98048447486512558,0.98048447486512558,4.8061944338282415E+23,0,false,0,6.1782662463756112E-21,6.1782662463756112E-21,1.5166817801784997E+20,0,false,0,2.0041503492250172E-17,2.0041503492250172E-17,4.7999258180746968E+16,0,false,0,5.7785079050863777E-14,5.7785079050863777E-14,16636644290221.332,0,false,0,1.826723824059541E-10,1.826723824059541E-10,5262699225.7380581,0,false,0,5.7766079401208512E-7,5.7766079401208512E-7,1664211.6193736852,0,false,0,1.8267238240595471E-3,1.8267238240595471E-3]
[null,10,5,1117.6348250652698,null,185,4,14,2439.9354651640651,1,0.88924801456615221,0.88924801456615221,4.6090835368788431E+23,0,false,0,5.2992906773082963E-21,5.2992906773082963E-21,1.4544798634242143E+20,0,false,0,1.7190219453236537E-17,1.7190219453236537E-17,4.6030720086174224E+16,0,false,0,4.9564055430825643E-14,4.9564055430825643E-14,15954344827845.561,0,false,0,1.5668377089663857E-10,1.5668377089663857E-10,5046866225.4209785,0,false,0,4.954775884173834E-7,4.954775884173834E-7,1595959.2318507067,0,false,0,1.5668377089663908E-3,1.5668377089663908E-3]
[null,10,6,1248.7024388732923,null,186,18,1,2494.170041660283,1,0.28687788674607917,0.28687788674607917,1.9199842759501748E+23,0,false,0,1.3239847638590997E-21,1.3239847638590997E-21,6.0588584370761343E+19,0,false,0,4.2948368054119264E-18,4.2948368054119264E-18,1.9174800818638924E+16,0,false,0,1.2383176961112471E-14,1.2383176961112471E-14,6646026473040.3008,0,false,0,3.9146168429566531E-11,3.9146168429566531E-11,2102349353.857497,0,false,0,1.2379105390600738E-7,1.2379105390600738E-7,664821.23955729872,0,false,0,3.9146168429566691E-4,3.9146168429566691E-4]
[null,10,7,1401.7884727011901,null,187,10,12,2497.4949421388146,1,0.93501984960437212,0.93501984960437212,6.3554775432878924E+23,0,false,0,4.2489340089495755E-21,4.2489340089495755E-21,2.0055861507376618E+20,0,false,0,1.3782997103541429E-17,1.3782997103541429E-17,6.347188230985264E+16,0,false,0,3.9740111189460195E-14,3.9740111189460195E-14,21999488501331.949,0,false,0,1.2562794595584608E-10,1.2562794595584608E-10,6959137256.4624748,0,false,0,3.9727044698901127E-7,3.9727044698901127E-7,2200672.4280156819,0,false,0,1.2562794595584604E-3,1.2562794595584604E-3]
[null,10,8,1576.8929265489637,null,188,14,9,2498.041755500818,1,3.7251991601925979E-2,3.7251991601925979E-2,2.5385298813873195E+22,0,false,0,1.6885084022771451E-22,1.6885084022771451E-22,8.0107912248405197E+18,0,false,0,5.4773047472310396E-19,5.4773047472310396E-19,2535218931606905.5,0,false,0,1.5792552087063232E-15,1.5792552087063232E-15,878712237679.90186,0,false,0,4.9924014319936114E-12,4.9924014319936114E-12,277964602.24870384,0,false,0,1.5787359518986E-8,1.5787359518986E-8,87900.125200866678,0,false,0,4.9924014319936098E-5,4.9924014319936098E-5]
[null,10,9,1774.0158004166126,null,189,8,13,2507.8921040913392,1,0.58779238427879021,0.58779238427879021,4.193036561852461E+23,0,false,0,2.5451054071251831E-21,2.5451054071251831E-21,1.323188698364525E+20,0,false,0,8.2559955934186368E-18,8.2559955934186368E-18,4.1875676746884968E+16,0,false,0,2.3804269883931511E-14,2.3804269883931511E-14,14514198028369.955,0,false,0,7.5250960326705462E-11,7.5250960326705462E-11,4591302031.4444199,0,false,0,2.3796443074735773E-7,2.3796443074735773E-7,1451897.1845122331,0,false,0,7.5250960326705377E-4,7.5250960326705377E-4]
[null,10,10,1993.1570943041379,null,190,5,14,2511.9249720007715,1,0.66114970719497423,0.66114970719497423,4.8052703615694195E+23,0,false,0,2.8097540474040678E-21,2.8097540474040678E-21,1.516390172425678E+20,0,false,0,9.1144818477912465E-18,9.1144818477912465E-18,4.7990029510634272E+16,0,false,0,2.6279518115292382E-14,2.6279518115292382E-14,16633445613663.486,0,false,0,8.3075808867118129E-11,8.3075808867118129E-11,5261687382.7034655,0,false,0,2.6270877448090682E-7,2.6270877448090682E-7,1663891.6465112937,0,false,0,8.3075808867118554E-4,8.3075808867118554E-4]
[null,10,11,2234.316808211538,null,191,13,10,2514.3731642304224,1,7.2693319413108817E-2,7.2693319413108817E-2,5.3435692218486847E+22,0,false,0,3.0545277482714343E-22,3.0545277482714343E-22,1.6862601360563782E+19,0,false,0,9.9084963471861343E-19,9.9084963471861343E-19,5336599719747827,0,false,0,2.8568876826968182E-15,2.8568876826968182E-15,1849676737136.5547,0,false,0,9.0313016411223942E-12,9.0313016411223942E-12,585111526.25387657,0,false,0,2.8559483421963422E-8,2.8559483421963422E-8,185028.51081796541,0,false,0,9.0313016411224065E-5,9.0313016411224065E-5]
[null,10,12,2497.4949421388146,null,192,15,8,2518.2643643823349,1,0.16921987032804708,0.16921987032804708,1.2664751437792427E+23,0,false,0,6.9838122984929176E-22,6.9838122984929176E-22,3.9965919025230914E+19,0,false,0,2.2654591593810575E-18,2.2654591593810575E-18,1.2648233075610066E+16,0,false,0,6.5319319312524737E-15,6.5319319312524737E-15,4383904305069.8696,0,false,0,2.0648990832826188E-11,2.0648990832826188E-11,1386768232.1946094,0,false,0,6.5297842415667578E-8,6.5297842415667578E-8,438534.62005002314,0,false,0,2.0648990832826145E-4,2.0648990832826145E-4]
[null,10,13,{"$f":"3.141625/2*SQRT($H$2/$I$2)*((1+($D$8-1)/B202)*(B202/$C$2)^2+(1+($D$8-1)/C202)*(C202/$D$2)^2)","v":2782.6914960859658},null,193,18,2,2537.163975388803,1,{"$f":"ABS(SIN(G202*3.1416*$J$2/$C$2)*SIN(H202*3.1416*$K$2/$D$2))*(1/F202^$N$2)+(1-1/F202^$N$2)","v":0.53647079508693385},{"$f":"$J202*$K202","v":0.53647079508693385},{"$f":"10^(LOG10($I202/22.27)/LOG10(2)*70/20)*$L202","v":4.379716157120747E+23},{"$f":"IF($I202<22.27,M202,0)","v":0},{"$f":"AND($I202>22.27,$I202<44.45)","v":false},{"$f":"IF($O202=TRUE,$L202,0)","v":0},{"$f":"10^(LOG10(44.45/$I202)/LOG10(2)*70/20)*$L202","v":2.029704042186053E-21},{"$f":"IF($I202>44.45,Q202,0)","v":2.029704042186053E-21},{"$f":"10^(LOG10($I202/44.548)/LOG10(2)*70/20)*$L202","v":1.3820988287749146E+20},{"$f":"IF($I202<44.528,S202,0)","v":0},{"$f":"AND($I202>44.548,$I202<89.095)","v":false},{"$f":"IF($U202=TRUE,$L202,0)","v":0},{"$f":"10^(LOG10(89.095/$I202)/LOG10(2)*70/20)*$L202","v":6.5840996531299847E-18},{"$f":"IF($I202>89.095,W202,0)","v":6.5840996531299847E-18},{"$f":"10^(LOG10($I202/89.09)/LOG10(2)*70/20)*$L202","v":4.3740037877864568E+16},{"$f":"IF($I202<89.09,Y202,0)","v":0},{"$f":"AND($I202>89.09,$I202<176.78)","v":false},{"$f":"IF($AA202=TRUE,$L202,0)","v":0},{"$f":"10^(LOG10(176.78/$I202)/LOG10(2)*70/20)*$L202","v":1.8983741368605425E-14},{"$f":"IF($I202>176.78,AC202,0)","v":1.8983741368605425E-14},{"$f":"10^(LOG10($I202/176.78)/LOG10(2)*70/20)*$L202","v":15160389535076.631},{"$f":"IF($I202<176.78,AE202,0)","v":0},{"$f":"AND($I202>176.78,$I202<353.55)","v":false},{"$f":"IF($AG202=TRUE,$L202,0)","v":0},{"$f":"10^(LOG10(353.55/$I202)/LOG10(2)*70/20)*$L202","v":6.0012122847996398E-11},{"$f":"IF($I202>353.55,AI202,0)","v":6.0012122847996398E-11},{"$f":"10^(LOG10($I202/353.55)/LOG10(2)*70/20)*$L202","v":4795712938.0370798},{"$f":"IF($I202<353.55,AK202,0)","v":0},{"$f":"AND($I202>353.55,$I202<707.1)","v":false},{"$f":"IF($AM202=TRUE,$L202,0)","v":0},{"$f":"10^(LOG10(707.1/$I202)/LOG10(2)*70/20)*$L202","v":1.8977499542149979E-7},{"$f":"IF($I202>707.1,AO202,0)","v":1.8977499542149979E-7},{"$f":"10^(LOG10($I202/707.1)/LOG10(2)*70/20)*$L202","v":1516537.5888535089},{"$f":"IF($I202<707.1,AQ202,0)","v":0},{"$f":"AND($I202>707.1,$I202<1414.2)","v":false},{"$f":"IF($AS202=TRUE,$L202,0)","v":0},{"$f":"10^(LOG10(1414.2/$I202)/LOG10(2)*70/20)*$L202","v":6.0012122847996434E-4},{"$f":"IF($I202>1414.2,AU202,0)","v":6.0012122847996434E-4}]
[null,10,14,3089.9064700529925,null,194,17,5,2537.3040211707121,{"$f":"IF(ABS(I203-I202)>0.0001,1,$M$2)","v":1},0.95898406510210388,0.95898406510210388,7.8341157054619483E+23,0,false,0,3.6259291459129317E-21,3.6259291459129317E-21,2.4721972275308829E+20,0,false,0,1.176204921293177E-17,1.176204921293177E-17,7.8238978372915648E+16,0,false,0,3.3913171426097293E-14,3.3913171426097293E-14,27117795194231.09,0,false,0,1.0720760308891857E-10,1.0720760308891857E-10,8578220299.888586,0,false,0,3.3902020824828403E-7,3.3902020824828403E-7,2712671.4418340609,0,false,0,1.0720760308891805E-3,1.0720760308891805E-3]
[null,10,15,3419.1398640398952,null,195,12,11,2567.2585905711489,1,0.43995920557844609,0.43995920557844609,4.1195880734428725E+23,0,false,0,1.4513011502299462E-21,1.4513011502299462E-21,1.3000106963743426E+20,0,false,0,4.7078348375975848E-18,4.7078348375975848E-18,4.11421498355844E+16,0,false,0,1.3573962070968517E-14,1.3573962070968517E-14,14259956051240.563,0,false,0,4.2910523458993082E-11,4.2910523458993082E-11,4510877215.4269934,0,false,0,1.3569498972050529E-7,1.3569498972050529E-7,1426464.6246107295,0,false,0,4.2910523458993308E-4,4.2910523458993308E-4]
[null,10,16,3770.3916780466743,null,196,16,7,2575.0409908749743,1,0.54026012969465487,0.54026012969465487,5.2399606125291517E+23,0,false,0,1.7205382329916123E-21,1.7205382329916123E-21,1.6535645611710611E+20,0,false,0,5.5812054110292746E-18,5.5812054110292746E-18,5.23312624490294E+16,0,false,0,1.6092125822803103E-14,1.6092125822803103E-14,18138126121539.5,0,false,0,5.0871038169564923E-11,5.0871038169564923E-11,5737665639.2342234,0,false,0,1.6086834755318898E-7,1.6086834755318898E-7,1814409.1872466004,0,false,0,5.0871038169565132E-4,5.0871038169565132E-4]
[null,10,17,4143.6619120733285,null,197,6,14,2598.4500764287236,1,0.28892872906499628,0.28892872906499628,3.1132330450222825E+23,0,false,0,8.2824025768092597E-22,8.2824025768092597E-22,9.8243712397501874E+19,0,false,0,2.6867051944341376E-18,2.6867051944341376E-18,3.1091725222991444E+16,0,false,0,7.7464982658001198E-15,7.7464982658001198E-15,10776457647666.121,0,false,0,2.4488523971243876E-11,2.4488523971243876E-11,3408935980.6716738,0,false,0,7.7439512284762512E-8,7.7439512284762512E-8,1078000.2096622197,0,false,0,2.4488523971243889E-4,2.4488523971243889E-4]
[null,10,18,4538.9505661198573,null,198,18,3,2602.1763291371981,1,0.71633960500832983,0.71633960500832983,7.848302127025547E+23,0,false,0,2.0195226401144625E-21,2.0195226401144625E-21,2.476674010026388E+20,0,false,0,6.5510724903245517E-18,6.5510724903245517E-18,7.8380657558115056E+16,0,false,0,1.8888515119024177E-14,1.8888515119024177E-14,27166901499137.012,0,false,0,5.9711090017994076E-11,5.9711090017994076E-11,8593754184.5049782,0,false,0,1.8882304602820649E-7,1.8882304602820649E-7,2717583.687463861,0,false,0,5.9711090017994272E-4,5.9711090017994272E-4]
[null,10,19,4956.2576401862616,null,199,9,13,2638.024001293029,1,0.89101102661104492,0.89101102661104492,1.1445274324687915E+24,0,false,0,2.1425277916458816E-21,2.1425277916458816E-21,3.6117637928294056E+20,0,false,0,6.9500854295010646E-18,6.9500854295010646E-18,1.1430346500205902E+17,0,false,0,2.0038977420495348E-14,2.0038977420495348E-14,39617822450884.5,0,false,0,6.3347975057001527E-11,6.3347975057001527E-11,12532376115.070824,0,false,0,2.0032388633966042E-7,2.0032388633966042E-7,3963085.3017516094,0,false,0,6.3347975057001786E-4,6.3347975057001786E-4]
[null,10,20,5395.5831342725442,null,200,1,15,2640.4139241883249,1,0.33981367566507592,0.33981367566507592,4.4111969958218344E+23,0,false,0,8.0855909396931215E-22,8.0855909396931215E-22,1.392033178110965E+20,0,false,0,2.622862022979808E-18,2.622862022979808E-18,4.4054435667084856E+16,0,false,0,7.5624211225472801E-15,7.5624211225472801E-15,15269360473027.197,0,false,0,2.3906612328016915E-11,2.3906612328016915E-11,4830183908.3106966,0,false,0,7.5599346095194154E-8,7.5599346095194154E-8,1527438.2667755648,0,false,0,2.3906612328017032E-4,2.3906612328017032E-4]
[null,11,1,972.75166241611896,null,201,11,12,2656.6980345229972,1,0.83310364074278531,0.83310364074278531,1.1616094723090295E+24,0,false,0,1.8455441251303653E-21,1.8455441251303653E-21,3.6656692661736479E+20,0,false,0,5.9867084961901142E-18,5.9867084961901142E-18,1.1600944101246507E+17,0,false,0,1.726130097178572E-14,1.726130097178572E-14,40209117340190.945,0,false,0,5.456707897149016E-11,5.456707897149016E-11,12719421477.215456,0,false,0,1.7255625481218746E-7,1.7255625481218746E-7,4022234.2387664239,0,false,0,5.4567078971490398E-4,5.4567078971490398E-4]
[null,11,2,1015.745596144639,null,202,17,6,2668.3716349787346,1,0.81284630331503327,0.81284630331503327,1.19263701086012E+24,0,false,0,1.711177655564839E-21,1.711177655564839E-21,3.7635822887366807E+20,0,false,0,5.5508408981211492E-18,5.5508408981211492E-18,1.191081480126299E+17,0,false,0,1.6004576713554941E-14,1.6004576713554941E-14,41283135732876,0,false,0,5.059427460660754E-11,5.059427460660754E-11,13059167622.231827,0,false,0,1.5999314432089935E-7,1.5999314432089935E-7,4129671.4032177911,0,false,0,5.0594274606607654E-4,5.0594274606607654E-4]
[null,11,3,1080.7579498930345,null,203,2,15,2668.7966382512932,1,0.60555206404764128,0.60555206404764128,8.9013426191970368E+23,0,false,0,1.2724302146103832E-21,1.2724302146103832E-21,2.8089800268253102E+20,0,false,0,4.1276004582545263E-18,4.1276004582545263E-18,8.8897327899779648E+16,0,false,0,1.1900989307655944E-14,1.1900989307655944E-14,30812001657413.785,0,false,0,3.7621858540743852E-11,3.7621858540743852E-11,9746815189.2399445,0,false,0,1.1897076279740968E-7,1.1897076279740968E-7,3082213.5930723189,0,false,0,3.7621858540743937E-4,3.7621858540743937E-4]
[null,11,4,1167.7887236613053,null,204,18,4,2689.2071029054696,1,0.80310710619350056,0.80310710619350056,1.2898752445037293E+24,0,false,0,1.5444922837487609E-21,1.5444922837487609E-21,4.0704351623241479E+20,0,false,0,5.0101349252571062E-18,5.0101349252571062E-18,1.288192888038737E+17,0,false,0,1.4445575044977396E-14,1.4445575044977396E-14,44649037647189.617,0,false,0,4.566589943343846E-11,4.566589943343846E-11,14123909350.753241,0,false,0,1.4440825360985811E-7,1.4440825360985811E-7,4466372.3014130313,0,false,0,4.5665899433438499E-4,4.5665899433438499E-4]
[null,11,5,1276.8379174494521,null,205,7,14,2699.5107784479219,1,0.14627523104112422,0.14627523104112422,2.4561502105826478E+23,0,false,0,2.690748924491933E-22,2.690748924491933E-22,7.750827239848339E+19,0,false,0,8.7284444885502224E-19,8.7284444885502224E-19,2.4529467068303484E+16,0,false,0,2.5166467922777777E-15,2.5166467922777777E-15,8501965107613.9639,0,false,0,7.9557192405157813E-12,7.9557192405157813E-12,2689441717.2453046,0,false,0,2.5158193224854853E-8,2.5158193224854853E-8,850476.14607696759,0,false,0,7.955719240515806E-5,7.955719240515806E-5]
[null,11,6,1407.9055312574746,null,206,3,15,2711.7149499055072,1,0.73928739804737731,0.73928739804737731,1.3081992030620045E+24,0,false,0,1.2904442282750175E-21,1.2904442282750175E-21,4.1282597353178497E+20,0,false,0,4.1860356087275256E-18,4.1860356087275256E-18,1.3064929470530062E+17,0,false,0,1.2069473662671463E-14,1.2069473662671463E-14,45283321558753.758,0,false,0,3.8154477670705142E-11,3.8154477670705142E-11,14324553506.633301,0,false,0,1.2065505237346415E-7,1.2065505237346415E-7,4529821.5545913102,0,false,0,3.8154477670705121E-4,3.8154477670705121E-4]
[null,11,7,1560.9915650853723,null,207,15,9,2715.387238249984,1,8.5239068066018109E-2,8.5239068066018109E-2,1.5322609790009514E+23,0,false,0,1.4646408982492553E-22,1.4646408982492553E-22,4.8353272871612678E+19,0,false,0,4.7511072696768807E-19,4.7511072696768807E-19,1.5302624840495396E+16,0,false,0,1.3698728204876239E-15,1.3698728204876239E-15,5303922098532.4375,0,false,0,4.3304938891123243E-12,4.3304938891123243E-12,1677799094.2397127,0,false,0,1.3694224083035565E-8,1.3694224083035565E-8,530566.65939649928,0,false,0,4.3304938891123347E-5,4.3304938891123347E-5]
[null,11,8,1736.0960189331463,null,208,14,10,2717.1830493883431,1,0.14361649591065789,0.14361649591065789,2.6015770616920839E+23,0,false,0,2.448829063266134E-22,2.448829063266134E-22,8.2097480314708492E+19,0,false,0,7.9436874790177504E-19,7.9436874790177504E-19,2.5981838808340412E+16,0,false,0,2.290380106003007E-15,2.290380106003007E-15,9005360221037.8848,0,false,0,7.240436414571573E-12,7.240436414571573E-12,2848681587.2239752,0,false,0,2.289627032366937E-8,2.289627032366937E-8,900832.21442113584,0,false,0,7.2404364145715975E-5,7.2404364145715975E-5]
[null,11,9,1933.2188928007949,null,209,16,8,2750.1454447227475,1,0.22759776378923488,0.22759776378923488,4.7433690880344806E+23,0,false,0,3.3731493896627885E-22,3.3731493896627885E-22,1.4968561034168412E+20,0,false,0,1.094206409645539E-18,1.094206409645539E-18,4.7371824140246464E+16,0,false,0,3.1548932396104393E-15,3.1548932396104393E-15,16419174326246.496,0,false,0,9.9733681043993113E-12,9.9733681043993113E-12,5193906565.9283895,0,false,0,3.1538559153177865E-8,3.1538559153177865E-8,1642457.4702437175,0,false,0,9.9733681043993351E-5,9.9733681043993351E-5]
[null,11,10,2152.36018668832,null,210,13,11,2755.532878137823,1,0.11708325484454678,0.11708325484454678,2.4962937621753818E+23,0,false,0,1.6962130331554862E-22,1.6962130331554862E-22,7.877507494113167E+19,0,false,0,5.5022975818706674E-19,5.5022975818706674E-19,2.4930379000544436E+16,0,false,0,1.5864613193951244E-15,1.5864613193951244E-15,8640922030308.1641,0,false,0,5.0151816622715473E-12,5.0151816622715473E-12,2733398207.3112068,0,false,0,1.5859396932287383E-8,1.5859396932287383E-8,864376.40873245685,0,false,0,5.0151816622715231E-5,5.0151816622715231E-5]
[null,11,11,2393.5199005957206,null,211,4,15,2769.1688591509674,1,0.71186698607097398,0.71186698607097398,1.6074063000588617E+24,0,false,0,9.7377484563253324E-22,9.7377484563253324E-22,5.0724619700862773E+20,0,false,0,3.1588007365105649E-18,3.1588007365105649E-18,1.6053097946857174E+17,0,false,0,9.1076774921488305E-15,9.1076774921488305E-15,55640376626710.188,0,false,0,2.879153534100867E-11,2.879153534100867E-11,17600819124.639946,0,false,0,9.1046829010819797E-8,9.1046829010819797E-8,5565867.7118513444,0,false,0,2.8791535341008616E-4,2.8791535341008616E-4]
[null,11,12,2656.6980345229972,null,212,19,1,2769.6579147744333,1,0.16098099441100139,0.16098099441100139,3.6424458818227602E+23,0,false,0,2.1975694900508323E-22,2.1975694900508323E-22,1.1494398281857555E+20,0,false,0,7.1286336413800245E-19,7.1286336413800245E-19,3.6376951182091632E+16,0,false,0,2.0553780241641197E-15,2.0553780241641197E-15,12608328130828.35,0,false,0,6.4975389250295971E-12,6.4975389250295971E-12,3988414822.9918933,0,false,0,2.0547022188695643E-8,2.0547022188695643E-8,1261247.5094231637,0,false,0,6.4975389250296309E-5,6.4975389250296309E-5]
[null,11,13,2941.8945884701484,null,213,10,13,2782.6914960859658,1,0.99999999987856802,0.99999999987856802,2.3895967297632961E+24,0,false,0,1.2925932923098172E-21,1.2925932923098172E-21,7.5408056663229202E+20,0,false,0,4.1930068968917047E-18,4.1930068968917047E-18,2.3864800302807904E+17,0,false,0,1.2089573773314819E-14,1.2089573773314819E-14,82715902024968.391,0,false,0,3.821801890242368E-11,3.821801890242368E-11,26165668144.921001,0,false,0,1.2085598739102729E-7,1.2085598739102729E-7,8274310.7838063063,0,false,0,3.821801890242377E-4,3.821801890242377E-4]
[null,11,14,3249.1095624371751,null,214,18,5,2798.2562966936166,1,0.78549629000068921,0.78549629000068921,2.0027822066707043E+24,0,false,0,9.5157070897047673E-22,9.5157070897047673E-22,6.3201423170549226E+20,0,false,0,3.0867733643143738E-18,3.0867733643143738E-18,2.0001700210289229E+17,0,false,0,8.9000030830012778E-15,8.9000030830012778E-15,69326315491205.344,0,false,0,2.8135027126312771E-11,2.8135027126312771E-11,21930116464.249104,0,false,0,8.8970767749770243E-8,8.8970767749770243E-8,6934911.7379785692,0,false,0,2.8135027126312794E-4,2.8135027126312794E-4]
[null,11,15,3578.3429564240773,null,215,19,2,2812.6518485029533,1,0.30103959229870997,0.30103959229870997,8.1474795580860433E+23,0,false,0,3.4356622896499232E-22,3.4356622896499232E-22,2.5710848718792507E+20,0,false,0,1.1144847928268536E-18,1.1144847928268536E-18,8.1368529762005504E+16,0,false,0,3.2133613069193388E-15,3.2133613069193388E-15,28202504317280.113,0,false,0,1.015819957517714E-11,1.015819957517714E-11,8921348262.6219425,0,false,0,3.2123047584114656E-8,3.2123047584114656E-8,2821178.0309471292,0,false,0,1.0158199575177155E-4,1.0158199575177155E-4]
[null,11,16,3929.5947704308574,null,216,8,14,2815.1070780583659,1,0.54959295307727885,0.54959295307727885,1.5026113431580861E+24,0,false,0,6.2090071695094014E-22,6.2090071695094014E-22,4.7417624863798611E+20,0,false,0,2.0141223105127368E-18,2.0141223105127368E-18,1.5006515195873258E+17,0,false,0,5.807259768514502E-15,5.807259768514502E-15,52012898701355.852,0,false,0,1.8358129721186717E-11,1.8358129721186717E-11,16453332592.132902,0,false,0,5.8053503499782032E-8,5.8053503499782032E-8,5203000.6091421871,0,false,0,1.8358129721186728E-4,1.8358129721186728E-4]
[null,11,17,4302.8650044575106,null,217,17,7,2821.4576688066322,1,0.56106443905068482,0.56106443905068482,1.5746948971866002E+24,0,false,0,6.1746959895665721E-22,6.1746959895665721E-22,4.969235208407177E+20,0,false,0,2.0029922036959306E-18,2.0029922036959306E-18,1.5726410565908061E+17,0,false,0,5.7751686580595187E-15,5.7751686580595187E-15,54508071262637.633,0,false,0,1.8256682086310362E-11,1.8256682086310362E-11,17242634958.479397,0,false,0,5.7732697910335621E-8,5.7732697910335621E-8,5452599.9331637612,0,false,0,1.8256682086310375E-4,1.8256682086310375E-4]
[null,11,18,4698.1536585040394,null,218,12,12,2830.4367244984251,1,0.54958087527824517,0.54958087527824517,1.6005128829564682E+24,0,false,0,5.8289531114318943E-22,5.8289531114318943E-22,5.0507085427826164E+20,0,false,0,1.8908376473327685E-18,1.8908376473327685E-18,1.5984253685186038E+17,0,false,0,5.4517967160360092E-15,5.4517967160360092E-15,55401760961332.055,0,false,0,1.7234426444837891E-11,1.7234426444837891E-11,17525337407.562511,0,false,0,5.4500041732326132E-8,5.4500041732326132E-8,5541998.2970848028,0,false,0,1.7234426444837935E-4,1.7234426444837935E-4]
[null,11,19,5115.4607325704446,null,219,5,15,2841.1583659876737,1,0.52926814757322227,0.52926814757322227,1.6106246520644754E+24,0,false,0,5.3720950392684758E-22,5.3720950392684758E-22,5.0826180632621862E+20,0,false,0,1.7426387468063388E-18,1.7426387468063388E-18,1.6085239490642371E+17,0,false,0,5.0244991739387774E-15,5.0244991739387774E-15,55751779896501.867,0,false,0,1.5883637256812264E-11,1.5883637256812264E-11,17636059518.763481,0,false,0,5.0228471259435683E-8,5.0228471259435683E-8,5577011.7029585345,0,false,0,1.5883637256812331E-4,1.5883637256812331E-4]
[null,11,20,5554.7862266567263,null,220,19,3,2877.6642022513483,1,0.40197264159399682,0.40197264159399682,1.4189973666813072E+24,0,false,0,3.5172068915603092E-22,3.5172068915603092E-22,4.4779034260846359E+20,0,false,0,1.1409368160772254E-18,1.1409368160772254E-18,1.417146599016903E+17,0,false,0,3.2896296495199377E-15,3.2896296495199377E-15,49118600512868.016,0,false,0,1.0399301950978127E-11,1.0399301950978127E-11,15537774107.507082,0,false,0,3.2885480240923521E-8,3.2885480240923521E-8,4913475.5948912222,0,false,0,1.0399301950978115E-4,1.0399301950978115E-4]
[null,12,1,1146.4903523915473,null,221,6,15,2927.6834704156263,1,0.23129522942951167,0.23129522942951167,9.9762294350471836E+23,0,false,0,1.6563550470158329E-22,1.6563550470158329E-22,3.1481800470907342E+20,0,false,0,5.373003385641949E-19,5.373003385641949E-19,9.9632176541344048E+16,0,false,0,1.5491823031138188E-15,1.5491823031138188E-15,34532722875365.797,0,false,0,4.8973338228342193E-12,4.8973338228342193E-12,10923797538.042852,0,false,0,1.5486729342335689E-8,1.5486729342335689E-8,3454408.091875494,0,false,0,4.8973338228342395E-5,4.8973338228342395E-5]
[null,12,2,1189.4842861200673,null,222,18,6,2929.3239105016387,1,0.66579600102818515,0.66579600102818515,2.8904764951753782E+24,0,false,0,4.7369569276519581E-22,4.7369569276519581E-22,9.1214225654512969E+20,0,false,0,1.5366080874851581E-18,1.5366080874851581E-18,2.8867065090163962E+17,0,false,0,4.4304570183500804E-15,4.4304570183500804E-15,100053857457397.02,0,false,0,1.4005728675681271E-11,1.4005728675681271E-11,31650214369.411285,0,false,0,4.4290002905486488E-8,4.4290002905486488E-8,10008676.583992969,0,false,0,1.4005728675681281E-4,1.4005728675681281E-4]
[null,12,3,1254.4966398684628,null,223,15,10,2934.5285321375086,1,0.32861964539095045,0.32861964539095045,1.4564155500883634E+24,0,false,0,2.2902782637432432E-22,2.2902782637432432E-22,4.5959832869853961E+20,0,false,0,7.4293690156135855E-19,7.4293690156135855E-19,1.4545159786942614E+17,0,false,0,2.1420881723333721E-15,2.1420881723333721E-15,50413831107260.078,0,false,0,6.7716503324209336E-12,6.7716503324209336E-12,15947496701.039227,0,false,0,2.1413838568686542E-8,2.1413838568686542E-8,5043041.255330517,0,false,0,6.77165033242095E-5,6.77165033242095E-5]
[null,12,4,1341.5274136367339,null,224,11,13,2941.8945884701484,1,0.89100102098808343,0.89100102098808343,4.0656393553240924E+24,0,false,0,6.0313435224676525E-22,6.0313435224676525E-22,1.2829862003908191E+21,0,false,0,1.9564905015125818E-18,1.9564905015125818E-18,4.0603366295892864E+17,0,false,0,5.6410916643996177E-15,5.6410916643996177E-15,140732125381320.19,0,false,0,1.7832832811376759E-11,1.7832832811376759E-11,44518043083.729019,0,false,0,5.6392368816934523E-8,5.6392368816934523E-8,14077841.31180894,0,false,0,1.7832832811376771E-4,1.7832832811376771E-4]
[null,12,5,1450.5766074248804,null,225,9,14,2945.2389752600561,1,0.83310603273709705,0.83310603273709705,3.8520146877458719E+24,0,false,0,5.5654352893645018E-22,5.5654352893645018E-22,1.2155730639533596E+21,0,false,0,1.8053558448233619E-18,1.8053558448233619E-18,3.8469905880580736E+17,0,false,0,5.2053295426861414E-15,5.2053295426861414E-15,133337506509680.39,0,false,0,1.6455285073393974E-11,1.6455285073393974E-11,42178890167.339317,0,false,0,5.2036180379296061E-8,5.2036180379296061E-8,13338136.210687304,0,false,0,1.6455285073393986E-4,1.6455285073393986E-4]
[null,12,6,1581.644221232903,null,226,16,9,2947.268318590397,1,0.11464505463628549,0.11464505463628549,5.3434403797403079E+23,0,false,0,7.5975960014585041E-23,7.5975960014585041E-23,1.686219477593433E+20,0,false,0,2.4645627223537502E-19,2.4645627223537502E-19,5.3364710456853192E+16,0,false,0,7.1060013931636054E-16,7.1060013931636054E-16,18496321384346.617,0,false,0,2.2463760977580882E-12,2.2463760977580882E-12,5850974182.6732635,0,false,0,7.1036649502766615E-9,7.1036649502766615E-9,1850240.49480895,0,false,0,2.2463760977580976E-5,2.2463760977580976E-5]
[null,12,7,1734.730255060801,null,227,14,11,2958.3427632957432,1,0.23131543484800746,0.23131543484800746,1.1261807112938182E+24,0,false,0,1.4675322498018874E-22,1.4675322498018874E-22,3.5538673882722861E+20,0,false,0,4.7604864433687885E-19,4.7604864433687885E-19,1.1247118580783789E+17,0,false,0,1.3725770901220266E-15,1.3725770901220266E-15,38982750611235.867,0,false,0,4.3390427287937674E-12,4.3390427287937674E-12,12331482712.500834,0,false,0,1.3721257887780553E-8,1.3721257887780553E-8,3899557.2298494019,0,false,0,4.3390427287937538E-5,4.3390427287937538E-5]
[null,12,8,1909.8347089085744,null,228,19,4,2964.6949760196198,1,0.45066206405795195,0.45066206405795195,2.2494953124013893E+24,0,false,0,2.7887104473294995E-22,2.7887104473294995E-22,7.0986902462841632E+20,0,false,0,9.0462191074745773E-19,9.0462191074745773E-19,2.2465613441762342E+17,0,false,0,2.608269815879806E-15,2.608269815879806E-15,77866290804912.891,0,false,0,8.2453614159618926E-12,8.2453614159618926E-12,24631582017.47311,0,false,0,2.6074122205710572E-8,2.6074122205710572E-8,7789190.1548460508,0,false,0,8.2453614159618986E-5,8.2453614159618986E-5]
[null,12,9,2106.9575827762233,null,229,1,16,2991.6657381951045,1,0.21097490936380794,0.21097490936380794,1.1700205411817816E+24,0,false,0,1.1750453949490432E-22,1.1750453949490432E-22,3.6922119187582275E+20,0,false,0,3.8116965904858505E-19,3.8116965904858505E-19,1.1684945086216418E+17,0,false,0,1.0990152953559787E-15,1.0990152953559787E-15,40500266528729.008,0,false,0,3.4742488130291781E-12,3.4742488130291781E-12,12811521216.944334,0,false,0,1.098653940730866E-8,1.098653940730866E-8,4051358.7337116189,0,false,0,3.4742488130291796E-5,3.4742488130291796E-5]
[null,12,10,2326.0988766637483,null,230,17,8,2996.5621226544058,1,0.23636208680024071,0.23636208680024071,1.3359740347613041E+24,0,false,0,1.2916478548156192E-22,1.2916478548156192E-22,4.2159082517601976E+20,0,false,0,4.1899400188897085E-19,4.1899400188897085E-19,1.3342315526382987E+17,0,false,0,1.2080731133946309E-15,1.2080731133946309E-15,46244747488486.578,0,false,0,3.8190065215646288E-12,3.8190065215646288E-12,14628683077.942602,0,false,0,1.2076759007181114E-8,1.2076759007181114E-8,4625995.7695060996,0,false,0,3.8190065215646169E-5,3.8190065215646169E-5]
[null,12,11,2567.2585905711489,null,231,13,12,3018.7110120650996,1,0.1462561002520463,0.1462561002520463,9.0057415389216377E+23,0,false,0,7.3366028991659503E-23,7.3366028991659503E-23,2.8419249984856834E+20,0,false,0,2.3798999065659053E-19,2.3798999065659053E-19,8.9939955444430144E+16,0,false,0,6.8618955802010634E-16,6.8618955802010634E-16,31173378567078.082,0,false,0,2.1692084428107557E-12,2.1692084428107557E-12,9861130188.6781292,0,false,0,6.8596393989490794E-9,6.8596393989490794E-9,3118363.1699668891,0,false,0,2.169208442810757E-5,2.169208442810757E-5]
[null,12,12,2830.4367244984251,null,232,2,16,3020.0484522580728,1,0.37595983027309338,0.37595983027309338,2.3269314556344257E+24,0,false,0,1.8762288623941362E-22,1.8762288623941362E-22,7.3430540338625459E+20,0,false,0,6.0862458493094719E-19,6.0862458493094719E-19,2.3238964891175942E+17,0,false,0,1.7548294101853911E-15,1.7548294101853911E-15,80546743266652.078,0,false,0,5.5474332533566038E-12,5.5474332533566038E-12,25479494303.684971,0,false,0,1.7542524248364881E-8,1.7542524248364881E-8,8057323.5628930582,0,false,0,5.5474332533566266E-5,5.5474332533566266E-5]
[null,12,13,3115.6332784455767,null,233,7,15,3028.7441724348241,1,0.11709726212757737,0.11709726212757737,7.4938843233262326E+23,0,false,0,5.6516207375443648E-23,5.6516207375443648E-23,2.3648310471911224E+20,0,false,0,1.8333132990960765E-19,1.8333132990960765E-19,7.4841102116103056E+16,0,false,0,5.2859384503878235E-16,5.2859384503878235E-16,25940084105157.426,0,false,0,1.6710109008134179E-12,1.6710109008134179E-12,8205672860.1231298,0,false,0,5.2842004415401027E-9,5.2842004415401027E-9,2594861.5972217382,0,false,0,1.6710109008134128E-5,1.6710109008134128E-5]
[null,12,14,3422.8482524126034,null,234,20,1,3059.6813854798297,1,7.8152363515805365E-6,7.8152363515805365E-6,5.6288325121448935E+19,0,false,0,3.3516018410881049E-27,3.3516018410881049E-27,1.7762801385558104E+16,0,false,0,1.0872166611823152E-23,1.0872166611823152E-23,5621490947286.1455,0,false,0,3.134739902928449E-20,3.134739902928449E-20,1948420638.4717069,0,false,0,9.9096586125097899E-17,9.9096586125097899E-17,616347.35987738357,0,false,0,3.1337092050234838E-13,3.1337092050234838E-13,194.90614870440137,0,false,0,9.9096586125097782E-10,9.9096586125097782E-10]
[null,12,15,3752.0816463995052,null,235,3,16,3062.9667639122872,1,0.45899003767752311,0.45899003767752311,3.3473294891185233E+24,0,false,0,1.9439924252021056E-22,1.9439924252021056E-22,1.056310500604632E+21,0,false,0,6.3060621580449395E-19,6.3060621580449395E-19,3.3429636394516627E+17,0,false,0,1.818208401596215E-15,1.818208401596215E-15,115867825988629.34,0,false,0,5.7477893235682316E-12,5.7477893235682316E-12,36652675111.69474,0,false,0,1.8176105773274113E-8,1.8176105773274113E-8,11590593.5691122,0,false,0,5.7477893235682359E-5,5.7477893235682359E-5]
[null,12,16,4103.3334604062857,null,236,19,5,3073.7441698077669,1,0.44077978719351923,0.44077978719351923,3.3485185442553788E+24,0,false,0,1.7921615133168157E-22,1.7921615133168157E-22,1.0566857285082314E+21,0,false,0,5.8135421484766611E-19,5.8135421484766611E-19,3.3441511437295693E+17,0,false,0,1.6762015521697576E-15,1.6762015521697576E-15,115908985137777.55,0,false,0,5.2988718879814303E-12,5.2988718879814303E-12,36665695058.420517,0,false,0,1.6756504195458011E-8,1.6756504195458011E-8,11594710.837778868,0,false,0,5.2988718879814429E-5,5.2988718879814429E-5]
[null,12,17,4476.6036944329389,null,237,18,7,3082.4099443295368,1,0.45956346029452272,0.45956346029452272,3.607383468726471E+24,0,false,0,1.8083612160059119E-22,1.8083612160059119E-22,1.1383752481225814E+21,0,false,0,5.8660919067858219E-19,5.8660919067858219E-19,3.602678436262121E+17,0,false,0,1.6913530698150042E-15,1.6913530698150042E-15,124869595714261.91,0,false,0,5.3467694399236323E-12,5.3467694399236323E-12,39500220911.132446,0,false,0,1.6907969553941414E-8,1.6907969553941414E-8,12491066.615899062,0,false,0,5.3467694399236254E-5,5.3467694399236254E-5]
[null,12,18,4871.8923484794677,null,238,10,14,3089.9064700529925,1,0.93501203436802027,0.93501203436802027,7.5496966758720549E+24,0,false,0,3.5767732690997803E-22,3.5767732690997803E-22,2.3824436468020543E+21,0,false,0,1.1602593851584595E-18,1.1602593851584595E-18,7.5398497693084122E+17,0,false,0,3.3453418460752593E-15,3.3453418460752593E-15,261332785897108.63,0,false,0,1.0575421458660502E-11,1.0575421458660502E-11,82667864144.277557,0,false,0,3.3442419025587463E-8,3.3442419025587463E-8,26141873.999728296,0,false,0,1.0575421458660543E-4,1.0575421458660543E-4]
[null,12,19,5289.1994225458729,null,239,20,2,3102.6753192083497,1,1.4614741160010376E-5,1.4614741160010376E-5,1.2380178469968999E+20,0,false,0,5.3289526807388079E-27,5.3289526807388079E-27,3.906789743794028E+16,0,false,0,1.7286439188941516E-23,1.7286439188941516E-23,12364031270171.432,0,false,0,4.9841482971933799E-20,4.9841482971933799E-20,4285399358.8909931,0,false,0,1.5756078535628212E-16,1.5756078535628212E-16,1355607.9876799455,0,false,0,4.9825095165075712E-13,4.9825095165075712E-13,428.68088553860946,0,false,0,1.575607853562822E-9,1.575607853562822E-9]
[null,12,20,5728.5249166321546,null,240,12,13,3115.6332784455767,1,0.58777455413812707,0.58777455413812707,5.2262599390363562E+24,0,false,0,2.0418181886363237E-22,2.0418181886363237E-22,1.6492410652849102E+21,0,false,0,6.623396390872645E-19,6.623396390872645E-19,5.2194434409031603E+17,0,false,0,1.9097044499669489E-15,1.9097044499669489E-15,180907012338088.88,0,false,0,6.0370301000998221E-12,6.0370301000998221E-12,57226636402.982582,0,false,0,1.909076541930985E-8,1.909076541930985E-8,18096651.386372935,0,false,0,6.0370301000998587E-5,6.0370301000998587E-5]
[null,13,1,1334.7646399582216,null,241,4,16,3120.4206731577469,1,0.44196594669555295,0.44196594669555295,4.0005702024698206E+24,0,false,0,1.5081419983065331E-22,1.5081419983065331E-22,1.2624524496355131E+21,0,false,0,4.8922192603143967E-19,4.8922192603143967E-19,3.9953523450278816E+17,0,false,0,1.410559226760321E-15,1.410559226760321E-15,138479756349633.27,0,false,0,4.4591132989573173E-12,4.4591132989573173E-12,43805547188.982986,0,false,0,1.4100954369452574E-8,1.4100954369452574E-8,13852530.32671714,0,false,0,4.4591132989573354E-5,4.4591132989573354E-5]
[null,13,2,1377.7585736867416,null,242,8,15,3144.3404720452686,1,0.43996396130706694,0.43996396130706694,4.3522051926111685E+24,0,false,0,1.3737615530864164E-22,1.3737615530864164E-22,1.3734172452057548E+21,0,false,0,4.45630632701393E-19,4.45630632701393E-19,4.3465287052345779E+17,0,false,0,1.2848737295629669E-15,1.2848737295629669E-15,150651603185042.94,0,false,0,4.0617915407451651E-12,4.0617915407451651E-12,47655889108.847473,0,false,0,1.2844512649559362E-8,1.2844512649559362E-8,15070115.350437017,0,false,0,4.0617915407451671E-5,4.0617915407451671E-5]
[null,13,3,1442.7709274351371,null,243,16,10,3166.4096124779217,1,0.44198767132487993,0.44198767132487993,4.7426274033543003E+24,0,false,0,1.2722949921141876E-22,1.2722949921141876E-22,1.4966220513707567E+21,0,false,0,4.1271618138158348E-19,4.1271618138158348E-19,4.7364416967078342E+17,0,false,0,1.1899724577014696E-15,1.1899724577014696E-15,164166069843776.72,0,false,0,3.761786042629746E-12,3.761786042629746E-12,51930944341.168564,0,false,0,1.1895811964941243E-8,1.1895811964941243E-8,16422006.51615251,0,false,0,3.7617860426297345E-5,3.7617860426297345E-5]
[null,13,4,1529.8017012034079,null,244,20,3,3167.6876729567452,1,1.951479559696128E-5,1.951479559696128E-5,2.1038295606794532E+20,0,false,0,5.591186433188012E-27,5.591186433188012E-27,6.6390155604710128E+16,0,false,0,1.8137091856844855E-23,1.8137091856844855E-23,21010855811529.434,0,false,0,5.2294144853245393E-20,5.2294144853245393E-20,7282407012.4849758,0,false,0,1.6531423307071991E-16,1.6531423307071991E-16,2303656.7397573385,0,false,0,5.2276950614740539E-13,5.2276950614740539E-13,728.48022448309644,0,false,0,1.6531423307072001E-9,1.6531423307072001E-9]
[null,13,5,1638.8508949915547,null,245,15,11,3175.6882460449092,1,0.52929014658938356,0.52929014658938356,5.8759425428389182E+24,0,false,0,1.4726399945657716E-22,1.4726399945657716E-22,1.8542601883463451E+21,0,false,0,4.777055312439939E-19,4.777055312439939E-19,5.8682786776960691E+17,0,false,0,1.3773543435323314E-15,1.3773543435323314E-15,203395778720347.19,0,false,0,4.3541447633700141E-12,4.3541447633700141E-12,64340547800.202812,0,false,0,1.3769014714344158E-8,1.3769014714344158E-8,20346267.695157669,0,false,0,4.3541447633700095E-5,4.3541447633700095E-5]
[null,13,6,1769.9185087995772,null,246,5,16,3192.4101799944538,1,0.32859860405814478,0.32859860405814478,3.8776448367007433E+24,0,false,0,8.6010191202517414E-23,8.6010191202517414E-23,1.22366112207883E+21,0,false,0,2.7900603156518158E-19,2.7900603156518158E-19,3.8725873081623821E+17,0,false,0,8.0444990546223769E-16,8.0444990546223769E-16,134224694236141.02,0,false,0,2.5430575361449623E-12,2.5430575361449623E-12,42459535836.001778,0,false,0,8.0418540350740726E-9,8.0418540350740726E-9,13426884.163530685,0,false,0,2.5430575361449682E-5,2.5430575361449682E-5]
[null,13,7,1923.0045426274751,null,247,17,9,3193.6849965220549,1,0.11905980051831135,0.11905980051831135,1.4115083078258189E+24,0,false,0,3.1019398758531444E-23,3.1019398758531444E-23,4.4542703432512464E+20,0,false,0,1.0062295209619843E-19,1.0062295209619843E-19,1.4096673079793664E+17,0,false,0,2.9012320574943347E-16,2.9012320574943347E-16,48859366705407.961,0,false,0,9.1714847597339399E-13,9.1714847597339399E-13,15455770216.938469,0,false,0,2.9002781366281461E-9,2.9002781366281461E-9,4887543.6877720198,0,false,0,9.1714847597339622E-6,9.1714847597339622E-6]
[null,13,8,2098.1089964752487,null,248,19,6,3204.811783615789,1,0.37361019190458822,0.37361019190458822,4.6120991362053682E+24,0,false,0,9.3481421892512723E-23,9.3481421892512723E-23,1.4554314904584467E+21,0,false,0,3.032417459215776E-19,3.032417459215776E-19,4.6060836747628755E+17,0,false,0,8.7432802964988441E-16,8.7432802964988441E-16,159647833263310.13,0,false,0,2.7639589112591181E-12,2.7639589112591181E-12,50501682541.798584,0,false,0,8.7404055186980433E-9,8.7404055186980433E-9,15970034.250284424,0,false,0,2.7639589112591199E-5,2.7639589112591199E-5]
[null,13,9,2295.2318703428973,null,249,14,12,3221.5208972230198,1,0.28895074256258241,0.28895074256258241,3.7893250588032169E+24,0,false,0,6.8056918508635308E-23,6.8056918508635308E-23,1.1957902151043289E+21,0,false,0,2.2076791701276365E-19,2.2076791701276365E-19,3.7843827238465344E+17,0,false,0,6.365336583360656E-16,6.365336583360656E-16,131167504709369.03,0,false,0,2.0122343303792394E-12,2.0122343303792394E-12,41492449645.132637,0,false,0,6.3632436699821602E-9,6.3632436699821602E-9,13121064.657846358,0,false,0,2.0122343303792408E-5,2.0122343303792408E-5]
[null,13,10,2514.3731642304224,null,250,11,14,3249.1095624371751,1,0.83309667735921555,0.83309667735921555,1.2064018362214295E+25,0,false,0,1.776991410119479E-22,1.776991410119479E-22,3.8070196904487472E+21,0,false,0,5.7643322788978249E-19,5.7643322788978249E-19,1.2048283523227223E+18,0,false,0,1.6620130148437265E-15,1.6620130148437265E-15,417596052274129.81,0,false,0,5.2540185459289194E-12,5.2540185459289194E-12,132098900633.83011,0,false,0,1.6614665473901467E-8,1.6614665473901467E-8,41773340.240716115,0,false,0,5.2540185459289224E-5,5.2540185459289224E-5]
[null,13,11,2755.532878137823,null,251,20,4,3254.7184467250167,1,2.1878548819942735E-5,2.1878548819942735E-5,3.2323943332020532E+20,0,false,0,4.5740320274135643E-27,4.5740320274135643E-27,1.0200406286132971E+17,0,false,0,1.4837573389597802E-23,1.4837573389597802E-23,32281783909805.02,0,false,0,4.2780740056375624E-20,4.2780740056375624E-20,11188934502.671867,0,false,0,1.3524009719376029E-16,1.3524009719376029E-16,3539415.5165447546,0,false,0,4.2766673811482796E-13,4.2766673811482796E-13,1119.2614618022858,0,false,0,1.3524009719376063E-9,1.3524009719376063E-9]
[null,13,12,3018.7110120650996,null,252,18,8,3257.5143981773099,1,0.1936023225356121,0.1936023225356121,2.8890311068649061E+24,0,false,0,4.0073328931067994E-23,4.0073328931067994E-23,9.1168613806178081E+20,0,false,0,1.2999274063160064E-19,1.2999274063160064E-19,2.8852630058947277E+17,0,false,0,3.7480425539631644E-16,3.7480425539631644E-16,100003825334240.17,0,false,0,1.1848454201969527E-12,1.1848454201969527E-12,31634387619.064018,0,false,0,3.7468102030416476E-9,3.7468102030416476E-9,10003671.726087309,0,false,0,1.1848454201969532E-5,1.1848454201969532E-5]
[null,13,13,3303.9075660122508,null,253,9,15,3274.4723692469588,1,0.66692381752625762,0.66692381752625762,1.0571485995286367E+25,0,false,0,1.2995797313907462E-22,1.2995797313907462E-22,3.3360240454716715E+21,0,false,0,4.2156700094308583E-19,4.2156700094308583E-19,1.0557697834078821E+18,0,false,0,1.2154917660819068E-15,1.2154917660819068E-15,365932037382328.63,0,false,0,3.8424586476651355E-12,3.8424586476651355E-12,115755931076.59634,0,false,0,1.2150921141632199E-8,1.2150921141632199E-8,36605239.487551309,0,false,0,3.8424586476651175E-5,3.8424586476651175E-5]
[null,13,14,3611.1225399792775,null,254,6,16,3278.9352844224059,1,0.14360072463142337,0.14360072463142337,2.3125644213844051E+24,0,false,0,2.7542663509319275E-23,2.7542663509319275E-23,7.2977162528338857E+20,0,false,0,8.9344868753708705E-20,8.9344868753708705E-20,2.3095481934805014E+17,0,false,0,2.5760543891921509E-16,2.5760543891921509E-16,80049428308602.859,0,false,0,8.1435207878980315E-13,8.1435207878980315E-13,25322177780.051479,0,false,0,2.5752073862686979E-9,2.5752073862686979E-9,8007575.7100668177,0,false,0,8.1435207878980796E-6,8.1435207878980796E-6]
[null,13,15,3940.3559339661797,null,255,13,13,3303.9075660122508,1,0.1564203158854546,0.1564203158854546,2.7513193727284657E+24,0,false,0,2.7468302676529555E-23,2.7468302676529555E-23,8.6822870391984384E+20,0,false,0,8.9103651747088454E-20,8.9103651747088454E-20,2.7477308862033805E+17,0,false,0,2.5690994500074151E-16,2.5690994500074151E-16,95236933010260.781,0,false,0,8.1215345705002381E-13,8.1215345705002381E-13,30126468106.874485,0,false,0,2.5682547338578061E-9,2.5682547338578061E-9,9526825.7074144501,0,false,0,8.1215345705002576E-6,8.1215345705002576E-6]
[null,13,16,4291.6077479729593,null,256,19,7,3357.897817443687,1,0.25788318392994486,0.25788318392994486,5.4766928596425262E+24,0,false,0,3.7507159434577936E-23,3.7507159434577936E-23,1.7282697132244961E+21,0,false,0,1.2166841583323571E-19,1.2166841583323571E-19,5.4695497272516166E+17,0,false,0,3.5080297392037883E-16,3.5080297392037883E-16,189575749061181.03,0,false,0,1.1089716593572923E-12,1.1089716593572923E-12,59968833281.445816,0,false,0,3.50687630414543E-9,3.50687630414543E-9,18963810.179227769,0,false,0,1.1089716593572909E-5,1.1089716593572909E-5]
[null,13,17,{"$f":"3.141625/2*SQRT($H$2/$I$2)*((1+($D$8-1)/B266)*(B266/$C$2)^2+(1+($D$8-1)/C266)*(C266/$D$2)^2)","v":4664.8779819996134},null,257,20,5,3363.7676405131633,1,{"$f":"ABS(SIN(G266*3.1416*$J$2/$C$2)*SIN(H266*3.1416*$K$2/$D$2))*(1/F266^$N$2)+(1-1/F266^$N$2)","v":2.1398788276346416E-5},{"$f":"$J266*$K266","v":2.1398788276346416E-5},{"$f":"10^(LOG10($I266/22.27)/LOG10(2)*70/20)*$L266","v":4.6377098440600453E+20},{"$f":"IF($I266<22.27,M266,0)","v":0},{"$f":"AND($I266>22.27,$I266<44.45)","v":false},{"$f":"IF($O266=TRUE,$L266,0)","v":0},{"$f":"10^(LOG10(44.45/$I266)/LOG10(2)*70/20)*$L266","v":3.049729376061167E-27},{"$f":"IF($I266>44.45,Q266,0)","v":3.049729376061167E-27},{"$f":"10^(LOG10($I266/44.548)/LOG10(2)*70/20)*$L266","v":1.4635134135923126E+17},{"$f":"IF($I266<44.528,S266,0)","v":0},{"$f":"AND($I266>44.548,$I266<89.095)","v":false},{"$f":"IF($U266=TRUE,$L266,0)","v":0},{"$f":"10^(LOG10(89.095/$I266)/LOG10(2)*70/20)*$L266","v":9.892931043009551E-24},{"$f":"IF($I266>89.095,W266,0)","v":9.892931043009551E-24},{"$f":"10^(LOG10($I266/89.09)/LOG10(2)*70/20)*$L266","v":46316609791235.32},{"$f":"IF($I266<89.09,Y266,0)","v":0},{"$f":"AND($I266>89.09,$I266<176.78)","v":false},{"$f":"IF($AA266=TRUE,$L266,0)","v":0},{"$f":"10^(LOG10(176.78/$I266)/LOG10(2)*70/20)*$L266","v":2.8523997842083316E-20},{"$f":"IF($I266>176.78,AC266,0)","v":2.8523997842083316E-20},{"$f":"10^(LOG10($I266/176.78)/LOG10(2)*70/20)*$L266","v":16053434803.599623},{"$f":"IF($I266<176.78,AE266,0)","v":0},{"$f":"AND($I266>176.78,$I266<353.55)","v":false},{"$f":"IF($AG266=TRUE,$L266,0)","v":0},{"$f":"10^(LOG10(353.55/$I266)/LOG10(2)*70/20)*$L266","v":9.0171143262938638E-17},{"$f":"IF($I266>353.55,AI266,0)","v":9.0171143262938638E-17},{"$f":"10^(LOG10($I266/353.55)/LOG10(2)*70/20)*$L266","v":5078211.5333798397},{"$f":"IF($I266<353.55,AK266,0)","v":0},{"$f":"AND($I266>353.55,$I266<707.1)","v":false},{"$f":"IF($AM266=TRUE,$L266,0)","v":0},{"$f":"10^(LOG10(707.1/$I266)/LOG10(2)*70/20)*$L266","v":2.8514619193223388E-13},{"$f":"IF($I266>707.1,AO266,0)","v":2.8514619193223388E-13},{"$f":"10^(LOG10($I266/707.1)/LOG10(2)*70/20)*$L266","v":1605.8714885616446},{"$f":"IF($I266<707.1,AQ266,0)","v":0},{"$f":"AND($I266>707.1,$I266<1414.2)","v":false},{"$f":"IF($AS266=TRUE,$L266,0)","v":0},{"$f":"10^(LOG10(1414.2/$I266)/LOG10(2)*70/20)*$L266","v":9.0171143262939018E-10},{"$f":"IF($I266>1414.2,AU266,0)","v":9.0171143262939018E-10}]
[null,13,18,5060.1666360461422,null,258,1,17,3364.9359722217582,{"$f":"IF(ABS(I267-I266)>0.0001,1,$M$2)","v":1},5.4716131611338911E-2,5.4716131611338911E-2,1.1906477177705672E+24,0,false,0,7.7666547583768546E-24,7.7666547583768546E-24,3.7573047137740482E+20,0,false,0,2.5194032153344652E-20,2.5194032153344652E-20,1.1890947816288234E+17,0,false,0,7.2641213776900378E-17,7.2641213776900378E-17,41214276343237.477,0,false,0,2.2963615866660581E-13,2.2963615866660581E-13,13037385209.251604,0,false,0,7.2617329451828784E-10,7.2617329451828784E-10,4122783.1994226063,0,false,0,2.2963615866660592E-6,2.2963615866660592E-6]
[null,13,19,5477.4737101125465,null,259,7,16,3379.9959864416037,1,7.2700382689909179E-2,7.2700382689909179E-2,1.6663003079879847E+24,0,false,0,9.7973050970110949E-24,9.7973050970110949E-24,5.2583126883990248E+20,0,false,0,3.178120147081232E-20,3.178120147081232E-20,1.6641269884303587E+17,0,false,0,9.1633805818635168E-17,9.1633805818635168E-17,57678992987808.313,0,false,0,2.8967626059801071E-13,2.8967626059801071E-13,18245698257.593227,0,false,0,9.1603676757020178E-10,9.1603676757020178E-10,5769796.3994160276,0,false,0,2.8967626059801092E-6,2.8967626059801092E-6]
[null,13,20,5916.7992041988291,null,260,2,17,3393.3186862847265,1,9.7504805741265632E-2,9.7504805741265632E-2,2.3394107497167423E+24,0,false,0,1.2552553321179852E-23,1.2552553321179852E-23,7.3824347085829059E+20,0,false,0,4.0718873417062876E-20,4.0718873417062876E-20,2.3363595067257245E+17,0,false,0,1.1740353313197996E-16,1.1740353313197996E-16,80978714089927.594,0,false,0,3.7114049945692196E-13,3.7114049945692196E-13,25616140401.151344,0,false,0,1.1736493102163574E-9,1.1736493102163574E-9,8100534.8530297671,0,false,0,3.711404994569209E-6,3.711404994569209E-6]
[null,14,1,1537.574525116142,null,261,16,11,3407.5693263853218,1,0.71188598316431695,0.71188598316431695,1.7932968395903279E+25,0,false,0,8.7288134892869844E-23,8.7288134892869844E-23,5.6590732657728233E+21,0,false,0,2.8315151703177142E-19,2.8315151703177142E-19,1.7909578811952502E+18,0,false,0,8.1640246208973047E-16,8.1640246208973047E-16,620749785257416.25,0,false,0,2.580842411251992E-12,2.580842411251992E-12,196362881676.2901,0,false,0,8.1613403015172564E-9,8.1613403015172564E-9,62095395.401121996,0,false,0,2.5808424112519891E-5,2.5808424112519891E-5]
[null,14,2,1580.568458844662,null,262,17,10,3412.82629040958,1,0.45900770989591244,0.45900770989591244,1.1771874866103072E+25,0,false,0,5.5281629642838457E-23,5.5281629642838457E-23,3.7148285142801606E+21,0,false,0,1.7932651804932885E-19,1.7932651804932885E-19,1.1756521063578017E+18,0,false,0,5.1704688849335106E-16,5.1704688849335106E-16,407483503784005.31,0,false,0,1.6345082240612417E-12,1.6345082240612417E-12,128899980215.69823,0,false,0,5.1687688423103493E-9,5.1687688423103493E-9,40761752.783224925,0,false,0,1.6345082240612459E-5,1.6345082240612459E-5]
[null,14,3,1645.5808125930573,null,263,10,15,3419.1398640398952,1,0.74850231649984456,0.74850231649984456,1.9613332757450459E+25,0,false,0,8.8231043208382249E-23,8.8231043208382249E-23,6.1893427016661373E+21,0,false,0,2.8621019070244917E-19,2.8621019070244917E-19,1.9587751510500165E+18,0,false,0,8.2522144615043911E-16,8.2522144615043911E-16,678915605525232.5,0,false,0,2.6087213179737645E-12,2.6087213179737645E-12,214762578871.70294,0,false,0,8.2495011454334618E-9,8.2495011454334618E-9,67913890.540613458,0,false,0,2.60872131797377E-5,2.60872131797377E-5]
[null,14,4,1732.6115863613284,null,264,12,14,3422.8482524126034,1,0.54957628168118244,0.54957628168118244,1.4583436005937973E+25,0,false,0,6.3970922834874836E-23,6.3970922834874836E-23,4.6020675998718524E+21,0,false,0,2.0751347097573055E-19,2.0751347097573055E-19,1.4564415144850102E+18,0,false,0,5.9831750293028752E-16,5.9831750293028752E-16,504805705845623,0,false,0,1.891423971216723E-12,1.891423971216723E-12,159686085183.86316,0,false,0,5.981207770085574E-9,5.981207770085574E-9,50497173.981667779,0,false,0,1.8914239712167209E-5,1.8914239712167209E-5]
[null,14,5,1841.6607801494752,null,265,3,17,3436.2369979389409,1,0.11903860693950849,0.11903860693950849,3.3054641147073247E+24,0,false,0,1.3241272958728691E-23,1.3241272958728691E-23,1.0430991227746176E+21,0,false,0,4.295299160988332E-20,4.295299160988332E-20,3.3011528691454739E+17,0,false,0,1.2384510057381589E-16,1.2384510057381589E-16,114418655856740.03,0,false,0,3.915038266402747E-13,3.915038266402747E-13,36194256550.955215,0,false,0,1.2380438048549775E-9,1.2380438048549775E-9,11445628.891748844,0,false,0,3.9150382664027501E-6,3.9150382664027501E-6]
[null,14,6,1972.7283939574975,null,266,15,12,3438.8663799721858,1,0.66116980472381082,0.66116980472381082,1.8523367005489455E+25,0,false,0,7.2894137964489552E-23,7.2894137964489552E-23,5.8453842497603843E+21,0,false,0,2.3645923667289062E-19,2.3645923667289062E-19,1.8499207377364255E+18,0,false,0,6.8177597996745046E-16,6.8177597996745046E-16,641186435901412.13,0,false,0,2.1552560725612878E-12,2.1552560725612878E-12,202827643658.61276,0,false,0,6.8155181302027901E-9,6.8155181302027901E-9,64139732.64062202,0,false,0,2.1552560725612971E-5,2.1552560725612971E-5]
[null,14,7,2125.8144277853953,null,267,18,9,3454.6372720449594,1,9.7520944297857987E-2,9.7520944297857987E-2,2.8814357909193825E+24,0,false,0,1.0194674470857635E-23,1.0194674470857635E-23,9.0928929842746792E+20,0,false,0,3.3070216766702924E-20,3.3070216766702924E-20,2.8776775963560176E+17,0,false,0,9.5350385804742577E-17,9.5350385804742577E-17,99740913437111.219,0,false,0,3.0142525413779299E-13,3.0142525413779299E-13,31551220231.860142,0,false,0,9.5319034737052125E-10,9.5319034737052125E-10,9977371.8890263718,0,false,0,3.0142525413779315E-6,3.0142525413779315E-6]
[null,14,8,2300.9188816331693,null,268,4,17,3493.6909071844011,1,0.11462342598011482,0.11462342598011482,3.8596374563587246E+24,0,false,0,1.0514455098804702E-23,1.0514455098804702E-23,1.2179785667745137E+21,0,false,0,3.4107544119746866E-20,3.4107544119746866E-20,3.8546034144582112E+17,0,false,0,9.8341281329145098E-17,9.8341281329145098E-17,133601368681018.36,0,false,0,3.1088018644807086E-13,3.1088018644807086E-13,42262358156.471031,0,false,0,9.8308946859371715E-10,9.8308946859371715E-10,13364531.106424294,0,false,0,3.1088018644807219E-6,3.1088018644807219E-6]
[null,14,9,2498.041755500818,null,269,20,6,3494.8352543211859,1,1.8137867540058979E-5,1.8137867540058979E-5,6.1307415455706487E+20,0,false,0,1.6574710715032932E-27,1.6574710715032932E-27,1.9346666326489152E+17,0,false,0,5.3766236259765618E-24,5.3766236259765618E-24,61227453515834.117,0,false,0,1.5502261163886156E-20,1.5502261163886156E-20,21221564739.672779,0,false,0,4.9006335649272302E-17,4.9006335649272302E-17,6713055.2517776396,0,false,0,1.5497164043040736E-13,1.5497164043040736E-13,2122.8544654172401,0,false,0,4.9006335649272581E-10,4.9006335649272581E-10]
[null,14,10,2717.1830493883431,null,270,8,16,3495.5922860520482,1,0.27315368246564065,0.27315368246564065,9.2560886031372341E+24,0,false,0,2.4898496877580514E-23,2.4898496877580514E-23,2.9209265528848337E+21,0,false,0,8.0767531249813446E-20,8.0767531249813446E-20,9.244016086381472E+17,0,false,0,2.3287465333218818E-16,2.3287465333218818E-16,320399550474508.25,0,false,0,7.3617218190022155E-13,7.3617218190022155E-13,101352558652.71588,0,false,0,2.3279808448604964E-9,2.3279808448604964E-9,32050493.202838704,0,false,0,7.361721819002247E-6,7.361721819002247E-6]
[null,14,11,2958.3427632957432,null,271,14,13,3506.717451170171,1,0.30903166670713578,0.30903166670713578,1.0865966643039187E+25,0,false,0,2.7147141970172744E-23,2.7147141970172744E-23,3.4289527522086455E+21,0,false,0,8.8061847596646149E-20,8.8061847596646149E-20,1.0851794397073462E+18,0,false,0,2.5390614165773678E-16,2.5390614165773678E-16,376125486387502.06,0,false,0,8.0265772005427352E-13,8.0265772005427352E-13,118980442898.29054,0,false,0,2.5382265768893289E-9,2.5382265768893289E-9,37624919.657420419,0,false,0,8.0265772005427845E-6,8.0265772005427845E-6]
[null,14,12,3221.5208972230198,null,272,19,8,3533.0022712914601,1,0.10863958444328654,0.10863958444328654,4.1663972410531193E+24,0,false,0,8.7498786458408785E-24,8.7498786458408785E-24,1.314782177769269E+21,0,false,0,2.8383484369948522E-20,2.8383484369948522E-20,4.1609630989807328E+17,0,false,0,8.1837267782362852E-17,8.1837267782362852E-17,144219860069101.84,0,false,0,2.5870707319167185E-13,2.5870707319167185E-13,45621324389.788376,0,false,0,8.1810359808156861E-10,8.1810359808156861E-10,14426729.494512333,0,false,0,2.5870707319167069E-6,2.5870707319167069E-6]
[null,14,13,3506.717451170171,null,273,5,17,3565.680414021107,1,8.522171911894677E-2,8.522171911894677E-2,3.6375787980905834E+24,0,false,0,6.1670104553933434E-24,6.1670104553933434E-24,1.1479039316836668E+21,0,false,0,2.0004991149582459E-20,2.0004991149582459E-20,3.632834382509312E+17,0,false,0,5.7679804084432348E-17,5.7679804084432348E-17,125914807182031.59,0,false,0,1.8233958319131933E-13,1.8233958319131933E-13,39830854510.44519,0,false,0,5.7660839049032403E-10,5.7660839049032403E-10,12595622.140379747,0,false,0,1.8233958319131911E-6,1.8233958319131911E-6]
[null,14,14,3813.9324251371977,null,274,11,15,3578.3429564240773,1,0.66691632829429215,0.66691632829429215,2.9664251142587705E+25,0,false,0,4.6312244029615631E-23,4.6312244029615631E-23,9.3610922009174999E+21,0,false,0,1.5023098122357213E-19,1.5023098122357213E-19,2.9625560699537853E+18,0,false,0,4.3315658075502197E-16,4.3315658075502197E-16,1026828192637088,0,false,0,1.3693110031343563E-12,1.3693110031343563E-12,324818385251.73865,0,false,0,4.3301415950345682E-9,4.3301415950345682E-9,102716592.32935299,0,false,0,1.3693110031343645E-5,1.3693110031343645E-5]
[null,14,15,4143.1658191241004,null,275,13,14,3611.1225399792775,1,0.14625487779030727,0.14625487779030727,7.2329821216261724E+24,0,false,0,9.1346064288651225E-24,9.1346064288651225E-24,2.2824986278154724E+21,0,false,0,2.963149196618463E-20,2.963149196618463E-20,7.2235482990255693E+17,0,false,0,8.5435611471122571E-17,8.5435611471122571E-17,250369710114239.03,0,false,0,2.7008229366618956E-13,2.7008229366618956E-13,79199894917.567108,0,false,0,8.5407520366762891E-10,8.5407520366762891E-10,25045205.838550512,0,false,0,2.7008229366619116E-6,2.7008229366619116E-6]
[null,14,16,4494.4176331308799,null,276,9,16,3625.7241832537384,1,0.41406277036903771,0.41406277036903771,2.1460978790491756E+25,0,false,0,2.4675692806454444E-23,2.4675692806454444E-23,6.772400901477868E+21,0,false,0,8.0044783412232442E-20,8.0044783412232442E-20,2.1432987698665559E+18,0,false,0,2.3079077569573194E-16,2.3079077569573194E-16,742871881637568.75,0,false,0,7.2958454892045661E-13,7.2958454892045661E-13,234993981245.03522,0,false,0,2.3071489202551885E-9,2.3071489202551885E-9,74311621.716520295,0,false,0,7.2958454892046091E-6,7.2958454892046091E-6]
[null,14,17,4867.6878671575341,null,277,20,7,3647.9212881490835,1,1.2519602334950551E-5,1.2519602334950551E-5,6.9661504068825435E+20,0,false,0,6.94983885833161E-28,6.94983885833161E-28,2.1982950431088141E+17,0,false,0,2.2544386110187062E-24,2.2544386110187062E-24,69570646071332.047,0,false,0,6.5001567074751174E-21,6.5001567074751174E-21,24113332905.505077,0,false,0,2.0548541790889481E-17,2.0548541790889481E-17,7627813.4098446164,0,false,0,6.4980194654366048E-14,6.4980194654366048E-14,2412.1263941884458,0,false,0,2.0548541790889491E-10,2.0548541790889491E-10]
[null,14,18,5262.976521204062,null,278,6,17,3652.2055184490596,1,3.7242704225398708E-2,3.7242704225398708E-2,2.1007300562073298E+24,0,false,0,2.0393824611352851E-24,2.0393824611352851E-24,6.6292345122317586E+20,0,false,0,6.6154952031815406E-21,6.6154952031815406E-21,2.0979901192976467E+17,0,false,0,1.907426323700111E-17,1.907426323700111E-17,72716780762987.969,0,false,0,6.0298284009861783E-14,6.0298284009861783E-14,23002628363.249668,0,false,0,1.9067991647087456E-10,1.9067991647087456E-10,7274069.7798259547,0,false,0,6.0298284009861824E-7,6.0298284009861824E-7]
[null,14,19,5680.2835952704672,null,279,17,11,3653.9860043169801,1,0.73929925208042668,0.73929925208042668,4.1938254989890943E+25,0,false,0,4.0254708954526166E-23,4.0254708954526166E-23,1.3234376617798245E+22,0,false,0,1.30581114170165E-19,1.30581114170165E-19,4.188355582831467E+18,0,false,0,3.7650069555863163E-16,3.7650069555863163E-16,1451692893463893.3,0,false,0,1.1902082711465117E-12,1.1902082711465117E-12,459216590387.31189,0,false,0,3.7637690267942501E-9,3.7637690267942501E-9,145217036.49604869,0,false,0,1.1902082711465187E-5,1.1902082711465187E-5]
[null,14,20,6119.6090893567489,null,280,16,12,3670.7474603125984,1,0.88926181510708346,0.88926181510708346,5.3202173732497747E+25,0,false,0,4.5910965334551495E-23,4.5910965334551495E-23,1.6788910369091969E+22,0,false,0,1.4892928459092569E-19,1.4892928459092569E-19,5.3132783284613816E+18,0,false,0,4.2940343704269123E-16,4.2940343704269123E-16,1841593493647152.5,0,false,0,1.3574464229571809E-12,1.3574464229571809E-12,582554539489.54053,0,false,0,4.2926224981929797E-9,4.2926224981929797E-9,184219920.60574484,0,false,0,1.3574464229571867E-5,1.3574464229571867E-5]
[null,15,1,1754.920007865308,null,281,18,10,3673.7785659324841,1,0.37596959774984778,0.37596959774984778,2.2710165007937636E+25,0,false,0,1.9225235968597961E-23,1.9225235968597961E-23,7.1666042576124647E+21,0,false,0,6.2364200317527863E-20,6.2364200317527863E-20,2.2680544629466964E+18,0,false,0,1.7981286916352151E-16,1.7981286916352151E-16,786112468422024.13,0,false,0,5.6843125832601235E-13,5.6843125832601235E-13,248672352833.75653,0,false,0,1.7975374695457536E-9,1.7975374695457536E-9,78637102.606769562,0,false,0,5.6843125832601174E-6,5.6843125832601174E-6]
[null,15,2,1797.913941593828,null,282,15,13,3724.062933919337,1,0.70711846911408283,0.70711846911408283,5.002700217978072E+25,0,false,0,3.0872115871398617E-23,3.0872115871398617E-23,1.5786927426194006E+22,0,false,0,1.0014518529575244E-19,1.0014518529575244E-19,4.9961753039679437E+18,0,false,0,2.8874567475021054E-16,2.8874567475021054E-16,1731684915435705.5,0,false,0,9.1279377275935831E-13,9.1279377275935831E-13,547786963807.50232,0,false,0,2.8865073559377264E-9,2.8865073559377264E-9,173225447.81799316,0,false,0,9.1279377275936215E-6,9.1279377275936215E-6]
[null,15,3,1862.9262953422233,null,283,19,9,3730.1251451591097,1,5.4723697134817999E-2,5.4723697134817999E-2,3.9454882893285514E+24,0,false,0,2.3444264683248338E-24,2.3444264683248338E-24,1.2450703534201097E+21,0,false,0,7.6050188480981639E-21,7.6050188480981639E-21,3.9403422740379846E+17,0,false,0,2.1927327732203281E-17,2.1927327732203281E-17,136573095667521.13,0,false,0,6.9317499645747139E-14,6.9317499645747139E-14,43202409830.242935,0,false,0,2.192011805884762E-10,2.192011805884762E-10,13661801.547161574,0,false,0,6.9317499645747309E-7,6.9317499645747309E-7]
[null,15,4,1949.9570691104946,null,284,12,15,3752.0816463995052,1,0.43995061540547553,0.43995061540547553,3.3959744656558194E+25,0,false,0,1.7604753811727679E-23,1.7604753811727679E-23,1.0716613047860104E+22,0,false,0,5.7107563987699581E-20,5.7107563987699581E-20,3.3915451693951237E+18,0,false,0,1.6465656385048808E-16,1.6465656385048808E-16,1175516720799597.3,0,false,0,5.2051857142691324E-13,5.2051857142691324E-13,371853291353.37909,0,false,0,1.64602425012609E-9,1.64602425012609E-9,117590335.6106872,0,false,0,5.2051857142691551E-6,5.2051857142691551E-6]
[null,15,5,2059.0062628986411,null,285,7,17,3753.2662204682579,1,1.8854771496056244E-2,1.8854771496056244E-2,1.4607492458002521E+24,0,false,0,7.5171529957504771E-25,7.5171529957504771E-25,4.6096590494156718E+20,0,false,0,2.4384680427861213E-21,2.4384680427861213E-21,1.4588440220602899E+17,0,false,0,7.0307633691199267E-18,7.0307633691199267E-18,50563842004683.328,0,false,0,2.222591568385942E-14,2.222591568385942E-14,15994949914.556852,0,false,0,7.0284516643854794E-11,7.0284516643854794E-11,5058047.2790315151,0,false,0,2.2225915683859437E-7,2.2225915683859437E-7]
[null,15,6,2190.0738767066637,null,286,1,18,3760.224626268287,1,0.10865399867054942,0.10865399867054942,8.6010780867981207E+24,0,false,0,4.2396016287811261E-24,4.2396016287811261E-24,2.7142261104381987E+21,0,false,0,1.3752724058923562E-20,1.3752724058923562E-20,8.5898598861333926E+17,0,false,0,3.9652825808049482E-17,3.9652825808049482E-17,297726358374772.19,0,false,0,1.2535201609932688E-13,1.2535201609932688E-13,94180307540.846573,0,false,0,3.9639788016796783E-10,3.9639788016796783E-10,29782428.256420713,0,false,0,1.2535201609932673E-6,1.2535201609932673E-6]
[null,15,7,2343.1599105345617,null,287,10,16,3770.3916780466743,1,0.46471116288385628,0.46471116288385628,3.7959870592880811E+25,0,false,0,1.7572275344447087E-23,1.7572275344447087E-23,1.1978925301259049E+22,0,false,0,5.7002208004407959E-20,5.7002208004407959E-20,3.7910360352278344E+18,0,false,0,1.6435279403474951E-16,1.6435279403474951E-16,1313981098874448,0,false,0,5.1955828277012792E-13,5.1955828277012792E-13,415653973905.3938,0,false,0,1.6429875507594194E-9,1.6429875507594194E-9,131441327.60412391,0,false,0,5.1955828277012835E-6,5.1955828277012835E-6]
[null,15,8,2518.2643643823349,null,288,2,18,3788.6073403312548,1,0.1936227346742507,0.1936227346742507,1.6727623410683155E+25,0,false,0,6.9225319681330021E-24,6.9225319681330021E-24,5.2787048052200162E+21,0,false,0,2.2455806059821162E-20,2.2455806059821162E-20,1.6705805932203098E+18,0,false,0,6.4746166814251182E-17,6.4746166814251182E-17,579026762932372.88,0,false,0,2.0467803692371676E-13,2.0467803692371676E-13,183164563947.36517,0,false,0,6.4724878369098945E-10,6.4724878369098945E-10,57921720.870523423,0,false,0,2.0467803692371721E-6,2.0467803692371721E-6]
[null,15,9,2715.387238249984,null,289,14,14,3813.9324251371977,1,0.28894832740706655,0.28894832740706655,2.6973598196281695E+25,0,false,0,9.5606627561388971E-24,9.5606627561388971E-24,8.5120078876147481E+21,0,false,0,3.1013564060595111E-20,3.1013564060595111E-20,2.6938417113845059E+18,0,false,0,8.9420499394344499E-17,8.9420499394344499E-17,933691228262384.63,0,false,0,2.826794724277678E-13,2.826794724277678E-13,295356203951.72333,0,false,0,8.9391098064651536E-10,8.9391098064651536E-10,93399832.554866835,0,false,0,2.8267947242776999E-6,2.8267947242776999E-6]
[null,15,10,2934.5285321375086,null,290,20,8,3823.0257419968575,1,5.2741880037967573E-6,5.2741880037967573E-6,5.0617304946897656E+20,0,false,0,1.6974567143994721E-28,1.6974567143994721E-28,1.5973208165352854E+17,0,false,0,5.5063319243545271E-25,5.5063319243545271E-25,50551285887627.219,0,false,0,1.5876245295277398E-21,1.5876245295277398E-21,17521182484.921787,0,false,0,5.0188588462375761E-18,5.0188588462375761E-18,5542506.7633147091,0,false,0,1.5871025208995511E-14,1.5871025208995511E-14,1752.6945318962285,0,false,0,5.0188588462376064E-11,5.0188588462376064E-11]
[null,15,11,3175.6882460449092,null,291,3,18,3831.5256519854693,1,0.23638404724995346,0.23638404724995346,2.3279612705648269E+25,0,false,0,7.4139062620576511E-24,7.4139062620576511E-24,7.3463038015600455E+21,0,false,0,2.404976126262079E-20,2.404976126262079E-20,2.3249249608825897E+18,0,false,0,6.9341971087765293E-17,6.9341971087765293E-17,805823903153039.38,0,false,0,2.1920646761038638E-13,2.1920646761038638E-13,254907705978.74762,0,false,0,6.9319171548874954E-10,6.9319171548874954E-10,80608894.402136162,0,false,0,2.1920646761038686E-6,2.1920646761038686E-6]
[null,15,12,3438.8663799721858,null,292,8,17,3868.8625200787023,1,7.0842134190179665E-2,7.0842134190179665E-2,7.8093694564145611E+24,0,false,0,1.9849694006747868E-24,1.9849694006747868E-24,2.4643881000445186E+21,0,false,0,6.4389862121869556E-21,6.4389862121869556E-21,7.7991838642431501E+17,0,false,0,1.8565340041605396E-17,1.8565340041605396E-17,270321360415300.5,0,false,0,5.8689456712372861E-14,5.8689456712372861E-14,85511235880.317917,0,false,0,1.8559235784895685E-10,1.8559235784895685E-10,27041027.091771655,0,false,0,5.8689456712373206E-7,5.8689456712373206E-7]
[null,15,13,3724.062933919337,null,293,4,18,3888.9795612309299,1,0.22761648543655985,0.22761648543655985,2.6651134938110527E+25,0,false,0,6.0045191127168338E-24,6.0045191127168338E-24,8.4102487608921843E+21,0,false,0,1.9477890069465995E-20,1.9477890069465995E-20,2.661637443754754E+18,0,false,0,5.6160029003979751E-17,5.6160029003979751E-17,922529161066142.5,0,false,0,1.7753521259552687E-13,1.7753521259552687E-13,291825287417.92285,0,false,0,5.6141563668407759E-10,5.6141563668407759E-10,92283258.70739153,0,false,0,1.7753521259552728E-6,1.7753521259552728E-6]
[null,15,14,4031.2779078863641,null,294,18,11,3914.9382798398842,1,0.60555419098400776,0.60555419098400776,7.6605102161982675E+25,0,false,0,1.4785460164955492E-23,1.4785460164955492E-23,2.4174128682773443E+22,0,false,0,4.7962136902777957E-20,4.7962136902777957E-20,7.6505187779236936E+18,0,false,0,1.3828782224083597E-16,1.3828782224083597E-16,2651685971160026,0,false,0,4.3716070586714708E-13,4.3716070586714708E-13,838812531174.14185,0,false,0,1.3824235340671318E-9,1.3824235340671318E-9,265255812.84012562,0,false,0,4.371607058671497E-6,4.371607058671497E-6]
[null,15,15,4360.5113018732663,null,295,17,12,3917.1641382442563,1,0.92350546345931062,0.92350546345931062,1.1760186692451082E+26,0,false,0,2.2400165919449607E-23,2.2400165919449607E-23,3.7111400992013535E+22,0,false,0,7.2663265971256774E-20,7.2663265971256774E-20,1.1744848134558947E+19,0,false,0,2.0950786301370441E-16,2.0950786301370441E-16,4070789175981468,0,false,0,6.6230419855974195E-13,6.6230419855974195E-13,1287719967492.0454,0,false,0,2.0943897713411839E-9,2.0943897713411839E-9,407212808.57528675,0,false,0,6.6230419855974006E-6,6.6230419855974006E-6]
[null,15,16,4711.7631158800459,null,296,11,16,3929.5947704308574,1,0.41405812064435538,0.41405812064435538,5.4705932826298676E+25,0,false,0,9.6799853171550526E-24,9.6799853171550526E-24,1.7263448811251452E+22,0,false,0,3.1400631148341989E-20,3.1400631148341989E-20,5.4634581057856788E+18,0,false,0,9.0536518572850251E-17,9.0536518572850251E-17,1893646121742388,0,false,0,2.862074745607933E-13,2.862074745607933E-13,599020439751.37036,0,false,0,9.0506750297681167E-10,9.0506750297681167E-10,189426895.46099862,0,false,0,2.86207474560794E-6,2.86207474560794E-6]
[null,15,17,5085.0333499066992,null,297,13,15,3940.3559339661797,1,0.11708096880211757,0.11708096880211757,1.5968655803257789E+25,0,false,0,2.6514947288284761E-24,2.6514947288284761E-24,5.0391988181493172E+21,0,false,0,8.601108911205018E-21,8.601108911205018E-21,1.5947828229860698E+18,0,false,0,2.4799324988330321E-17,2.4799324988330321E-17,552755095636389.44,0,false,0,7.839656624316973E-14,7.839656624316973E-14,174854000787.77975,0,false,0,2.4791171006468583E-10,2.4791171006468583E-10,55293690.048226088,0,false,0,7.8396566243169795E-7,7.8396566243169795E-7]
[null,15,18,5480.3220039532289,null,298,19,10,3949.2664390466343,1,0.21097464290667181,0.21097464290667181,2.9540506150357714E+25,0,false,0,4.6540291799900961E-24,4.6540291799900961E-24,9.3220422253729064E+21,0,false,0,1.5097073894884782E-20,1.5097073894884782E-20,2.9501977105232435E+18,0,false,0,4.3528950250164624E-17,4.3528950250164624E-17,1022544759149787.9,0,false,0,1.3760536762143558E-13,1.3760536762143558E-13,323463399131.70703,0,false,0,4.3514637994852077E-10,4.3514637994852077E-10,102288108.09563302,0,false,0,1.3760536762143518E-6,1.3760536762143518E-6]
[null,15,19,5897.6290780196332,null,299,16,13,3955.9440142597491,1,0.95106196448702685,0.95106196448702685,1.3580853203313824E+26,0,false,0,2.057202697837915E-23,2.057202697837915E-23,4.2856844217054292E+22,0,false,0,6.6733017660368878E-20,6.6733017660368878E-20,1.3563139989354521E+19,0,false,0,1.924093520377992E-16,1.924093520377992E-16,4701012974235412,0,false,0,6.0825173749425169E-13,6.0825173749425169E-13,1487079780520.1023,0,false,0,1.9234608812366773E-9,1.9234608812366773E-9,470255916.88268232,0,false,0,6.0825173749425312E-6,6.0825173749425312E-6]
[null,15,20,6336.9545721059158,null,300,5,18,3960.9690680676363,1,0.16923127207942237,0.16923127207942237,2.4524990752637639E+25,0,false,0,3.6069398407432942E-24,3.6069398407432942E-24,7.7393054204725612E+21,0,false,0,1.1700450341873655E-20,1.1700450341873655E-20,2.4493003336085064E+18,0,false,0,3.3735565208335156E-17,3.3735565208335156E-17,848932670099254.63,0,false,0,1.066461475806506E-13,1.066461475806506E-13,268544378763.99817,0,false,0,3.3724473003731096E-10,3.3724473003731096E-10,84921188.972918838,0,false,0,1.0664614758065047E-6,1.0664614758065047E-6]
[null,16,1,1986.8010882057206,null,301,9,17,3998.9944172803926,1,0.10738676512380775,0.10738676512380775,1.7390913929148023E+25,0,false,0,2.0481682410911321E-24,2.0481682410911321E-24,5.4880181524370869E+21,0,false,0,6.6439951467976859E-21,6.6439951467976859E-21,1.73682313351486E+18,0,false,0,1.9156436288311271E-17,1.9156436288311271E-17,601986567344590.63,0,false,0,6.0558052574670812E-14,6.0558052574670812E-14,190427479640.90289,0,false,0,1.9150137680018343E-10,1.9150137680018343E-10,60218456.475059688,0,false,0,6.0558052574670841E-7,6.0558052574670841E-7]
[null,16,2,2029.7950219342406,null,302,20,9,4020.1486158645057,1,2.6567026045882462E-6,2.6567026045882462E-6,4.5746205529596107E+20,0,false,0,4.7655970632995443E-29,4.7655970632995443E-29,1.4436044441043382E+17,0,false,0,1.5458985802498182E-25,1.5458985802498182E-25,45686539740249.789,0,false,0,4.4572440235782526E-22,4.4572440235782526E-22,15835051192.821589,0,false,0,1.4090408772047245E-18,1.4090408772047245E-18,5009129.8580548419,0,false,0,4.4557784882485342E-15,4.4557784882485342E-15,1584.0259447009309,0,false,0,1.4090408772047231E-11,1.4090408772047231E-11]
[null,16,3,2094.8073756826357,null,303,15,14,4031.2779078863641,1,0.66116427842584524,0.66116427842584524,1.1756578353609479E+26,0,false,0,1.1484823712065005E-23,1.1484823712065005E-23,3.7100014224679746E+22,0,false,0,3.7255295475207586E-20,3.7255295475207586E-20,1.1741244501995629E+19,0,false,0,1.0741710046507463E-16,1.0741710046507463E-16,4069540149321930.5,0,false,0,3.3957100994571697E-13,3.3957100994571697E-13,1287324860671.2583,0,false,0,1.0738178187921539E-9,1.0738178187921539E-9,407087864.82800978,0,false,0,3.3957100994571715E-6,3.3957100994571715E-6]
[null,16,4,2181.8381494509072,null,304,6,18,4047.4941724955884,1,7.3955680276117319E-2,7.3955680276117319E-2,1.3778890815894651E+25,0,false,0,1.2260701719084791E-24,1.2260701719084791E-24,4.3481787803766405E+21,0,false,0,3.9772144242670297E-21,3.9772144242670297E-21,1.3760919305747878E+18,0,false,0,1.1467385667815647E-17,1.1467385667815647E-17,476956370313228.5,0,false,0,3.6251134277481913E-14,3.6251134277481913E-14,150876455429.9957,0,false,0,1.1463615208144548E-10,1.1463615208144548E-10,47711324.445166454,0,false,0,3.6251134277481998E-7,3.6251134277481998E-7]
[null,16,5,2290.8873432390537,null,305,12,16,4103.3334604062857,1,0.27314539660023773,0.27314539660023773,5.9679132107987968E+25,0,false,0,3.8614621813161799E-24,3.8614621813161799E-24,1.8832831998632737E+22,0,false,0,1.2526088178449494E-20,1.2526088178449494E-20,5.9601293902970931E+18,0,false,0,3.6116102560353838E-17,3.6116102560353838E-17,2065793438237766.8,0,false,0,1.1417159249899897E-13,1.1417159249899897E-13,653476106016.08545,0,false,0,3.6104227638543036E-10,3.6104227638543036E-10,206647289.15085009,0,false,0,1.1417159249899905E-6,1.1417159249899905E-6]
[null,16,6,2421.9549570470763,null,306,14,15,4143.1658191241004,1,0.23131091843018756,0.23131091843018756,5.6546380204274844E+25,0,false,0,2.9226308910106851E-24,2.9226308910106851E-24,1.7844235344960526E+22,0,false,0,9.4806398547667658E-21,9.4806398547667658E-21,5.6472627980007844E+18,0,false,0,2.733525075463089E-17,2.733525075463089E-17,1957353216375840,0,false,0,8.6413230907191348E-14,8.6413230907191348E-14,619173018105.08472,0,false,0,2.7326262964078159E-10,2.7326262964078159E-10,195799700.29327369,0,false,0,8.6413230907191088E-7,8.6413230907191088E-7]
[null,16,7,2575.0409908749743,null,307,10,17,4143.6619120733285,1,0.1205223750363814,0.1205223750363814,2.950400196817471E+25,0,false,0,1.5206909020153437E-24,1.5206909020153437E-24,9.3105226689379377E+21,0,false,0,4.9329262948569428E-21,4.9329262948569428E-21,2.9465520534667244E+18,0,false,0,1.4222961666055518E-17,1.4222961666055518E-17,1021281166712066.1,0,false,0,4.4962165581187201E-14,4.4962165581187201E-14,323063684692.44513,0,false,0,1.421828517701792E-10,1.421828517701792E-10,102161707.29146054,0,false,0,4.4962165581187229E-7,4.4962165581187229E-7]
[null,16,8,2750.1454447227475,null,308,7,18,4148.5548745147862,1,3.7441358822988574E-2,3.7441358822988574E-2,9.2923135407946953E+24,0,false,0,4.6597848118078344E-25,4.6597848118078344E-25,2.9323579886474966E+21,0,false,0,1.5115744426482919E-21,1.5115744426482919E-21,9.2801937766339443E+17,0,false,0,4.3582782446174137E-18,4.3582782446174137E-18,321653476861671.69,0,false,0,1.3777554400012574E-14,1.3777554400012574E-14,101749215413.04202,0,false,0,4.3568452490914409E-11,4.3568452490914409E-11,32175927.084032226,0,false,0,1.3777554400012606E-7,1.3777554400012606E-7]
[null,16,9,2947.268318590397,null,309,1,19,4177.5317003346918,1,0.25790257347103335,0.25790257347103335,6.9402418093141531E+25,0,false,0,2.9602150515123107E-24,2.9602150515123107E-24,2.1901191154756686E+22,0,false,0,9.6025580521879392E-21,9.6025580521879392E-21,6.9311898015898982E+18,0,false,0,2.7686773916475595E-17,2.7686773916475595E-17,2402365028285269.5,0,false,0,8.7524479251915848E-14,8.7524479251915848E-14,759944394659.46106,0,false,0,2.7677670545620583E-10,2.7677670545620583E-10,240315518.22017825,0,false,0,8.7524479251916054E-7,8.7524479251916054E-7]
[null,16,10,3166.4096124779217,null,310,18,12,4178.1164137671603,1,0.75643604700086486,0.75643604700086486,2.0389090032293691E+26,0,false,0,8.6682834167264691E-24,8.6682834167264691E-24,6.4341469726533004E+22,0,false,0,2.8118799909286849E-20,2.8118799909286849E-20,2.0362496981859176E+19,0,false,0,8.1074110842127077E-17,8.1074110842127077E-17,7057684472377525,0,false,0,2.5629455254252819E-13,2.5629455254252819E-13,2232569859663.1216,0,false,0,8.1047453792808654E-10,8.1047453792808654E-10,706000579.19779527,0,false,0,2.5629455254252786E-6,2.5629455254252786E-6]
[null,16,11,3407.5693263853218,null,311,19,11,4190.4261529540345,1,0.33980561185825642,0.33980561185825642,9.47787875488157E+25,0,false,0,3.7630194094002925E-24,3.7630194094002925E-24,2.9909164558745933E+22,0,false,0,1.2206752449223447E-20,1.2206752449223447E-20,9.4655169620137677E+18,0,false,0,3.5195371220800011E-17,3.5195371220800011E-17,3280768176189146.5,0,false,0,1.1126094168541916E-13,1.1126094168541916E-13,1037811221990.5485,0,false,0,3.518379903410998E-10,3.518379903410998E-10,328184724.27727634,0,false,0,1.1126094168541963E-6,1.1126094168541963E-6]
[null,16,12,3670.7474603125984,null,312,17,13,4202.3606921914079,1,0.9876854098208967,0.9876854098208967,2.8474744236584501E+26,0,false,0,1.0581907432367791E-23,1.0581907432367791E-23,8.9857217333737671E+22,0,false,0,3.4326350840719702E-20,3.4326350840719702E-20,2.8437605241739592E+19,0,false,0,9.8972160328475199E-17,9.8972160328475199E-17,9856534054985218,0,false,0,3.1287454505604428E-13,3.1287454505604428E-13,3117934917327.104,0,false,0,9.8939618426607592E-10,9.8939618426607592E-10,985977593.49224234,0,false,0,3.1287454505604446E-6,3.1287454505604446E-6]
[null,16,13,3955.9440142597491,null,313,2,19,4205.91441439766,1,0.45958549308800906,0.45958549308800906,1.3380604940967455E+26,0,false,0,4.8757719893857225E-24,4.8757719893857225E-24,4.2224924524261212E+22,0,false,0,1.581637913549197E-20,1.581637913549197E-20,1.3363152906498431E+19,0,false,0,4.5602901947762933E-17,4.5602901947762933E-17,4631697028818356,0,false,0,1.4416162234701412E-13,1.4416162234701412E-13,1465152944439.8154,0,false,0,4.5587907780159259E-10,4.5587907780159259E-10,463322042.49319583,0,false,0,1.4416162234701369E-6,1.4416162234701369E-6]
[null,16,14,4263.1589882267772,null,314,20,10,4239.2899097520303,1,1.0242306581212575E-5,1.0242306581212575E-5,3.2690246004967819E+21,0,false,0,9.9120587424174327E-29,9.9120587424174327E-29,1.031599973490784E+18,0,false,0,3.2153447582172454E-25,3.2153447582172454E-25,326476088220746.81,0,false,0,9.2707092110734665E-22,9.2707092110734665E-22,113157301901.1815,0,false,0,2.9306917391061428E-18,2.9306917391061428E-18,35795250.214731306,0,false,0,9.2676610154154254E-15,9.2676610154154254E-15,11319.452009418153,0,false,0,2.9306917391061607E-11,2.9306917391061607E-11]
[null,16,15,4592.3923822136794,null,315,3,19,4248.8327260518736,1,0.5610843122130359,0.5610843122130359,1.8382401625035561E+26,0,false,0,5.2898153798970347E-24,5.2898153798970347E-24,5.800900068540929E+22,0,false,0,1.7159482803408959E-20,1.7159482803408959E-20,1.8358425855016014E+19,0,false,0,4.9475433350115722E-17,4.9475433350115722E-17,6363069185948610,0,false,0,1.5640361541562126E-13,1.5640361541562126E-13,2012840972857.2837,0,false,0,4.9459165899838685E-10,4.9459165899838685E-10,636516204.1938163,0,false,0,1.564036154156219E-6,1.564036154156219E-6]
[null,16,16,4943.644196220459,null,316,16,14,4263.1589882267772,1,0.88925438233304477,0.88925438233304477,3.0296833003603053E+26,0,false,0,8.0619724252077993E-24,8.0619724252077993E-24,9.5607148745905658E+22,0,false,0,2.6152004797302431E-20,2.6152004797302431E-20,3.025731749767406E+19,0,false,0,7.5403308196665337E-17,7.5403308196665337E-17,1.0487250167274444E+16,0,false,0,2.3836779625153636E-13,2.3836779625153636E-13,3317450464928.0127,0,false,0,7.5378515698980009E-10,7.5378515698980009E-10,1049069949.3957074,0,false,0,2.3836779625153692E-6,2.3836779625153692E-6]
[null,16,17,5316.9144302471123,null,317,8,18,4264.1511741252307,1,0.14067663278526701,0.14067663278526701,4.8058280291688737E+25,0,false,0,1.2719270875015594E-24,1.2719270875015594E-24,1.5165661545460717E+22,0,false,0,4.1259683784271741E-21,4.1259683784271741E-21,4.7995598913090232E+18,0,false,0,1.1896283579771023E-17,1.1896283579771023E-17,1663537598032088.5,0,false,0,3.7606982615369961E-14,3.7606982615369961E-14,526229801901.54181,0,false,0,1.1892372099092486E-10,1.1892372099092486E-10,166408474.66680801,0,false,0,3.760698261536998E-7,3.760698261536998E-7]
[null,16,18,5712.203084293641,null,318,13,16,4291.6077479729593,1,7.2690266902616665E-2,7.2690266902616665E-2,2.6756619619767975E+25,0,false,0,6.0996904475770025E-25,6.0996904475770025E-25,8.4435363644132358E+21,0,false,0,1.9786613676364793E-21,1.9786613676364793E-21,2.6721721537809879E+18,0,false,0,5.705016272256096E-18,5.705016272256096E-18,926180513817201.75,0,false,0,1.8034913704979727E-14,1.8034913704979727E-14,292980326316.43176,0,false,0,5.703140471232184E-11,5.703140471232184E-11,92648514.077929556,0,false,0,1.8034913704979671E-7,1.8034913704979671E-7]
[null,16,19,6129.5101583600463,null,319,11,17,4302.8650044575106,1,0.10738555922236456,0.10738555922236456,4.0750094429551203E+25,0,false,0,8.7407693445677165E-25,8.7407693445677165E-25,1.2859431014035083E+22,0,false,0,2.8353934964662873E-21,2.8353934964662873E-21,4.0696944960170271E+18,0,false,0,8.1752068849009498E-18,8.1752068849009498E-18,1410564710086805.8,0,false,0,2.5843773909384263E-14,2.5843773909384263E-14,446206439118.88611,0,false,0,8.1725188888088157E-11,8.1725188888088157E-11,141102865.42489377,0,false,0,2.5843773909384276E-7,2.5843773909384276E-7]
[null,16,20,6568.8356524463288,null,320,4,19,4306.2866352973351,1,0.54027351111590649,0.54027351111590649,2.0692364311848286E+26,0,false,0,4.3571624034426428E-24,4.3571624034426428E-24,6.5298506693160336E+22,0,false,0,1.4134076137641955E-20,1.4134076137641955E-20,2.066537570731126E+19,0,false,0,4.075236706868825E-17,4.075236706868825E-17,7162662878490439,0,false,0,1.2882792761374488E-13,1.2882792761374488E-13,2265777865251.9961,0,false,0,4.0738967749873388E-10,4.0738967749873388E-10,716501872.61903977,0,false,0,1.2882792761374472E-6,1.2882792761374472E-6]
[null,17,1,{"$f":"3.141625/2*SQRT($H$2/$I$2)*((1+($D$8-1)/B330)*(B330/$C$2)^2+(1+($D$8-1)/C330)*(C330/$D$2)^2)","v":2233.2177661373789},null,321,15,15,4360.5113018732663,1,{"$f":"ABS(SIN(G330*3.1416*$J$2/$C$2)*SIN(H330*3.1416*$K$2/$D$2))*(1/F330^$N$2)+(1-1/F330^$N$2)","v":0.5292798122359863},{"$f":"$J330*$K330","v":0.5292798122359863},{"$f":"10^(LOG10($I330/22.27)/LOG10(2)*70/20)*$L330","v":2.3445911989247724E+26},{"$f":"IF($I330<22.27,M330,0)","v":0},{"$f":"AND($I330>22.27,$I330<44.45)","v":false},{"$f":"IF($O330=TRUE,$L330,0)","v":0},{"$f":"10^(LOG10(44.45/$I330)/LOG10(2)*70/20)*$L330","v":3.6905410620808162E-24},{"$f":"IF($I330>44.45,Q330,0)","v":3.6905410620808162E-24},{"$f":"10^(LOG10($I330/44.548)/LOG10(2)*70/20)*$L330","v":7.3987825551694532E+22},{"$f":"IF($I330<44.528,S330,0)","v":0},{"$f":"AND($I330>44.548,$I330<89.095)","v":false},{"$f":"IF($U330=TRUE,$L330,0)","v":0},{"$f":"10^(LOG10(89.095/$I330)/LOG10(2)*70/20)*$L330","v":1.1971641984088038E-20},{"$f":"IF($I330>89.095,W330,0)","v":1.1971641984088038E-20},{"$f":"10^(LOG10($I330/89.09)/LOG10(2)*70/20)*$L330","v":2.3415331991855698E+19},{"$f":"IF($I330<89.09,Y330,0)","v":0},{"$f":"AND($I330>89.09,$I330<176.78)","v":false},{"$f":"IF($AA330=TRUE,$L330,0)","v":0},{"$f":"10^(LOG10(176.78/$I330)/LOG10(2)*70/20)*$L330","v":3.4517484114236938E-17},{"$f":"IF($I330>176.78,AC330,0)","v":3.4517484114236938E-17},{"$f":"10^(LOG10($I330/176.78)/LOG10(2)*70/20)*$L330","v":8115803536359614},{"$f":"IF($I330<176.78,AE330,0)","v":0},{"$f":"AND($I330>176.78,$I330<353.55)","v":false},{"$f":"IF($AG330=TRUE,$L330,0)","v":0},{"$f":"10^(LOG10(353.55/$I330)/LOG10(2)*70/20)*$L330","v":1.091179792668824E-13},{"$f":"IF($I330>353.55,AI330,0)","v":1.091179792668824E-13},{"$f":"10^(LOG10($I330/353.55)/LOG10(2)*70/20)*$L330","v":2567286541802.5874},{"$f":"IF($I330<353.55,AK330,0)","v":0},{"$f":"AND($I330>353.55,$I330<707.1)","v":false},{"$f":"IF($AM330=TRUE,$L330,0)","v":0},{"$f":"10^(LOG10(707.1/$I330)/LOG10(2)*70/20)*$L330","v":3.4506134815837926E-10},{"$f":"IF($I330>707.1,AO330,0)","v":3.4506134815837926E-10},{"$f":"10^(LOG10($I330/707.1)/LOG10(2)*70/20)*$L330","v":811847287.839324},{"$f":"IF($I330<707.1,AQ330,0)","v":0},{"$f":"AND($I330>707.1,$I330<1414.2)","v":false},{"$f":"IF($AS330=TRUE,$L330,0)","v":0},{"$f":"10^(LOG10(1414.2/$I330)/LOG10(2)*70/20)*$L330","v":1.0911797926688286E-6},{"$f":"IF($I330>1414.2,AU330,0)","v":1.0911797926688286E-6}]
[null,17,2,2276.2116998658989,null,322,5,19,4378.276142134041,{"$f":"IF(ABS(I331-I330)>0.0001,1,$M$2)","v":1},0.40168959371110241,0.40168959371110241,1.8655294748985173E+26,0,false,0,2.6715638604020784E-24,2.6715638604020784E-24,5.8870164408035671E+22,0,false,0,8.6662106006562823E-21,8.6662106006562823E-21,1.8630963050349314E+19,0,false,0,2.4987030779602139E-17,2.4987030779602139E-17,6457531153621917,0,false,0,7.8989948906067936E-14,7.8989948906067936E-14,2042722294803.1987,0,false,0,2.4978815080349911E-10,2.4978815080349911E-10,645965507.87840736,0,false,0,7.8989948906067858E-7,7.8989948906067858E-7]
[null,17,3,2341.224053614294,null,323,9,18,4394.2830713269204,1,0.21324609564647715,0.21324609564647715,1.0332838192174848E+26,0,false,0,1.3593430195863772E-24,1.3593430195863772E-24,3.2607144049978533E+22,0,false,0,4.409534453162865E-21,4.409534453162865E-21,1.0319361294150414E+19,0,false,0,1.2713881323926363E-17,1.2713881323926363E-17,3576712425566594,0,false,0,4.0191603597597797E-14,4.0191603597597797E-14,1131427791828.2515,0,false,0,1.2709701018302684E-10,1.2709701018302684E-10,357788883.01921111,0,false,0,4.01916035975979E-7,4.01916035975979E-7]
[null,17,4,2428.2548273825655,null,324,19,12,4453.6042868813111,1,0.42447268569817886,0.42447268569817886,2.4037969480462443E+26,0,false,0,2.3151984985321316E-24,2.3151984985321316E-24,7.585617029326961E+22,0,false,0,7.5102070618604322E-21,7.5102070618604322E-21,2.4006617275252625E+19,0,false,0,2.1653959690488119E-17,2.1653959690488119E-17,8320744264753151,0,false,0,6.8453318229471784E-14,6.8453318229471784E-14,2632115806275.8716,0,false,0,2.1646839900145596E-10,2.1646839900145596E-10,832348101.31622541,0,false,0,6.8453318229471829E-7,6.8453318229471829E-7]
[null,17,5,2537.3040211707121,null,325,18,13,4463.3129677143115,1,0.80900533526542173,0.80900533526542173,4.6988869708202388E+26,0,false,0,4.302236557349357E-24,4.302236557349357E-24,1.4828189649590514E+23,0,false,0,1.3955903735806872E-20,1.3955903735806872E-20,4.692758313876589E+19,0,false,0,4.023864780961678E-17,4.023864780961678E-17,1.6265199456615402E+16,0,false,0,1.2720393881795504E-13,1.2720393881795504E-13,5145199422044.4307,0,false,0,4.0225417400944395E-10,4.0225417400944395E-10,1627054918.9442382,0,false,0,1.2720393881795536E-6,1.2720393881795536E-6]
[null,17,6,2668.3716349787346,null,326,6,19,4464.8012465619931,1,0.17554218435940008,0.17554218435940008,1.0235487895137394E+26,0,false,0,9.2991009124563618E-25,9.2991009124563618E-25,3.2299937540037019E+22,0,false,0,3.0165090978575042E-21,3.0165090978575042E-21,1.0222137969006082E+19,0,false,0,8.6974121849066727E-18,8.6974121849066727E-18,3543014615674475,0,false,0,2.749458909946292E-14,2.749458909946292E-14,1120768103796.5232,0,false,0,8.6945524884740178E-11,8.6945524884740178E-11,354417993.68650383,0,false,0,2.7494589099462889E-7,2.7494589099462889E-7]
[null,17,7,2821.4576688066322,null,327,12,17,4476.6036944329389,1,7.0839985259279453E-2,7.0839985259279453E-2,4.2592760620110006E+25,0,false,0,3.6392144484685687E-25,3.6392144484685687E-25,1.3440917734277039E+22,0,false,0,1.1805145030908224E-21,1.1805145030908224E-21,4.2537207800953871E+18,0,false,0,3.403742833374403E-18,3.403742833374403E-18,1474348608928214.5,0,false,0,1.0760040873568734E-14,1.0760040873568734E-14,466383313084.06378,0,false,0,3.4026236876985011E-11,3.4026236876985011E-11,147483353.2041052,0,false,0,1.076004087356878E-7,1.076004087356878E-7]
[null,17,8,2996.5621226544058,null,328,20,11,4480.4496236594314,1,1.6496737270025364E-5,1.6496737270025364E-5,1.0018243411030028E+22,0,false,0,8.390561972371718E-29,8.390561972371718E-29,3.1614383188405048E+18,0,false,0,2.7217907154758047E-25,2.7217907154758047E-25,1000517683219427.4,0,false,0,7.8476593192968855E-22,7.8476593192968855E-22,346781542729.64368,0,false,0,2.4808318128359753E-18,2.4808318128359753E-18,109698021.10250394,0,false,0,7.8450790203662415E-15,7.8450790203662415E-15,34689.560149712699,0,false,0,2.4808318128359762E-11,2.4808318128359762E-11]
[null,17,9,3193.6849965220549,null,329,14,16,4494.4176331308799,1,0.14361046522084825,0.14361046522084825,9.0426758699479539E+25,0,false,0,7.0446874132274243E-25,7.0446874132274243E-25,2.8535802961857757E+22,0,false,0,2.2852062660269944E-21,2.2852062660269944E-21,9.0308817028178688E+18,0,false,0,6.5888681845133114E-18,6.5888681845133114E-18,3130122677127416,0,false,0,2.0828979874967448E-14,2.0828979874967448E-14,990157263809.86279,0,false,0,6.5867017742706684E-11,6.5867017742706684E-11,313115219.53993601,0,false,0,2.0828979874967498E-7,2.0828979874967498E-7]
[null,17,10,3412.82629040958,null,330,17,14,4509.5756661584355,1,0.92349774446439048,0.92349774446439048,6.0471112299754559E+26,0,false,0,4.3562243104984229E-24,4.3562243104984229E-24,1.9082755705143823E+23,0,false,0,1.41310330844184E-20,1.41310330844184E-20,6.0392241132053455E+19,0,false,0,4.0743593122604159E-17,4.0743593122604159E-17,2.0932078362957748E+16,0,false,0,1.2880019108278164E-13,1.2880019108278164E-13,6621481512264.835,0,false,0,4.0730196688650124E-10,4.0730196688650124E-10,2093896306.3452902,0,false,0,1.2880019108278217E-6,1.2880019108278217E-6]
[null,17,11,3653.9860043169801,null,331,10,18,4538.9505661198573,1,0.23933047880637628,0.23933047880637628,1.6900320322138966E+26,0,false,0,1.0468575666068372E-24,1.0468575666068372E-24,5.3332024462755666E+22,0,false,0,3.3958717122861292E-21,3.3958717122861292E-21,1.6878277598801541E+19,0,false,0,9.7912172815240963E-18,9.7912172815240963E-18,5850046673335932,0,false,0,3.0952367234732031E-14,3.0952367234732031E-14,1850555650600.3125,0,false,0,9.7879979435721378E-11,9.7879979435721378E-11,585197079.27916956,0,false,0,3.0952367234732328E-7,3.0952367234732328E-7]
[null,17,12,3917.1641382442563,null,332,7,19,4565.8619485811914,1,8.8871306282798088E-2,8.8871306282798088E-2,6.7221486628802857E+25,0,false,0,3.6291216639671953E-25,3.6291216639671953E-25,2.1212958695308346E+22,0,false,0,1.1772405332137644E-21,1.1772405332137644E-21,6.7133811093437993E+18,0,false,0,3.394303092078068E-18,3.394303092078068E-18,2326872075403115.5,0,false,0,1.0730199605542173E-14,1.0730199605542173E-14,736063574840.81799,0,false,0,3.3931870501753516E-11,3.3931870501753516E-11,232763739.91827986,0,false,0,1.0730199605542161E-7,1.0730199605542161E-7]
[null,17,13,4202.3606921914079,null,333,16,15,4592.3923822136794,1,0.71187208363987653,0.71187208363987653,5.7597531512153964E+26,0,false,0,2.717606462889484E-24,2.717606462889484E-24,1.8175945195408923E+23,0,false,0,8.8155668992918943E-21,8.8155668992918943E-21,5.7522408293904785E+19,0,false,0,2.5417665413712506E-17,2.5417665413712506E-17,1.9937388238354408E+16,0,false,0,8.0351287435866433E-14,8.0351287435866433E-14,6306829419133.5625,0,false,0,2.5409308122421006E-10,2.5409308122421006E-10,1994394577.8618667,0,false,0,8.0351287435866914E-7,8.0351287435866914E-7]
[null,17,14,4509.5756661584355,null,334,1,20,4616.8571944209734,1,0.37363203673738121,0.37363203673738121,3.2156901708022043E+26,0,false,0,1.3409127793390426E-24,1.3409127793390426E-24,1.0147693273553176E+23,0,false,0,4.3497491170263352E-21,4.3497491170263352E-21,3.2114960154593968E+19,0,false,0,1.2541504018198388E-17,1.2541504018198388E-17,1.1131113036678492E+16,0,false,0,3.9646677924271043E-14,3.9646677924271043E-14,3521124749548.3701,0,false,0,1.2537380389981341E-10,1.2537380389981341E-10,1113477413.4162769,0,false,0,3.9646677924271138E-7,3.9646677924271138E-7]
[null,17,15,4838.8090601453368,null,335,2,20,4645.2399084839417,1,0.66581679091586476,0.66581679091586476,6.1536364114935722E+26,0,false,0,2.2251749765206358E-24,2.2251749765206358E-24,1.9418915226284918E+23,0,false,0,7.2181822997620932E-21,7.2181822997620932E-21,6.1456103562264445E+19,0,false,0,2.081197326121695E-17,2.081197326121695E-17,2.1300815328818964E+16,0,false,0,6.5791598811332112E-14,6.5791598811332112E-14,6738124731347.0547,0,false,0,2.0805130314783574E-10,2.0805130314783574E-10,2130782130.9366884,0,false,0,6.579159881133228E-7,6.579159881133228E-7]
[null,17,16,5190.0608741521173,null,336,13,17,4664.8779819996134,1,1.8852147976745261E-2,1.8852147976745261E-2,1.8299522584782852E+25,0,false,0,5.9988559543561749E-26,5.9988559543561749E-26,5.7747460849598202E+21,0,false,0,1.9459519509905343E-22,1.9459519509905343E-22,1.8275654912108332E+18,0,false,0,5.6107061708545487E-19,5.6107061708545487E-19,633438060227221,0,false,0,1.7736777037332046E-15,1.7736777037332046E-15,200376586224.79926,0,false,0,5.6088613788542941E-12,5.6088613788542941E-12,63364640.22394821,0,false,0,1.7736777037332183E-8,1.7736777037332183E-8]
[null,17,17,5563.3311081787706,null,337,8,19,4681.458248191635,1,0.33391192286044968,0.33391192286044968,3.3777391437041053E+26,0,false,0,1.0195869295906287E-24,1.0195869295906287E-24,1.0659068183746585E+23,0,false,0,3.3074092625953774E-21,3.3074092625953774E-21,3.3733336313806074E+19,0,false,0,9.5361560956011041E-18,9.5361560956011041E-18,1.1692045632494942E+16,0,false,0,3.0146058144961351E-14,3.0146058144961351E-14,3698565553486.7554,0,false,0,9.5330206213947808E-11,9.5330206213947808E-11,1169589122.4459524,0,false,0,3.014605814496126E-7,3.014605814496126E-7]
[null,17,18,5958.6197622252994,null,338,3,20,4688.1582201381561,1,0.81286150631255794,0.81286150631255794,8.3604985953112038E+26,0,false,0,2.4411105653385375E-24,2.4411105653385375E-24,2.6383068906799214E+23,0,false,0,7.9186496614484697E-21,7.9186496614484697E-21,8.349594177289139E+19,0,false,0,2.2831610255180451E-17,2.2831610255180451E-17,2.89398698146923E+16,0,false,0,7.2176151836824362E-14,7.2176151836824362E-14,9154600399568.7266,0,false,0,2.2824103255051189E-10,2.2824103255051189E-10,2894938833.1324544,0,false,0,7.2176151836824532E-7,7.2176151836824532E-7]
[null,17,19,6375.9268362917046,null,339,11,18,4698.1536585040394,1,0.21324370099594275,0.21324370099594275,2.2482575943901834E+26,0,false,0,6.2473072699395884E-25,6.2473072699395884E-25,7.0947844027265625E+22,0,false,0,2.0265463719875288E-21,2.0265463719875288E-21,2.2453252404939227E+19,0,false,0,5.8430817004734128E-18,5.8430817004734128E-18,7782344719014074,0,false,0,1.8471371370429175E-14,1.8471371370429175E-14,2461802922074.5669,0,false,0,5.841160503738166E-11,5.841160503738166E-11,778490438.42136788,0,false,0,1.8471371370429086E-7,1.8471371370429086E-7]
[null,17,20,6815.2523303779872,null,340,15,16,4711.7631158800459,1,0.32860584611856092,0.32860584611856092,3.5830348254430284E+26,0,false,0,9.3086361463385828E-25,9.3086361463385828E-25,1.1306915923428364E+23,0,false,0,3.0196022054629268E-21,3.0196022054629268E-21,3.5783615503890301E+19,0,false,0,8.7063304513212311E-18,8.7063304513212311E-18,1.2402676731263806E+16,0,false,0,2.7522781861325277E-14,2.7522781861325277E-14,3923360750645.2769,0,false,0,8.7034678225755976E-11,8.7034678225755976E-11,1240675605.4546976,0,false,0,2.7522781861325194E-7,2.7522781861325194E-7]
[null,18,1,2494.170041660283,null,341,19,13,4738.8008408284622,1,0.4539718443691203,0.4539718443691203,5.2905062635384092E+26,0,false,0,1.203225749138831E-24,1.203225749138831E-24,1.6695151576374505E+23,0,false,0,3.9031100460387655E-21,3.9031100460387655E-21,5.2836059703096492E+19,0,false,0,1.1253722688109994E-17,1.1253722688109994E-17,1.8313089916249984E+16,0,false,0,3.5575694766524009E-14,3.5575694766524009E-14,5793012247053.2217,0,false,0,1.1250022480514784E-10,1.1250022480514784E-10,1831911321.3938253,0,false,0,3.5575694766523844E-7,3.5575694766523844E-7]
[null,18,2,2537.163975388803,null,342,20,12,4743.627757586708,1,2.0607118098996661E-5,2.0607118098996661E-5,2.4301119517786752E+22,0,false,0,5.397526110913288E-29,5.397526110913288E-29,7.6686587939827343E+18,0,false,0,1.7508882603568459E-25,1.7508882603568459E-25,2426942409165796,0,false,0,5.0482847543385502E-22,5.0482847543385502E-22,841183366253.34814,0,false,0,1.5958829135233334E-18,1.5958829135233334E-18,266093027.71997309,0,false,0,5.046624885679273E-15,5.046624885679273E-15,84146.003708543445,0,false,0,1.5958829135233314E-11,1.5958829135233314E-11]
[null,18,3,2602.1763291371981,null,343,4,20,4745.6121293836168,1,0.78271220653858598,0.78271220653858598,9.2751936063004832E+26,0,false,0,2.0401765110786617E-24,2.0401765110786617E-24,2.9269554829680415E+23,0,false,0,6.618070999380393E-21,6.618070999380393E-21,9.2630961713010983E+19,0,false,0,1.9081689954613749E-17,1.9081689954613749E-17,3.2106087024874476E+16,0,false,0,6.0321761631110251E-14,6.0321761631110251E-14,10156175511103.457,0,false,0,1.9075415922806178E-10,1.9075415922806178E-10,3211664693.1511679,0,false,0,6.0321761631110287E-7,6.0321761631110287E-7]
[null,18,4,2689.2071029054696,null,344,18,14,4770.5279416813391,1,0.75642972443295908,0.75642972443295908,9.5264494484028865E+26,0,false,0,1.8552080446201187E-24,1.8552080446201187E-24,3.0062438187037001E+23,0,false,0,6.0180570118544979E-21,6.0180570118544979E-21,9.514024305827029E+19,0,false,0,1.735168722731249E-17,1.735168722731249E-17,3.2975809240329724E+16,0,false,0,5.4852811428814123E-14,5.4852811428814123E-14,10431296283660.563,0,false,0,1.7345982017876739E-10,1.7345982017876739E-10,3298665520.4417286,0,false,0,5.4852811428814064E-7,5.4852811428814064E-7]
[null,18,5,2798.2562966936166,null,345,9,19,4811.5901453933257,1,0.5061637631637701,0.5061637631637701,7.0425577020514571E+26,0,false,0,1.123668483139434E-24,1.123668483139434E-24,2.2224067502090834E+23,0,false,0,3.6450364764032509E-21,3.6450364764032509E-21,7.0333722459147665E+19,0,false,0,1.0509626736022693E-17,1.0509626736022693E-17,2.4377816793621656E+16,0,false,0,3.3223430435678983E-14,3.3223430435678983E-14,7711478067748.5811,0,false,0,1.0506171186090605E-10,1.0506171186090605E-10,2438583482.051971,0,false,0,3.3223430435679002E-7,3.3223430435679002E-7]
[null,18,6,2929.3239105016387,null,346,5,20,4817.6016362203227,1,0.58194107571147302,0.58194107571147302,8.2152935127084362E+26,0,false,0,1.2732727772890967E-24,1.2732727772890967E-24,2.5924847945901644E+23,0,false,0,4.130333623546262E-21,4.130333623546262E-21,8.2045784825442353E+19,0,false,0,1.1908869762957267E-17,1.1908869762957267E-17,2.843724235305852E+16,0,false,0,3.7646770534773942E-14,3.7646770534773942E-14,8995603362243.6152,0,false,0,1.1904954143960108E-10,1.1904954143960108E-10,2844659555.2158489,0,false,0,3.7646770534774236E-7,3.7646770534774236E-7]
[null,18,7,3082.4099443295368,null,347,17,15,4838.8090601453368,1,0.73928481731381235,0.73928481731381235,1.0983355433072967E+27,0,false,0,1.5370041834255468E-24,1.5370041834255468E-24,3.465996912925087E+23,0,false,0,4.9858444879737675E-21,4.9858444879737675E-21,1.0969030079439757E+20,0,false,0,1.4375539139779832E-17,1.4375539139779832E-17,3.8018889990590456E+16,0,false,0,4.544449927501429E-14,4.544449927501429E-14,12026582971092.602,0,false,0,1.4370812483491557E-10,1.4370812483491557E-10,3803139465.7647643,0,false,0,4.5444499275014317E-7,4.5444499275014317E-7]
[null,18,8,3257.5143981773099,null,348,14,17,4867.6878671575341,1,3.7245230437518199E-2,3.7245230437518199E-2,5.9298019423589076E+25,0,false,0,7.2258286130770792E-26,7.2258286130770792E-26,1.8712564982268809E+22,0,false,0,2.343966148566985E-22,2.343966148566985E-22,5.922067829562795E+18,0,false,0,6.7582888299706169E-19,6.7582888299706169E-19,2052601220877183.8,0,false,0,2.1364558841766185E-15,2.1364558841766185E-15,649302988476.3833,0,false,0,6.7560667144669927E-12,6.7560667144669927E-12,205327633.51394367,0,false,0,2.1364558841766236E-8,2.1364558841766236E-8]
[null,18,9,3454.6372720449594,null,349,12,18,4871.8923484794677,1,0.14067236548916442,0.14067236548916442,2.2622359220453789E+26,0,false,0,2.7018808914836583E-25,2.7018808914836583E-25,7.1388955496305081E+22,0,false,0,8.7645551620699232E-22,8.7645551620699232E-22,2.2592853365177868E+19,0,false,0,2.5270584768338924E-18,2.5270584768338924E-18,7830730706758316,0,false,0,7.9886330524196108E-15,7.9886330524196108E-15,2477108947484.2529,0,false,0,2.5262275836949137E-11,2.5262275836949137E-11,783330628.64326727,0,false,0,7.988633052419572E-8,7.988633052419572E-8]
[null,18,10,3673.7785659324841,null,350,6,20,4904.1267406482748,1,0.25431380149798366,0.25431380149798366,4.4156847966540366E+26,0,false,0,4.5240595000284013E-25,4.5240595000284013E-25,1.3934493850183184E+23,0,false,0,1.4675468918510119E-21,1.4675468918510119E-21,4.4099255141988114E+19,0,false,0,4.2313348990634659E-18,4.2313348990634659E-18,1.528489499771589E+16,0,false,0,1.3376256283893225E-14,1.3376256283893225E-14,4835097972086.1162,0,false,0,4.2299436423242389E-11,4.2299436423242389E-11,1528992230.1853325,0,false,0,1.3376256283893233E-7,1.3376256283893233E-7]
[null,18,11,3914.9382798398842,null,351,16,16,4943.644196220459,1,0.44196911154504026,0.44196911154504026,8.424523109236809E+26,0,false,0,7.1618467543795356E-25,7.1618467543795356E-25,2.6585109866840675E+23,0,false,0,2.3232112540157715E-21,2.3232112540157715E-21,8.4135351854218723E+19,0,false,0,6.6984468514086768E-18,6.6984468514086768E-18,2.916149069971842E+16,0,false,0,2.1175384110652792E-14,2.1175384110652792E-14,9224706127604.2051,0,false,0,6.6962444118601928E-11,6.6962444118601928E-11,2917108210.8941078,0,false,0,2.1175384110652843E-7,2.1175384110652843E-7]
[null,18,12,4178.1164137671603,null,352,10,19,4956.2576401862616,1,0.56807800126503094,0.56807800126503094,1.1153940644416773E+27,0,false,0,8.9366372029265291E-25,8.9366372029265291E-25,3.5198281687295036E+23,0,false,0,2.8989305181933867E-21,2.8989305181933867E-21,1.113939280017119E+20,0,false,0,8.3584013156269995E-18,8.3584013156269995E-18,3.860937077978344E+16,0,false,0,2.6422895088309317E-14,2.6422895088309317E-14,12213370807502.953,0,false,0,8.3556530854733243E-11,8.3556530854733243E-11,3862206965.9919286,0,false,0,2.6422895088309477E-7,2.6422895088309477E-7]
[null,18,13,4463.3129677143115,null,353,7,20,5005.1874426674731,1,0.12875081751630119,0.12875081751630119,2.8338414672343939E+26,0,false,0,1.8068036237129561E-25,1.8068036237129561E-25,8.942700467998527E+22,0,false,0,5.8610392771104524E-22,5.8610392771104524E-22,2.8301453489210503E+19,0,false,0,1.6898962599238635E-18,1.6898962599238635E-18,9809343569920000,0,false,0,5.342164117271133E-15,5.342164117271133E-15,3103007067402.4111,0,false,0,1.6893406244999728E-11,1.6893406244999728E-11,981256992.85911846,0,false,0,5.3421641172711561E-8,5.3421641172711561E-8]
[null,18,14,4770.5279416813391,null,354,20,13,5028.8243115338591,1,2.2039230616562454E-5,2.2039230616562454E-5,5.1240300936568265E+22,0,false,0,2.9279772651161446E-29,2.9279772651161446E-29,1.6169805843550857E+19,0,false,0,9.4979828068236988E-26,9.4979828068236988E-26,5117346931706353,0,false,0,2.7385255179497158E-22,2.7385255179497158E-22,1773683257600.8982,0,false,0,8.6571306790639545E-19,8.6571306790639545E-19,561072373.95028305,0,false,0,2.7376250947562412E-15,2.7376250947562412E-15,177426.6633880609,0,false,0,8.6571306790640073E-12,8.6571306790640073E-12]
[null,18,15,5099.7613356682414,null,355,19,14,5046.0158147954899,1,0.42446913780091755,0.42446913780091755,1.0268189560256392E+27,0,false,0,5.4198201343737455E-25,5.4198201343737455E-25,3.2403133572470246E+23,0,false,0,1.7581201557012411E-21,1.7581201557012411E-21,1.0254796982048335E+20,0,false,0,5.0691362660191217E-18,5.0691362660191217E-18,3.5543342985914256E+16,0,false,0,1.6024745724394638E-14,1.6024745724394638E-14,11243488791910.969,0,false,0,5.067469541413202E-11,5.067469541413202E-11,3555503342.9013543,0,false,0,1.6024745724394677E-7,1.6024745724394677E-7]
[null,18,16,5451.0131496750219,null,356,13,18,5060.1666360461422,1,3.7436149100456423E-2,3.7436149100456423E-2,9.355769459919475E+25,0,false,0,4.626891742921029E-26,4.626891742921029E-26,2.9523826542547883E+22,0,false,0,1.5009043528742802E-22,1.5009043528742802E-22,9.3435669315718492E+18,0,false,0,4.3275134878060927E-19,4.3275134878060927E-19,3238500038002426,0,false,0,1.3680299684553733E-15,1.3680299684553733E-15,1024440466793.2693,0,false,0,4.3260906076872889E-12,4.3260906076872889E-12,323956520.23128152,0,false,0,1.3680299684553742E-8,1.3680299684553742E-8]
[null,18,17,5824.2833837016751,null,357,15,17,5085.0333499066992,1,8.5223597340068236E-2,8.5223597340068236E-2,2.2547655913059938E+26,0,false,0,9.9495820714421721E-26,9.9495820714421721E-26,7.1153215667625112E+22,0,false,0,3.2275168450083512E-22,3.2275168450083512E-22,2.251824749169734E+19,0,false,0,9.3058046318191518E-19,9.3058046318191518E-19,7804872153395145,0,false,0,2.9417862365515911E-15,2.9417862365515911E-15,2468929065388.5049,0,false,0,9.3027448968379268E-12,9.3027448968379268E-12,780743922.80184484,0,false,0,2.941786236551603E-8,2.941786236551603E-8]
[null,18,18,6219.572037748203,null,358,18,15,5099.7613356682414,1,0.60554236758043378,0.60554236758043378,1.6568752348589163E+27,0,false,0,6.8357437756974435E-25,6.8357437756974435E-25,5.2285701615651618E+23,0,false,0,2.2174276292015565E-21,2.2174276292015565E-21,1.6547142082209192E+20,0,false,0,6.3934440294127608E-18,6.3934440294127608E-18,5.7352744037175368E+16,0,false,0,2.0211197627746398E-14,2.0211197627746398E-14,18142495347803.055,0,false,0,6.3913418743470488E-11,6.3913418743470488E-11,5737160773.8066435,0,false,0,2.0211197627746411E-7,2.0211197627746411E-7]
[null,18,19,6636.8791118146091,null,359,11,19,5115.4607325704446,1,0.50615807918947608,0.50615807918947608,1.4353308856026405E+27,0,false,0,5.5132391292492441E-25,5.5132391292492441E-25,4.5294468059775525E+23,0,false,0,1.7884240797696027E-21,1.7884240797696027E-21,1.4334588144817527E+20,0,false,0,5.1565106812428411E-18,5.1565106812428411E-18,4.9683985347050392E+16,0,false,0,1.6300957037979552E-14,1.6300957037979552E-14,15716623295912.605,0,false,0,5.1548152280567533E-11,5.1548152280567533E-11,4970032674.1946077,0,false,0,1.6300957037979589E-7,1.6300957037979589E-7]
[null,18,20,7076.2046059008908,null,360,8,20,5120.7837422779176,1,0.48374930947813027,0.48374930947813027,1.3884741086035285E+27,0,false,0,5.2058235501678773E-25,5.2058235501678773E-25,4.3815817519708818E+23,0,false,0,1.6887024077657926E-21,1.6887024077657926E-21,1.3866631517664045E+20,0,false,0,4.868986109942559E-18,4.868986109942559E-18,4.8062037791134424E+16,0,false,0,1.5392023463735392E-14,1.5392023463735392E-14,15203549745874.455,0,false,0,4.867385194415805E-11,4.867385194415805E-11,4807784571.6637325,0,false,0,1.5392023463735404E-7,1.5392023463735404E-7]
[null,19,1,2769.6579147744333,null,361,17,16,5190.0608741521173,1,0.45898843541702289,0.45898843541702289,1.5401856196245489E+27,0,false,0,4.2249048800396893E-25,4.2249048800396893E-25,4.8603349272261259E+23,0,false,0,1.3705049690503909E-21,1.3705049690503909E-21,1.5381767887352794E+20,0,false,0,3.9515367700233909E-18,3.9515367700233909E-18,5.3313532457733168E+16,0,false,0,1.2491747831815049E-14,1.2491747831815049E-14,16864764377488.736,0,false,0,3.9502375105005874E-11,3.9502375105005874E-11,5333106763.4935627,0,false,0,1.2491747831815121E-7,1.2491747831815121E-7]
[null,19,2,2812.6518485029533,null,362,9,20,5250.9156394796073,1,0.73329628009616599,0.73329628009616599,2.8178135593239815E+27,0,false,0,5.8943133849398365E-25,5.8943133849398365E-25,8.8921214990515094E+23,0,false,0,1.9120396819736859E-21,1.9120396819736859E-21,2.8141383458652606E+20,0,false,0,5.5129279205006621E-18,5.5129279205006621E-18,9.7538629591594736E+16,0,false,0,1.742767672574653E-14,1.742767672574653E-14,30854567872978.543,0,false,0,5.511115277846477E-11,5.511115277846477E-11,9757071069.8868828,0,false,0,1.7427676725746566E-7,1.7427676725746566E-7]
[null,19,3,2877.6642022513483,null,363,14,18,5262.976521204062,1,7.3960696768332487E-2,7.3960696768332487E-2,2.9188955906431702E+26,0,false,0,5.7885520207666949E-26,5.7885520207666949E-26,9.2111041730071801E+22,0,false,0,1.8777320515658089E-22,1.8777320515658089E-22,2.9150885380708532E+19,0,false,0,5.4140097362469916E-19,5.4140097362469916E-19,1.0103758458050312E+16,0,false,0,1.7114972811904333E-15,1.7114972811904333E-15,3196139851681.4683,0,false,0,5.4122296177474186E-12,5.4122296177474186E-12,1010708165.1746199,0,false,0,1.7114972811904343E-8,1.7114972811904343E-8]
[null,19,4,2964.6949760196198,null,364,12,19,5289.1994225458729,1,0.33390179394977831,0.33390179394977831,1.3961521936242516E+27,0,false,0,2.466557561842125E-25,2.466557561842125E-25,4.4058113411352906E+23,0,false,0,8.0011964551534922E-22,8.0011964551534922E-22,1.3943312224264148E+20,0,false,0,2.3069615003750564E-18,2.3069615003750564E-18,4.8327814740190928E+16,0,false,0,7.2928541470261271E-15,7.2928541470261271E-15,15287623440041.463,0,false,0,2.3062029748007008E-11,2.3062029748007008E-11,4834371008.1509657,0,false,0,7.2928541470261449E-8,7.2928541470261449E-8]
[null,19,5,3073.7441698077669,null,365,16,17,5316.9144302471123,1,0.11462424678066215,0.11462424678066215,5.0930750260639078E+26,0,false,0,7.9681853751464277E-26,7.9681853751464277E-26,1.6072121516233863E+23,0,false,0,2.5847771632790204E-22,2.5847771632790204E-22,5.0864322381406159E+19,0,false,0,7.4526121638878813E-19,7.4526121638878813E-19,1.7629681594996516E+16,0,false,0,2.3559480085277338E-15,2.3559480085277338E-15,5576828479438.6064,0,false,0,7.4501617558853986E-12,7.4501617558853986E-12,1763548011.5119586,0,false,0,2.3559480085277358E-8,2.3559480085277358E-8]
[null,19,6,3204.811783615789,null,366,20,14,5336.0392855008859,1,2.0606945857200359E-5,2.0606945857200359E-5,9.546569732395488E+22,0,false,0,1.3739357501427325E-29,1.3739357501427325E-29,3.0125931390575972E+19,0,false,0,4.4568713999281216E-26,4.4568713999281216E-26,9534118347367116,0,false,0,1.285036655378522E-22,1.285036655378522E-22,3304545561282.084,0,false,0,4.0623065880095287E-19,4.0623065880095287E-19,1045332764.43238,0,false,0,1.2846141372017303E-15,1.2846141372017303E-15,330563.24484065868,0,false,0,4.0623065880095311E-12,4.0623065880095311E-12]
[null,19,7,3357.897817443687,null,367,19,15,5375.2492087823921,1,0.33979897717725593,0.33979897717725593,1.714052137865925E+27,0,false,0,2.0806863577680416E-25,2.0806863577680416E-25,5.4090022440198238E+23,0,false,0,6.7494797476472208E-22,6.7494797476472208E-22,1.7118165366263546E+20,0,false,0,1.9460576943282538E-18,1.9460576943282538E-18,5.9331922803329472E+16,0,false,0,6.1519513542496614E-15,6.1519513542496614E-15,18768572480819.313,0,false,0,1.9454178333986214E-11,1.9454178333986214E-11,5935143746.9346437,0,false,0,6.1519513542496443E-8,6.1519513542496443E-8]
[null,19,8,3533.0022712914601,null,368,10,20,5395.5831342725442,1,0.82299349627154261,0.82299349627154261,4.3377420858383639E+27,0,false,0,4.8229814722777298E-25,4.8229814722777298E-25,1.3688531496767435E+24,0,false,0,1.5645133467081536E-21,1.5645133467081536E-21,4.3320844623800684E+20,0,false,0,4.5109154335961493E-18,4.5109154335961493E-18,1.5015096267617066E+17,0,false,0,1.4260076867965775E-14,1.4260076867965775E-14,47497520607816.914,0,false,0,4.5094322511852135E-11,4.5094322511852135E-11,15020034833.148685,0,false,0,1.4260076867965807E-7,1.4260076867965807E-7]
[null,19,9,3730.1251451591097,null,369,18,16,5451.0131496750219,1,0.37595381017609097,0.37595381017609097,2.231573026527105E+27,0,false,0,1.9563402539940885E-25,1.9563402539940885E-25,7.0421332242597808E+23,0,false,0,6.3461169313401834E-22,6.3461169313401834E-22,2.2286624339529027E+20,0,false,0,1.8297572768695817E-18,1.8297572768695817E-18,7.7245910795191504E+16,0,false,0,5.7842980658759236E-15,5.7842980658759236E-15,24435336107548.383,0,false,0,1.8291556553474638E-11,1.8291556553474638E-11,7727131749.1605854,0,false,0,5.7842980658759378E-8,5.7842980658759378E-8]
[null,19,10,3949.2664390466343,null,370,13,19,5477.4737101125465,1,8.8858940416244134E-2,8.8858940416244134E-2,5.579941333935127E+26,0,false,0,4.370781949727944E-26,4.370781949727944E-26,1.760851640973546E+23,0,false,0,1.4178256199419068E-22,1.4178256199419068E-22,5.5726635367858102E+19,0,false,0,4.0879750144675733E-19,4.0879750144675733E-19,1.9314969548379212E+16,0,false,0,1.2923061582237866E-15,1.2923061582237866E-15,6109938609864.8477,0,false,0,4.0866308942491407E-12,4.0866308942491407E-12,1932132237.0975676,0,false,0,1.292306158223799E-8,1.292306158223799E-8]
[null,19,11,4190.4261529540345,null,371,15,18,5480.3220039532289,1,0.16923500180645579,0.16923500180645579,1.0691625114141955E+27,0,false,0,8.2741458408892469E-26,8.2741458408892469E-26,3.3739361223058304E+23,0,false,0,2.6840268151740569E-22,2.6840268151740569E-22,1.0677680258072584E+20,0,false,0,7.7387757734566038E-19,7.7387757734566038E-19,3.7009065354581952E+16,0,false,0,2.4464111335704082E-15,2.4464111335704082E-15,11707143351098.068,0,false,0,7.7362312752769201E-12,7.7362312752769201E-12,3702123788.3566122,0,false,0,2.44641113357041E-8,2.44641113357041E-8]
[null,19,12,4453.6042868813111,null,372,11,20,5554.7862266567263,1,0.73328804553354165,0.73328804553354165,5.4197054612688927E+27,0,false,0,3.0645029099803429E-25,3.0645029099803429E-25,1.7102863066014515E+24,0,false,0,9.9408544927003403E-22,9.9408544927003403E-22,5.4126366563127768E+20,0,false,0,2.8662174118620807E-18,2.8662174118620807E-18,1.8760312999880538E+17,0,false,0,9.0607951346299589E-15,9.0607951346299589E-15,59344831191171.336,0,false,0,2.8652750037602923E-11,2.8652750037602923E-11,18766483392.230301,0,false,0,9.0607951346299978E-8,9.0607951346299978E-8]
[null,19,13,4738.8008408284622,null,373,17,17,5563.3311081787706,1,0.11903819139485121,0.11903819139485121,8.9567186438824032E+26,0,false,0,4.8866385962202072E-26,4.8866385962202072E-26,2.8264549352701411E+23,0,false,0,1.5851629014687451E-22,1.5851629014687451E-22,8.9450365889085915E+19,0,false,0,4.5704536890303278E-19,4.5704536890303278E-19,3.100368579287272E+16,0,false,0,1.4448291458013673E-15,1.4448291458013673E-15,9807450972134.0508,0,false,0,4.5689509305278351E-12,4.5689509305278351E-12,3101388311.2376099,0,false,0,1.444829145801368E-8,1.444829145801368E-8]
[null,19,14,5046.0158147954899,null,374,20,15,5665.272679487789,1,1.6496415172374486E-5,1.6496415172374486E-5,1.5329912604680207E+23,0,false,0,5.4830977784351008E-30,5.4830977784351008E-30,4.8376318227159343E+19,0,false,0,1.778646612054333E-26,1.778646612054333E-26,1.530991813026251E+16,0,false,0,5.1283195954262926E-23,5.1283195954262926E-23,5306449968173.7588,0,false,0,1.6211838308831669E-19,1.6211838308831669E-19,1678598739.7314396,0,false,0,5.1266334114280221E-16,5.1266334114280221E-16,530819.52950395353,0,false,0,1.6211838308831678E-12,1.6211838308831678E-12]
[null,19,15,5375.2492087823921,null,375,14,19,5680.2835952704672,1,0.17555409157190877,0.17555409157190877,1.6823739156696535E+27,0,false,0,5.6582990743208855E-26,5.6582990743208855E-26,5.3090358712585334E+23,0,false,0,1.8354796659130906E-22,1.8354796659130906E-22,1.6801796316521585E+20,0,false,0,5.2921846722754548E-19,5.2921846722754548E-19,5.8235380993208864E+16,0,false,0,1.6729854801546268E-15,1.6729854801546268E-15,18421701463176.859,0,false,0,5.2904446096790569E-12,5.2904446096790569E-12,5825453499.9295206,0,false,0,1.672985480154634E-8,1.672985480154634E-8]
[null,19,16,5726.5010227891717,null,376,16,18,5712.203084293641,1,0.22761811536285309,0.22761811536285309,2.3281635516681976E+27,0,false,0,6.8736382744915795E-26,6.8736382744915795E-26,7.3469421362511006E+23,0,false,0,2.2297201187064445E-22,2.2297201187064445E-22,2.3251269781550465E+20,0,false,0,6.428886603770842E-19,6.428886603770842E-19,8.0589392276647264E+16,0,false,0,2.032324003736042E-15,2.032324003736042E-15,25492985540737.719,0,false,0,6.4267727952384096E-12,6.4267727952384096E-12,8061589866.6470804,0,false,0,2.0323240037360284E-8,2.0323240037360284E-8]
[null,19,17,6099.7712568158249,null,377,19,16,5726.5010227891717,1,0.21096578373892089,0.21096578373892089,2.2214773235224679E+27,0,false,0,6.1882617565249184E-26,6.1882617565249184E-26,7.0102744032820394E+23,0,false,0,2.0073927645495701E-22,2.0073927645495701E-22,2.2185798985559943E+20,0,false,0,5.7878566660671627E-19,5.7878566660671627E-19,7.6896447988265856E+16,0,false,0,1.8296791898199665E-15,1.8296791898199665E-15,24324789917382.586,0,false,0,5.7859536272426713E-12,5.7859536272426713E-12,7692173974.4027548,0,false,0,1.8296791898199674E-8,1.8296791898199674E-8]
[null,19,18,6495.0599108623537,null,378,12,20,5728.5249166321546,1,0.48373463538832523,0.48373463538832523,5.1147137151779286E+27,0,false,0,1.4131216533094429E-25,1.4131216533094429E-25,1.6140406322389598E+24,0,false,0,4.5839854451707847E-22,4.5839854451707847E-22,5.1080427043790317E+20,0,false,0,1.3216870751220352E-18,1.3216870751220352E-18,1.7704583927528394E+17,0,false,0,4.1781672842427072E-15,4.1781672842427072E-15,56005224672733.102,0,false,0,1.3212525063407175E-11,1.3212525063407175E-11,17710407083.529381,0,false,0,4.178167284242725E-8,4.178167284242725E-8]
[null,19,19,6912.3669849287589,null,379,18,17,5824.2833837016751,1,9.7503244435132641E-2,9.7503244435132641E-2,1.2500926772643473E+27,0,false,0,2.3489968606828765E-26,2.3489968606828765E-26,3.9448940596254857E+23,0,false,0,7.6198446148670214E-23,7.6198446148670214E-23,1.2484622083439043E+20,0,false,0,2.1970074430576297E-19,2.1970074430576297E-19,4.3271963895335104E+16,0,false,0,6.9452632129081018E-16,6.9452632129081018E-16,13688297165913.355,0,false,0,2.196285070216844E-12,2.196285070216844E-12,4328619633.3514004,0,false,0,6.9452632129081053E-9,6.9452632129081053E-9]
[null,19,20,7351.6924790150415,null,380,15,19,5897.6290780196332,1,0.40169844664069576,0.40169844664069576,5.9568158638848428E+27,0,false,0,8.3670553593965528E-26,8.3670553593965528E-26,1.8797812308721216E+24,0,false,0,2.7141654716412728E-22,2.7141654716412728E-22,5.9490465174134443E+20,0,false,0,7.8256736774546479E-19,7.8256736774546479E-19,2.0619520910822317E+17,0,false,0,2.4738816283938717E-15,2.4738816283938717E-15,65226096585029.172,0,false,0,7.8231006073708998E-12,7.8231006073708998E-12,20626302809.08231,0,false,0,2.473881628393873E-8,2.473881628393873E-8]
[null,20,1,3059.6813854798297,null,381,13,20,5916.7992041988291,1,0.1287329026741017,0.1287329026741017,1.9823943350098721E+27,0,false,0,2.5821150498768187E-26,2.5821150498768187E-26,6.2558046921203564E+23,0,false,0,8.3760501289265929E-23,8.3760501289265929E-23,1.9798087408294294E+20,0,false,0,2.4150419604057361E-19,2.4150419604057361E-19,6.862058921790144E+16,0,false,0,7.6345221943772224E-16,7.6345221943772224E-16,21706872819238.164,0,false,0,2.4142478981338896E-12,2.4142478981338896E-12,6864315898.8392906,0,false,0,7.6345221943772531E-9,7.6345221943772531E-9]
[null,20,2,3102.6753192083497,null,382,17,18,5958.6197622252994,1,0.23638322207121165,0.23638322207121165,3.9507678909086854E+27,0,false,0,4.3685598900404462E-26,4.3685598900404462E-26,1.2467364274072192E+24,0,false,0,1.4171048122717536E-22,1.4171048122717536E-22,3.9456149895476616E+20,0,false,0,4.0858967308589138E-19,4.0858967308589138E-19,1.3675584910101637E+17,0,false,0,1.291649163331101E-15,1.291649163331101E-15,43260220548328.773,0,false,0,4.0845532939771125E-12,4.0845532939771125E-12,13680082901.393738,0,false,0,1.2916491633311016E-8,1.2916491633311016E-8]
[null,20,3,3167.6876729567452,null,383,20,16,6016.5244934945677,1,1.0241876490131917E-5,1.0241876490131917E-5,1.915476973365034E+23,0,false,0,1.6914869293068824E-30,1.6914869293068824E-30,6.0446348266858439E+19,0,false,0,5.4869667069926064E-27,5.4869667069926064E-27,1.912978658056272E+16,0,false,0,1.5820410132185544E-23,1.5820410132185544E-23,6630424443024.5869,0,false,0,5.0012080228216449E-20,5.0012080228216449E-20,2097413936.0021122,0,false,0,1.5815208404423791E-16,1.5815208404423791E-16,663260.52339452959,0,false,0,5.0012080228216491E-13,5.0012080228216491E-13]
[null,20,4,3254.7184467250167,null,384,19,17,6099.7712568158249,1,5.4713764889656888E-2,5.4713764889656888E-2,1.2005515378500122E+27,0,false,0,7.7019182506049491E-27,7.7019182506049491E-27,3.7885580133970017E+23,0,false,0,2.4984035223000313E-23,2.4984035223000313E-23,1.1989856843693251E+20,0,false,0,7.2035735788430131E-20,7.2035735788430131E-20,4.155709712180744E+16,0,false,0,2.2772209869706289E-16,2.2772209869706289E-16,13145830314795.273,0,false,0,7.2012050543638492E-13,7.2012050543638492E-13,4157076552.8841114,0,false,0,2.2772209869706468E-9,2.2772209869706468E-9]
[null,20,5,{"$f":"3.141625/2*SQRT($H$2/$I$2)*((1+($D$8-1)/B394)*(B394/$C$2)^2+(1+($D$8-1)/C394)*(C394/$D$2)^2)","v":3363.7676405131633},null,385,14,20,6119.6090893567489,1,{"$f":"ABS(SIN(G394*3.1416*$J$2/$C$2)*SIN(H394*3.1416*$K$2/$D$2))*(1/F394^$N$2)+(1-1/F394^$N$2)","v":0.25433105187281169},{"$f":"$J394*$K394","v":0.25433105187281169},{"$f":"10^(LOG10($I394/22.27)/LOG10(2)*70/20)*$L394","v":5.7953389864927062E+27},{"$f":"IF($I394<22.27,M394,0)","v":0},{"$f":"AND($I394>22.27,$I394<44.45)","v":false},{"$f":"IF($O394=TRUE,$L394,0)","v":0},{"$f":"10^(LOG10(44.45/$I394)/LOG10(2)*70/20)*$L394","v":3.4475172185413533E-26},{"$f":"IF($I394>44.45,Q394,0)","v":3.4475172185413533E-26},{"$f":"10^(LOG10($I394/44.548)/LOG10(2)*70/20)*$L394","v":1.8288242749618903E+24},{"$f":"IF($I394<44.528,S394,0)","v":0},{"$f":"AND($I394>44.548,$I394<89.095)","v":false},{"$f":"IF($U394=TRUE,$L394,0)","v":0},{"$f":"10^(LOG10(89.095/$I394)/LOG10(2)*70/20)*$L394","v":1.1183303797488703E-22},{"$f":"IF($I394>89.095,W394,0)","v":1.1183303797488703E-22},{"$f":"10^(LOG10($I394/89.09)/LOG10(2)*70/20)*$L394","v":5.787780250830251E+20},{"$f":"IF($I394<89.09,Y394,0)","v":0},{"$f":"AND($I394>89.09,$I394<176.78)","v":false},{"$f":"IF($AA394=TRUE,$L394,0)","v":0},{"$f":"10^(LOG10(176.78/$I394)/LOG10(2)*70/20)*$L394","v":3.2244491748715195E-19},{"$f":"IF($I394>176.78,AC394,0)","v":3.2244491748715195E-19},{"$f":"10^(LOG10($I394/176.78)/LOG10(2)*70/20)*$L394","v":2.0060568623882317E+17},{"$f":"IF($I394<176.78,AE394,0)","v":0},{"$f":"AND($I394>176.78,$I394<353.55)","v":false},{"$f":"IF($AG394=TRUE,$L394,0)","v":0},{"$f":"10^(LOG10(353.55/$I394)/LOG10(2)*70/20)*$L394","v":1.0193250963665458E-15},{"$f":"IF($I394>353.55,AI394,0)","v":1.0193250963665458E-15},{"$f":"10^(LOG10($I394/353.55)/LOG10(2)*70/20)*$L394","v":63457952891871.688},{"$f":"IF($I394<353.55,AK394,0)","v":0},{"$f":"AND($I394>353.55,$I394<707.1)","v":false},{"$f":"IF($AM394=TRUE,$L394,0)","v":0},{"$f":"10^(LOG10(707.1/$I394)/LOG10(2)*70/20)*$L394","v":3.2233889806888917E-12},{"$f":"IF($I394>707.1,AO394,0)","v":3.2233889806888917E-12},{"$f":"10^(LOG10($I394/707.1)/LOG10(2)*70/20)*$L394","v":20067166678.998428},{"$f":"IF($I394<707.1,AQ394,0)","v":0},{"$f":"AND($I394>707.1,$I394<1414.2)","v":false},{"$f":"IF($AS394=TRUE,$L394,0)","v":0},{"$f":"10^(LOG10(1414.2/$I394)/LOG10(2)*70/20)*$L394","v":1.0193250963665355E-8},{"$f":"IF($I394>1414.2,AU394,0)","v":1.0193250963665355E-8}]
[null,20,6,3494.8352543211859,null,386,16,19,6129.5101583600463,{"$f":"IF(ABS(I395-I394)>0.0001,1,$M$2)","v":1},0.540277379930591,0.540277379930591,1.2544670072684301E+28,0,false,0,7.1872183599520728E-26,7.1872183599520728E-26,3.958698050930951E+24,0,false,0,2.3314414775349555E-22,2.3314414775349555E-22,1.2528308330036871E+21,0,false,0,6.7221768134270096E-19,6.7221768134270096E-19,4.3423381348972858E+17,0,false,0,2.1250400166138062E-15,2.1250400166138062E-15,137361953178556.3,0,false,0,6.7199665715016946E-12,6.7199665715016946E-12,43437663589.364258,0,false,0,2.1250400166138002E-8,2.1250400166138002E-8]
[null,20,7,3647.9212881490835,null,387,18,18,6219.572037748203,1,0.19361963426949796,0.19361963426949796,5.3265278639725282E+27,0,false,0,2.1739077004416952E-26,2.1739077004416952E-26,1.6808824266532068E+24,0,false,0,7.0518778299316411E-23,7.0518778299316411E-23,5.3195805885471726E+20,0,false,0,2.0332472462318415E-19,2.0332472462318415E-19,1.8437778703072448E+17,0,false,0,6.4275782708990535E-16,6.4275782708990535E-16,58324552723665.953,0,false,0,2.032578717504775E-12,2.032578717504775E-12,18443843011.736191,0,false,0,6.4275782708990343E-9,6.4275782708990343E-9]
[null,20,8,3823.0257419968575,null,388,15,20,6336.9545721059158,1,0.58195390124504776,0.58195390124504776,1.9897277236293581E+28,0,false,0,5.2573880045868692E-26,5.2573880045868692E-26,6.2789465293042197E+24,0,false,0,1.7054292555917695E-22,1.7054292555917695E-22,1.9871325646682849E+21,0,false,0,4.9172141395546183E-19,4.9172141395546183E-19,6.8874434499410714E+17,0,false,0,1.5544483739167939E-15,1.5544483739167939E-15,217871721478258.03,0,false,0,4.9155973667221515E-12,4.9155973667221515E-12,68897087761.312363,0,false,0,1.5544483739167949E-8,1.5544483739167949E-8]
[null,20,9,4020.1486158645057,null,389,17,19,6375.9268362917046,1,0.56108235355782121,0.56108235355782121,2.0601108129002777E+28,0,false,0,4.7200777420714943E-26,4.7200777420714943E-26,6.5010531265291605E+24,0,false,0,1.5311326961170001E-22,1.5311326961170001E-22,2.057423854793708E+21,0,false,0,4.4146699830527019E-19,4.4146699830527019E-19,7.1310745465121587E+17,0,false,0,1.3955822101245969E-15,1.3955822101245969E-15,225578547211401.81,0,false,0,4.4132184460054188E-12,4.4132184460054188E-12,71334200045.985504,0,false,0,1.3955822101246027E-8,1.3955822101246027E-8]
[null,20,10,4239.2899097520303,null,390,20,17,6389.7947275212218,1,2.6562204182051893E-6,2.6562204182051893E-6,1.0002276824385671E+23,0,false,0,2.1787924657807276E-31,2.1787924657807276E-31,3.1563997729830015E+19,0,false,0,7.0677233823403116E-28,7.0677233823403116E-28,9989231070424768,0,false,0,2.0378159478709008E-24,2.0378159478709008E-24,3462288592579.5732,0,false,0,6.4420210237102826E-21,6.4420210237102826E-21,1095231897.5864861,0,false,0,2.037145916961396E-17,2.037145916961396E-17,346342.73624415603,0,false,0,6.4420210237102411E-14,6.4420210237102411E-14]
[null,20,11,4480.4496236594314,null,391,19,18,6495.0599108623537,1,0.10864929889066879,0.10864929889066879,4.9472978232955821E+27,0,false,0,7.3700819052591568E-27,7.3700819052591568E-27,1.5612095126439833E+24,0,false,0,2.390760066856468E-23,2.390760066856468E-23,4.9408451694341102E+20,0,false,0,6.8932083617564436E-20,6.8932083617564436E-20,1.7125073739140598E+17,0,false,0,2.1791071580161873E-16,2.1791071580161873E-16,54172049804932.969,0,false,0,6.8909418849076097E-13,6.8909418849076097E-13,17130706290.3668,0,false,0,2.1791071580161881E-9,2.1791071580161881E-9]
[null,20,12,4743.627757586708,null,392,16,20,6568.8356524463288,1,0.78271781141910701,0.78271781141910701,4.064229981409072E+28,0,false,0,4.6560611059410507E-26,4.6560611059410507E-26,1.282541446902845E+25,0,false,0,1.5103665202125268E-22,1.5103665202125268E-22,4.0589290938902695E+21,0,false,0,4.3547954772957167E-19,4.3547954772957167E-19,1.4068333989663176E+18,0,false,0,1.3766544543930869E-15,1.3766544543930869E-15,445026106847421.63,0,false,0,4.3533636268985875E-12,4.3533636268985875E-12,140729611587.52948,0,false,0,1.3766544543930974E-8,1.3766544543930974E-8]
[null,20,13,5028.8243115338591,null,393,18,19,6636.8791118146091,1,0.4595781339261345,0.4595781339261345,2.6900977135429387E+28,0,false,0,2.4251419980248331E-26,2.4251419980248331E-26,8.4890909953897927E+24,0,false,0,7.866849676659602E-23,7.866849676659602E-23,2.6865890771076336E+21,0,false,0,2.2682256878722818E-19,2.2682256878722818E-19,9.3117744989986573E+17,0,false,0,7.1704010281495005E-16,7.1704010281495005E-16,294561015979236.69,0,false,0,2.2674798985765513E-12,2.2674798985765513E-12,93148372038.764252,0,false,0,7.1704010281494801E-9,7.1704010281494801E-9]
[null,20,14,5336.0392855008859,null,394,20,18,6785.0833815677506,1,5.2746596166265517E-6,5.2746596166265517E-6,3.991338462647143E+23,0,false,0,2.1530634780384855E-31,2.1530634780384855E-31,1.2595392067817053E+20,0,false,0,6.9842618452156035E-28,6.9842618452156035E-28,3.9861326459643416E+16,0,false,0,2.0137517277272945E-24,2.0137517277272945E-24,13816019963230.674,0,false,0,6.3659482987684819E-21,6.3659482987684819E-21,4370446124.5237007,0,false,0,2.0130896090982659E-17,2.0130896090982659E-17,1382056.4144550641,0,false,0,6.3659482987685555E-14,6.3659482987685555E-14]
[null,20,15,5665.272679487789,null,395,17,20,6815.2523303779872,1,0.81285866874359824,0.81285866874359824,6.476509508916693E+28,0,false,0,3.1511972515857244E-26,3.1511972515857244E-26,2.0437799815565511E+25,0,false,0,1.022207982044684E-22,1.022207982044684E-22,6.4680623372313255E+21,0,false,0,2.9473022855654383E-19,2.9473022855654383E-19,2.2418440707205993E+18,0,false,0,9.3171237111373402E-16,9.3171237111373402E-16,709166515157238.88,0,false,0,2.946333216875488E-12,2.946333216875488E-12,224258142822.11841,0,false,0,9.3171237111373779E-9,9.3171237111373779E-9]
[null,20,16,6016.5244934945677,null,396,19,19,6912.3669849287589,1,0.25789141801112581,0.25789141801112581,2.4221857736337419E+28,0,false,0,8.4811128987402383E-27,8.4811128987402383E-27,7.643646301990615E+24,0,false,0,2.75116427489643E-23,2.75116427489643E-23,2.4190265689641048E+21,0,false,0,7.9323512414264447E-20,7.9323512414264447E-20,8.3843971931617766E+17,0,false,0,2.5076049443087789E-16,2.5076049443087789E-16,265225125013151.34,0,false,0,7.9297430959154125E-13,7.9297430959154125E-13,83871548774.445541,0,false,0,2.5076049443087896E-9,2.5076049443087896E-9]
[null,20,17,6389.7947275212218,null,397,18,20,7076.2046059008908,1,0.66580612945327122,0.66580612945327122,8.2111535291378807E+28,0,false,0,1.6675463677256759E-26,1.6675463677256759E-26,2.5911783477249289E+25,0,false,0,5.4093065950125805E-23,5.4093065950125805E-23,8.2004438986648558E+21,0,false,0,1.559649500967002E-19,1.559649500967002E-19,2.8422911797983841E+18,0,false,0,4.9304231254770764E-16,4.9304231254770764E-16,899107015231379.13,0,false,0,1.5591366904873695E-12,1.5591366904873695E-12,284322602836.68652,0,false,0,4.9304231254770439E-9,4.9304231254770439E-9]
[null,20,18,6785.0833815677506,null,398,20,19,7202.3904556341549,1,1.2520002079596202E-5,1.2520002079596202E-5,1.8963170818248553E+24,0,false,0,2.5531971920571559E-31,2.5531971920571559E-31,5.9841723156300471E+20,0,false,0,8.2822443061651042E-28,8.2822443061651042E-28,1.8938437563494694E+17,0,false,0,2.3879952027320907E-24,2.3879952027320907E-24,65641024694587.313,0,false,0,7.5490209587338067E-21,7.5490209587338067E-21,20764341883.531464,0,false,0,2.3872100333946852E-17,2.3872100333946852E-17,6566261.4466390247,0,false,0,7.5490209587338393E-14,7.5490209587338393E-14]
[null,20,19,7202.3904556341549,null,399,19,20,7351.6924790150415,1,0.37361587545155184,0.37361587545155184,7.1834653714770914E+28,0,false,0,6.002098995038172E-27,6.002098995038172E-27,2.2668727196674356E+25,0,false,0,1.9470039518037102E-23,1.9470039518037102E-23,7.1740961325060226E+21,0,false,0,5.6137393739360264E-20,5.6137393739360264E-20,2.4865568757524623E+18,0,false,0,1.7746365713895602E-16,1.7746365713895602E-16,786576951246586.25,0,false,0,5.6118935846230251E-13,5.6118935846230251E-13,248737472093.04269,0,false,0,1.7746365713895675E-9,1.7746365713895675E-9]
[null,20,20,7641.7159497204375,null,400,20,20,17102.05123945621,1,1.8138143462462109E-5,1.8138143462462109E-5,6.39109369379179E+28,0,false,0,1.5899995231529076E-35,1.5899995231529076E-35,2.0168254726779231E+25,0,false,0,5.1577545746977371E-32,5.1577545746977371E-32,6.3827579281120376E+21,0,false,0,1.4871202449412812E-28,1.4871202449412812E-28,2.2122773823030508E+18,0,false,0,4.7011408918975803E-25,4.7011408918975803E-25,699813632116143,0,false,0,1.4866312819751799E-21,1.4866312819751799E-21,221300501512.21832,0,false,0,4.7011408918975826E-18,4.7011408918975826E-18]

{"sheet":"計算表c-5","index":17,"n_rows":409,"n_cols":48,"rows_kept":409,"cut":false,"hidden":true,"merged":[[7,36,7,41],[7,42,7,47],[8,44,8,45],[8,46,8,47],[8,36,8,37],[8,38,8,39],[8,40,8,41],[8,42,8,43],[7,30,7,35],[8,12,8,13],[8,14,8,15],[8,16,8,17],[8,18,8,19],[8,20,8,21],[8,22,8,23],[8,28,8,29],[8,30,8,31],[8,32,8,33],[8,34,8,35],[8,24,8,25],[8,26,8,27],[7,12,7,17],[7,18,7,23],[7,24,7,29]]}
[null,"ヤング率","辺長ｘ","辺長ｙ","板厚","ポアソン比","密度","曲げ剛性","面密度","加振点ｘ","加振点ｙ","辺長比","縮退重み","周波数重み"]
[null,{"$f":"床衝撃音計算シート!D7","v":29000000000},{"$f":"床衝撃音計算シート!D9","v":8},{"$f":"床衝撃音計算シート!F9","v":6.5},{"$f":"(床衝撃音計算シート!L9)/1000","v":0.24399999999999999},{"$f":"床衝撃音計算シート!L7","v":0.16},{"$f":"床衝撃音計算シート!G7","v":1684},{"$f":"B2*E2^3/12/(1-F2^2)","v":36028730.158730157},{"$f":"G2*E2","v":410.89600000000002},{"$f":"床衝撃音計算シート!D27","v":3.6},{"$f":"床衝撃音計算シート!F27","v":0.75},{"$f":"C2/D2","v":1.2307692307692308},1,0]
[]
[null,"周波数","31.5Hz","63Hz","125Hz","250Hz","500Hz","1000Hz","(2000Hz)","(4000Hz)"]
[null,"モード数１",{"$f":"M8","v":0.35306571443403661},{"$f":"S8","v":0.85796077869590182},{"$f":"Y8","v":2.8230698197066717},{"$f":"AE8","v":8.3685153819370939},{"$f":"AK8","v":17.335823446422207},{"$f":"AQ8","v":25.704571230392055},{"$f":"H6*I7/H7","v":43.465472157090375},{"$f":"H6*J7/H7","v":88.050814178893447}]
[null,"モード数２",{"$f":"C5*($D$7^2+$C$7^2)/2/$D$7^2","v":0.29307212623919054},{"$f":"D5*($D$7^2+$C$7^2)/2/$D$7^2","v":0.71217447450343407},2.3433685026862019,6.9465215572720016,14.390087821737184,21.336802290852781,36.079737630397283,73.089054738339286]
[null,null,{"$f":"MIN(C2,D2)","v":6.5},{"$f":"MAX(C2,D2)","v":8},null,null,null,{"$f":"0.354*SQRT(I2/H2)*C2*D2*1000-0.139*SQRT(SQRT(I2/H2*1000^2))*(C2+D2)","v":58.461455975913239},{"$f":"0.354*SQRT(I2/H2)*C2*D2*2000-0.139*SQRT(SQRT(I2/H2*2000^2))*(C2+D2)","v":119.09257780737779},{"$f":"0.354*SQRT(I2/H2)*C2*D2*4000-0.139*SQRT(SQRT(I2/H2*4000^2))*(C2+D2)","v":241.25352649349409}]
[null,null,null,{"$f":"4/3*SQRT(1+2*(1+$L$2^4)/(1+$L$2^2)^2)","v":1.9052696505662141},null,null,null,null,null,null,null,null,{"$f":"M9+O9+Q9","v":0.35306571443403661},null,null,null,null,null,{"$f":"S9+U9+W9","v":0.85796077869590182},null,null,null,null,null,{"$f":"Y9+AA9+AC9","v":2.8230698197066717},null,null,null,null,null,{"$f":"AE9+AG9+AI9","v":8.3685153819370939},null,null,null,null,null,{"$f":"AK9+AM9+AO9","v":17.335823446422207},null,null,null,null,null,{"$f":"AQ9+AS9+AU9","v":25.704571230392055}]
[null,"m","n","fi",null,"No.","m","n","fi","縮退ﾁｪｯｸ","周波数重み","重み",{"$f":"SUM(N10:N409)","v":0},null,{"$f":"SUM(P10:P409)","v":0.35024007865422874},null,{"$f":"SUM(R10:R409)","v":2.8256357798078567E-3},null,{"$f":"SUM(T10:T409)","v":1.9984423950040381E-2},null,{"$f":"SUM(V10:V409)","v":0.7645370656908167},null,{"$f":"SUM(X10:X409)","v":7.3439289055044724E-2},null,{"$f":"SUM(Z10:Z409)","v":0.13788255623877535},null,{"$f":"SUM(AB10:AB409)","v":2.4683208649170436},null,{"$f":"SUM(AD10:AD409)","v":0.2168663985508526},null,{"$f":"SUM(AF10:AF409)","v":0.42953353701398267},null,{"$f":"SUM(AH10:AH409)","v":6.4625731789841678},null,{"$f":"SUM(AJ10:AJ409)","v":1.4764086659389424},null,{"$f":"SUM(AL10:AL409)","v":1.3430267578139941},null,{"$f":"SUM(AN10:AN409)","v":13.838422424490007},null,{"$f":"SUM(AP10:AP409)","v":2.1543742641182053},null,{"$f":"SUM(AR10:AR409)","v":1.8076940696657031},null,{"$f":"SUM(AT10:AT409)","v":19.323690417547169},null,{"$f":"SUM(AV10:AV409)","v":4.5731867431791837}]
[null,1,1,{"$f":"3.141625/2*SQRT($H$2/$I$2)*((1+($D$8-1)/B10)*(B10/$C$2)^2+(1+($D$8-1)/C10)*(C10/$D$2)^2)","v":34.822630180366467},null,1,1,1,34.822630180366467,{"$f":"1","v":1},{"$f":"ABS(SIN(G10*3.1416*$J$2/$C$2)*SIN(H10*3.1416*$K$2/$D$2))*(1/F10^$N$2)+(1-1/F10^$N$2)","v":0.35024007865422874},{"$f":"$J10*$K10","v":0.35024007865422874},{"$f":"10^(LOG10($I10/22.27)/LOG10(2)*70/20)*$L10","v":63.328397826894978},{"$f":"IF($I10<22.27,M10,0)","v":0},{"$f":"AND($I10>22.27,$I10<44.45)","v":true},{"$f":"IF($O10=TRUE,$L10,0)","v":0.35024007865422874},{"$f":"10^(LOG10(44.45/$I10)/LOG10(2)*70/20)*$L10","v":5.9830095492480497},{"$f":"IF($I10>44.45,Q10,0)","v":0},{"$f":"10^(LOG10($I10/44.548)/LOG10(2)*70/20)*$L10","v":1.9984423950040381E-2},{"$f":"IF($I10<44.528,S10,0)","v":1.9984423950040381E-2},{"$f":"AND($I10>44.548,$I10<89.095)","v":false},{"$f":"IF($U10=TRUE,$L10,0)","v":0},{"$f":"10^(LOG10(89.095/$I10)/LOG10(2)*70/20)*$L10","v":19408.115803646811},{"$f":"IF($I10>89.095,W10,0)","v":0},{"$f":"10^(LOG10($I10/89.09)/LOG10(2)*70/20)*$L10","v":6.3245799963298637E-6},{"$f":"IF($I10<89.09,Y10,0)","v":6.3245799963298637E-6},{"$f":"AND($I10>89.09,$I10<176.78)","v":false},{"$f":"IF($AA10=TRUE,$L10,0)","v":0},{"$f":"10^(LOG10(176.78/$I10)/LOG10(2)*70/20)*$L10","v":55958850.910348468},{"$f":"IF($I10>176.78,AC10,0)","v":0},{"$f":"10^(LOG10($I10/176.78)/LOG10(2)*70/20)*$L10","v":2.1921127882387472E-9},{"$f":"IF($I10<176.78,AE10,0)","v":2.1921127882387472E-9},{"$f":"AND($I10>176.78,$I10<353.55)","v":false},{"$f":"IF($AG10=TRUE,$L10,0)","v":0},{"$f":"10^(LOG10(353.55/$I10)/LOG10(2)*70/20)*$L10","v":176899240779.70282},{"$f":"IF($I10>353.55,AI10,0)","v":0},{"$f":"10^(LOG10($I10/353.55)/LOG10(2)*70/20)*$L10","v":6.9343493027469855E-13},{"$f":"IF($I10<353.55,AK10,0)","v":6.9343493027469855E-13},{"$f":"AND($I10>353.55,$I10<707.1)","v":false},{"$f":"IF($AM10=TRUE,$L10,0)","v":0},{"$f":"10^(LOG10(707.1/$I10)/LOG10(2)*70/20)*$L10","v":559404517218404.5},{"$f":"IF($I10>707.1,AO10,0)","v":0},{"$f":"10^(LOG10($I10/707.1)/LOG10(2)*70/20)*$L10","v":2.1928337887880848E-16},{"$f":"IF($I10<707.1,AQ10,0)","v":2.1928337887880848E-16},{"$f":"AND($I10>707.1,$I10<1414.2)","v":false},{"$f":"IF($AS10=TRUE,$L10,0)","v":0},{"$f":"10^(LOG10(1414.2/$I10)/LOG10(2)*70/20)*$L10","v":1.7689924077970294E+18},{"$f":"IF($I10>1414.2,AU10,0)","v":0}]
[null,1,2,77.816563908886351,null,2,2,1,63.205344243334672,{"$f":"IF(ABS(I11-I10)>0.0001,1,$M$2)","v":1},0.10957695148287713,0.10957695148287713,20278.072940948921,0,false,0,1.8289349539069607E-3,1.8289349539069607E-3,6.3991135169641415,0,true,0.10957695148287713,5.9328304744599523,0,2.0251624687712614E-3,2.0251624687712614E-3,false,0,17105.956052379592,0,7.0192559009939188E-7,7.0192559009939188E-7,false,0,54075996.723465845,0,2.2204136814496144E-10,2.2204136814496144E-10,false,0,171003316389.95551,0,7.0215645811803036E-14,7.0215645811803036E-14,false,0,540759967234660.69,0]
[null,1,3,142.82891765728186,null,3,1,2,77.816563908886351,1,0.65496011420793954,0.65496011420793954,1360284.8821370408,0,false,0,9.7406143255887221E-4,9.7406143255887221E-4,429.26255377192507,0,true,0.65496011420793954,3.159730387751865,0,0.13585106919000775,0.13585106919000775,false,0,9110.3579282992814,0,4.7086267584588652E-5,4.7086267584588652E-5,false,0,28800008.837376896,0,1.489488262401339E-8,1.489488262401339E-8,false,0,91073624559.088715,0,4.7101754572747783E-12,4.7101754572747783E-12,false,0,288000088373768.13,0]
[null,1,4,229.85969142555297,null,4,3,1,106.12365589754889,1,0.31595757066023433,0.31595757066023433,24189875.323557857,0,false,0,1.2747071304892578E-5,1.2747071304892578E-5,7633.5536718615431,0,false,0,4.1349864814070228E-2,4.1349864814070228E-2,2.415832499083276,0,true,0.31595757066023433,119.22285211523889,0,8.3733264794758966E-4,8.3733264794758966E-4,false,0,376891.79959333921,0,2.6487492316158433E-7,2.6487492316158433E-7,false,0,1191836518.1546769,0,8.3760805225269246E-11,8.3760805225269246E-11,false,0,3768917995933.3945,0]
[null,1,5,338.90888521369965,null,5,2,2,106.19927797185454,1,0.20491239304635911,0.20491239304635911,15818669.608029267,0,false,0,8.1988512710648441E-6,8.1988512710648441E-6,4991.8679552985559,0,false,0,2.6596022221910435E-2,2.6596022221910435E-2,1.5798037658392181,0,true,0.20491239304635911,76.683530610660668,0,5.475633227840478E-4,5.475633227840478E-4,false,0,242414.88387718817,0,1.7321167806370339E-7,1.7321167806370339E-7,false,0,766583171.77714562,0,5.4774342002112549E-11,5.4774342002112549E-11,false,0,2424148838771.8833,0]
[null,1,6,469.97649902172213,null,6,1,3,142.82891765728186,1,0.87455621779354731,0.87455621779354731,2116844555.9737506,0,false,0,1.1160226499099828E-6,1.1160226499099828E-6,668008.67374775966,0,false,0,3.6202343737973658E-3,3.6202343737973658E-3,211.40836012695661,0,true,0.87455621779354731,10.438115561211717,0,7.3274584248094535E-2,7.3274584248094535E-2,false,0,32997.366599028792,0,2.317907933004164E-5,2.317907933004164E-5,false,0,104346835.24049464,0,7.3298684748661564E-9,7.3298684748661564E-9,false,0,329973665990.28754,0]
[null,1,7,623.06253284961986,null,7,3,2,149.11758962606876,1,0.59085073118884657,0.59085073118884657,2360191349.2157035,0,false,0,4.5687232727134786E-7,4.5687232727134786E-7,744801.16574042023,0,false,0,1.4820352470068074E-3,1.4820352470068074E-3,235.71130025369069,0,true,0.59085073118884657,4.2731087484315218,0,8.1698034639192424E-2,8.1698034639192424E-2,false,0,13508.313360073922,0,2.5843684347613046E-5,2.5843684347613046E-5,false,0,42717037.565115757,0,8.1724905668900061E-9,8.1724905668900061E-9,false,0,135083133600.73978,0]
[null,1,8,798.16698669739355,null,8,4,1,163.57756514300908,1,0.2084281952466274,0.2084281952466274,2442088944.2464709,0,false,0,5.4946239122005866E-8,5.4946239122005866E-8,770645.43649013247,0,false,0,1.7823855420534725E-4,1.7823855420534725E-4,243.89037803006244,0,true,0.2084281952466274,0.51390999426018036,0,8.4532920275865189E-2,8.4532920275865189E-2,false,0,1624.5917550983095,0,2.6740448754239424E-5,2.6740448754239424E-5,false,0,5137410.2140411241,0,8.4560723718408674E-9,8.4560723718408674E-9,false,0,16245917550.983133,0]
[null,1,9,995.28986056504255,null,9,2,3,171.21163172025004,1,0.27361575698142909,0.27361575698142909,5448368796.8567228,0,false,0,4.244262379338427E-8,4.244262379338427E-8,1719331.5417544756,0,false,0,1.376784293610469E-4,1.376784293610469E-4,544.12626069300973,0,true,0.27361575698142909,0.39696417623075514,0,0.1885953114948114,0.1885953114948114,false,0,1254.898201974597,0,5.9658689725364547E-5,5.9658689725364547E-5,false,0,3968336.5498897429,0,1.8865734175343708E-8,1.8865734175343708E-8,false,0,12548982019.745977,0]
[null,1,10,1214.4311544525676,null,10,4,2,206.57149887152897,1,0.38976737067734651,0.38976737067734651,68856130712.309387,0,false,0,6.8148273494210494E-9,6.8148273494210494E-9,21728800.268649742,0,false,0,2.2106426087193111E-5,2.2106426087193111E-5,6876.6323145917358,0,false,0,6.3738809789120859E-2,6.3738809789120859E-2,2.3834552880317812,0,true,0.38976737067734651,201.49354170909652,0,7.5396264295191421E-4,7.5396264295191421E-4,false,0,637178.52561488282,0,2.3842392224083479E-7,2.3842392224083479E-7,false,0,2014935417.0909667,0]
[null,1,11,1455.590868359968,null,11,3,3,214.12994337446429,1,0.7889521354654816,0.7889521354654816,211663741452.62988,0,false,0,9.0832518645053129E-9,9.0832518645053129E-9,66794330.65089608,0,false,0,2.9464904344363936E-5,2.9464904344363936E-5,21138.767299922391,0,false,0,8.4955294268396847E-2,8.4955294268396847E-2,7.3267414045918073,0,true,0.7889521354654816,268.56389671712236,0,2.3176811167256923E-3,2.3176811167256923E-3,false,0,849273.61091632489,0,7.3291512188157507E-7,7.3291512188157507E-7,false,0,2685638967.1712375,0]
[null,1,12,1718.7690022872443,null,12,1,4,229.85969142555297,1,0.98048789759089372,0.98048789759089372,599752888248.21265,0,false,0,4.9510651370882632E-9,4.9510651370882632E-9,189262896.1935195,0,false,0,1.6060620452140795E-5,1.6060620452140795E-5,59897.064348985979,0,false,0,4.6307115770618183E-2,4.6307115770618183E-2,20.760449043820419,0,true,0.98048789759089372,146.38780977908337,0,6.5671897050240203E-3,6.5671897050240203E-3,false,0,462918.90058537334,0,2.0767277294285242E-6,2.0767277294285242E-6,false,0,1463878097.7908359,0]
[null,1,13,2003.9655562343955,null,13,5,1,235.56707197971537,1,0.25074822532785485,0.25074822532785485,203992106943.09506,0,false,0,9.5202616746491742E-10,9.5202616746491742E-10,64373407.310195222,0,false,0,3.0882508132689557E-6,3.0882508132689557E-6,20372.604443713884,0,false,0,8.9042629682272827E-3,8.9042629682272827E-3,7.0611877400096743,0,true,0.25074822532785485,28.148493636972493,0,2.2336780545330528E-3,2.2336780545330528E-3,false,0,89013.352595589997,0,7.0635102118582243E-7,7.0635102118582243E-7,false,0,281484936.36972487,0]
[null,1,14,2311.1805302014222,null,14,2,4,258.24240548852111,1,0.30675779652828822,0.30675779652828822,726489289833.02356,0,false,0,4.0008154268837697E-10,4.0008154268837697E-10,229256865.18822861,0,false,0,1.2978132238437734E-6,1.2978132238437734E-6,72554.174551917778,0,false,0,3.7419467936658742E-3,3.7419467936658742E-3,25.14743017997414,0,true,0.30675779652828822,11.829184053440342,0,7.9549312366581325E-3,7.9549312366581325E-3,false,0,37407.16447021452,0,2.5155701337859619E-6,2.5155701337859619E-6,false,0,118291840.53440376,0]
[null,1,15,2640.4139241883249,null,15,4,3,271.58385261992447,1,0.52044921534060595,0.52044921534060595,2213926524552.2852,0,false,0,3.7790272710388725E-10,3.7790272710388725E-10,698644648.83244228,0,false,0,1.2258679899763704E-6,1.2258679899763704E-6,221103.89479300578,0,false,0,3.5345092115519339E-3,3.5345092115519339E-3,76.63507704644519,0,true,0.52044921534060595,11.173424505340883,0,2.42421099833071E-2,2.42421099833071E-2,false,0,35333.470700817365,0,7.6660282835556961E-6,7.6660282835556961E-6,false,0,111734245.05340935,0]
[null,1,16,2991.6657381951045,null,16,5,2,278.5610057082352,1,0.46890717626952277,0.46890717626952277,2678899164015.229,0,false,0,2.5351514267185064E-10,2.5351514267185064E-10,845375194.22847605,0,false,0,8.2237061573329599E-7,8.2237061573329599E-7,267540.5133606593,0,false,0,2.3711170700158289E-3,2.3711170700158289E-3,92.730107145485675,0,true,0.46890717626952277,7.4956651657767566,0,2.9333479430343805E-2,2.9333479430343805E-2,false,0,23703.37450183816,0,9.2760606697584938E-6,9.2760606697584938E-6,false,0,74956651.657767624,0]
[null,1,17,3364.9359722217582,null,17,3,4,301.16071714273539,1,0.88451491723886699,0.88451491723886699,12516002449122.502,0,false,0,1.9307729113576328E-10,1.9307729113576328E-10,3949651462.6299796,0,false,0,6.2631797502116092E-7,6.2631797502116092E-7,1249967.809703815,0,false,0,1.8058442427520396E-3,1.8058442427520396E-3,433.24148356548329,0,true,0.88451491723886699,5.7087032759308878,0,0.13704804769179454,0.13704804769179454,false,0,18052.504838006305,0,4.3338397958545191E-5,4.3338397958545191E-5,false,0,57087032.759309039,0]
[null,1,18,3760.224626268287,null,18,6,1,322.09217640766764,1,0.28687788674607917,0.28687788674607917,8866406026654.3223,0,false,0,2.8670353247586628E-11,2.8670353247586628E-11,2797955151.7186975,0,false,0,9.3002949666118253E-8,9.3002949666118253E-8,885484.17644794879,0,false,0,2.6815267629488453E-4,2.6815267629488453E-4,306.91068625916972,0,true,0.28687788674607917,0.84769440540528151,0,9.7085602286768907E-2,9.7085602286768907E-2,false,0,2680.645080862836,0,3.0701163123544182E-5,3.0701163123544182E-5,false,0,8476944.0540527925,0]
[null,1,19,4177.5317003346918,null,19,1,5,338.90888521369965,1,0.95898741277313282,0.95898741277313282,53560780583256.453,0,false,0,5.3035348779091887E-11,5.3035348779091887E-11,16902075261.66588,0,false,0,1.720398709577153E-7,1.720398709577153E-7,5349092.2412190689,0,false,0,4.9603751270638078E-4,4.9603751270638078E-4,1854.0066714705893,0,true,0.95898741277313282,1.5680925889023871,0,0.58648122206931397,0.58648122206931397,false,0,4958.7441629616224,0,1.8546164666580412E-4,1.8546164666580412E-4,false,0,15680925.889023865,0]
[null,1,20,4616.8571944209734,null,20,5,3,343.57335945663073,1,0.6261231450260959,0.6261231450260959,40993617878911.281,0,false,0,2.9538591361903651E-11,2.9538591361903651E-11,12936279253.068331,0,false,0,9.5819402778736027E-8,9.5819402778736027E-8,4094015.0787147051,0,false,0,2.7627327292669996E-4,2.7627327292669996E-4,1418.9942754302617,0,true,0.6261231450260959,0.87336554331245286,0,0.44887297849019697,0.44887297849019697,false,0,2761.8243467777916,0,1.4194609921327889E-4,1.4194609921327889E-4,false,0,8733655.4331245236,0]
[null,2,1,63.205344243334672,null,21,4,4,358.61462638819557,1,0.58348925611618485,0.58348925611618485,62870353247104.539,0,false,0,1.6726548732464116E-11,1.6726548732464116E-11,19839879679.465816,0,false,0,5.4258779318813912E-8,5.4258779318813912E-8,6278835.2801175909,0,false,0,1.5644274659101497E-4,1.5644274659101497E-4,2176.2575729578284,0,false,0,0.49455274093779145,0.49455274093779145,0.68841942187485272,0,true,0.58348925611618485,1563.913084442617,0,2.1769733586208769E-4,2.1769733586208769E-4,false,0,4945527.4093779223,0]
[null,2,2,106.19927797185454,null,22,6,2,365.08611013618747,1,0.53647079508693385,0.53647079508693385,71165204145090.766,0,false,0,1.2491396173910703E-11,1.2491396173910703E-11,22457470249.194958,0,false,0,4.0520487473224703E-8,4.0520487473224703E-8,7107238.4904015725,0,false,0,1.1683153276026668E-4,1.1683153276026668E-4,2463.3838757534932,0,false,0,0.36933227019853293,0.36933227019853293,0.7792465950145675,0,true,0.53647079508693385,1167.931187228093,0,2.4641940991768416E-4,2.4641940991768416E-4,false,0,3693322.7019853294,0]
[null,2,3,171.21163172025004,null,23,2,5,367.29159927666785,1,0.30003110325324467,0.30003110325324467,42687409879168.117,0,false,0,6.5135727331478369E-12,6.5135727331478369E-12,13470786023.772501,0,false,0,2.1129194740512809E-8,2.1129194740512809E-8,4263173.3611024981,0,false,0,6.0921187316797688E-5,6.0921187316797688E-5,1477.6248934750895,0,false,0,0.19258636673946833,0.19258636673946833,0.46741970599163374,0,true,0.30003110325324467,609.01156519321501,0,1.4781108941798148E-4,1.4781108941798148E-4,false,0,1925863.6673946828,0]
[null,2,4,258.24240548852111,null,24,3,5,410.20991093088207,1,0.86511896182125891,0.86511896182125891,444873902946384.69,0,false,0,5.1963841010339673E-12,5.1963841010339673E-12,140388024738.78339,0,false,0,1.6856403715045231E-8,1.6856403715045231E-8,44429366.3508562,0,false,0,4.8601574306230154E-5,4.8601574306230154E-5,15399.312240113029,0,false,0,0.15364113907993932,0.15364113907993932,4.8712917815148788,0,true,0.86511896182125891,485.85594179531535,0,1.5404377176846317E-3,1.5404377176846317E-3,false,0,1536411.3907993974,0]
[null,2,5,367.29159927666785,null,25,7,1,423.15287842686581,1,0.16099492125633644,0.16099492125633644,118804115674219.61,0,false,0,6.738750534604771E-13,6.738750534604771E-13,37490792379.322563,0,false,0,2.1859642654913354E-9,2.1859642654913354E-9,11864916.202818032,0,false,0,6.3027266358846632E-6,6.3027266358846632E-6,4112.4050220997606,0,false,0,1.9924418364420386E-2,1.9924418364420386E-2,1.3008843819812044,0,true,0.16099492125633644,63.006543085655196,0,4.1137576196011101E-4,4.1137576196011101E-4,false,0,199244.18364420431,0]
[null,2,6,498.35921308469034,null,26,6,3,430.09846388458294,1,0.71633960500832983,0.71633960500832983,638772582529421.88,0,false,0,2.4812936975510526E-12,2.4812936975510526E-12,201576268072.08994,0,false,0,8.0489985898454789E-9,8.0489985898454789E-9,63793944.522528097,0,false,0,2.3207441496311349E-5,2.3207441496311349E-5,22111.115944644393,0,false,0,7.336424380325586E-2,7.336424380325586E-2,6.9944485637936475,0,true,0.71633960500832983,231.99810923418232,0,2.211838843848147E-3,2.211838843848147E-3,false,0,733642.43803255982,0]
[null,2,7,651.44524691258812,null,27,5,4,430.60413322490183,1,0.70196306836452815,0.70196306836452815,634562975028403.5,0,false,0,2.3985032536131602E-12,2.3985032536131602E-12,200247850113.47403,0,false,0,7.7804370055532518E-9,7.7804370055532518E-9,63373532.822454527,0,false,0,2.2433105759256774E-5,2.2433105759256774E-5,21965.400361223477,0,false,0,7.0916384317845679E-2,7.0916384317845679E-2,6.948354094580429,0,true,0.70196306836452815,224.25729786823874,0,2.1972624928231163E-3,2.1972624928231163E-3,false,0,709163.84317845746,0]
[null,2,8,826.54970076036182,null,28,7,2,466.1468121553857,1,0.30106563594353281,0.30106563594353281,684383403007347.38,0,false,0,4.0908110374506294E-13,4.0908110374506294E-13,215969589305.82227,0,false,0,1.3270066459388605E-9,1.3270066459388605E-9,68349077.649366781,0,false,0,3.8261193311295448E-6,3.8261193311295448E-6,23689.934709727149,0,false,0,1.2095273469673696E-2,1.2095273469673696E-2,7.4938791068548767,0,true,0.30106563594353281,38.248613086776473,0,2.369772648760969E-3,2.369772648760969E-3,false,0,120952.73469673719,0]
[null,2,9,1023.6725746280107,null,29,4,5,467.66382017634226,1,0.57069429768449276,0.57069429768449276,1347248748629200.8,0,false,0,7.4669937990019168E-13,7.4669937990019168E-13,425148765524.79425,0,false,0,2.4221970425294391E-9,2.4221970425294391E-9,134549156.11400488,0,false,0,6.9838496714309359E-6,6.9838496714309359E-6,46635.021761982556,0,false,0,2.2077610324325699E-2,2.2077610324325699E-2,14.752139231787252,0,true,0.57069429768449276,69.815533918518071,0,4.6650360332374293E-3,4.6650360332374293E-3,false,0,220776.10324325753,0]
[null,2,10,1242.8138685155357,null,30,1,6,469.97649902172213,1,0.81284914084082716,0.81284914084082716,2032183823582927.8,0,false,0,1.0042536648905503E-12,1.0042536648905503E-12,641292444913.99536,0,false,0,3.257670118023146E-9,3.257670118023146E-9,202953329.00462806,0,false,0,9.3927446792800281E-6,9.3927446792800281E-6,70344.052598725233,0,false,0,2.9692700539262887E-2,2.9692700539262887E-2,22.252059050405034,0,true,0.81284914084082716,93.896563585380761,0,7.036718922784348E-3,7.036718922784348E-3,false,0,296927.00539262971,0]
[null,2,11,1483.973582422936,null,31,2,6,498.35921308469034,1,0.25430993280682401,0.25430993280682401,1257208186337837,0,false,0,1.5889343697733046E-13,1.5889343697733046E-13,396734833840.47302,0,false,0,5.1542993537141533E-10,5.1542993537141533E-10,125556843.681233,0,false,0,1.486124011211841E-6,1.486124011211841E-6,43518.267275336009,0,false,0,4.6979915600669575E-3,4.6979915600669575E-3,13.766210751406652,0,true,0.25430993280682401,14.856353758059344,0,4.3532580724342977E-3,4.3532580724342977E-3,false,0,46979.915600669498,0]
[null,2,12,1747.1517163502124,null,32,6,4,517.12923765285404,1,0.80310710619350056,0.80310710619350056,6102438468990687,0,false,0,3.2646004908658246E-13,3.2646004908658246E-13,1925735083756.5627,0,false,0,1.0589945387489679E-9,1.0589945387489679E-9,609447919.00958276,0,false,0,3.0533678852839328E-6,3.0533678852839328E-6,211235.9362679685,0,false,0,9.6524223056904598E-3,9.6524223056904598E-3,66.820638756994484,0,true,0.80310710619350056,30.523639423795956,0,2.1130541317942484E-2,2.1130541317942484E-2,false,0,96524.223056904841,0]
[null,2,13,2032.348270297364,null,33,7,3,531.15916590378117,1,0.40200741719486127,0.40200741719486127,4169959012063839.5,0,false,0,1.1970791296571231E-13,1.1970791296571231E-13,1315906159179.4155,0,false,0,3.8831712005932054E-10,3.8831712005932054E-10,416452022.44503784,0,false,0,1.1196233599993396E-6,1.1196233599993396E-6,144343.15078936776,0,false,0,3.5393958081879847E-3,3.5393958081879847E-3,45.660325162226087,0,true,0.40200741719486127,11.192552294726475,0,1.4439062621653159E-2,1.4439062621653159E-2,false,0,35393.958081879806,0]
[null,2,14,2339.563244264391,null,34,8,1,538.74917803731012,1,0.33724714415168705,0.33724714415168705,4125621011410070,0,false,0,8.5151782668955022E-14,8.5151782668955022E-14,1301914499314.8362,0,false,0,2.7622146435212393E-10,2.7622146435212393E-10,412024005.28946745,0,false,0,7.9642124450917797E-7,7.9642124450917797E-7,142808.39068847577,0,false,0,2.5176770287905592E-3,2.5176770287905592E-3,45.17483177463194,0,true,0.33724714415168705,7.9615938236634962,0,1.428553613227832E-2,1.428553613227832E-2,false,0,25176.770287905631,0]
[null,2,15,2668.7966382512932,null,35,5,5,539.65332701304851,1,0.68657017434606704,0.68657017434606704,8564322760696917,0,false,0,1.7000564935136137E-13,1.7000564935136137E-13,2702627300987.2437,0,false,0,5.5147652744429841E-10,5.5147652744429841E-10,855315249.92114496,0,false,0,1.5900560926173705E-6,1.5900560926173705E-6,296454.07258913718,0,false,0,5.0265455956519231E-3,5.0265455956519231E-3,93.777843119406441,0,true,0.68657017434606704,15.895332844947859,0,2.9655157831527331E-2,2.9655157831527331E-2,false,0,50265.455956519436,0]
[null,2,16,3020.0484522580728,null,36,3,6,541.2775247389045,1,0.73328512499243503,0.73328512499243503,9472300141687070,0,false,0,1.7533830865548777E-13,1.7533830865548777E-13,2989156023352.1372,0,false,0,5.6877499044422586E-10,5.6877499044422586E-10,945994562.48842883,0,false,0,1.6399322434907734E-6,1.6399322434907734E-6,327883.71389698598,0,false,0,5.1842159744925152E-3,5.1842159744925152E-3,103.72003735585253,0,true,0.73328512499243503,16.393930361625731,0,3.2799155704224224E-2,3.2799155704224224E-2,false,0,51842.159744925186,0]
[null,2,17,3393.3186862847265,null,37,8,2,581.74311176583001,1,0.63066291241887107,0.63066291241887107,1.8837703288483024E+16,0,false,0,6.5215847929560756E-14,6.5215847929560756E-14,5944578762140.0566,0,false,0,2.1155184835180657E-10,2.1155184835180657E-10,1881313367.8322642,0,false,0,6.0996123794268274E-7,6.0996123794268274E-7,652067.18781370495,0,false,0,1.928232587727323E-3,1.928232587727323E-3,206.2695712291823,0,true,0.63066291241887107,6.0976068357787865,0,6.5228165707055391E-2,6.5228165707055391E-2,false,0,19282.325877273262,0]
[null,2,18,3788.6073403312548,null,38,4,6,598.73143398436468,1,0.48372727668464299,0.48372727668464299,2.0191798746210052E+16,0,false,0,3.579419988294974E-14,3.579419988294974E-14,6371888130837.6348,0,false,0,1.161117946927695E-10,1.161117946927695E-10,2016546301.854542,0,false,0,3.3478173120364209E-7,3.3478173120364209E-7,698939.20844326983,0,false,0,1.0583246995496661E-3,1.0583246995496661E-3,221.09668073352961,0,true,0.48372727668464299,3.3467165545903219,0,6.9916909422102103E-2,6.9916909422102103E-2,false,0,10583.246995496676,0]
[null,2,19,4205.91441439766,null,39,7,4,618.18993967205233,1,0.45070105189553783,0.45070105189553783,2.728708017943588E+16,0,false,0,2.299357975167377E-14,2.299357975167377E-14,8610932810193.4424,0,false,0,7.4588224352234113E-11,7.4588224352234113E-11,2725149022.9209104,0,false,0,2.1505803904003914E-7,2.1505803904003914E-7,944542.40858173918,0,false,0,6.7984962540964741E-4,6.7984962540964741E-4,298.78877708779532,0,true,0.45070105189553783,2.1498732827067739,0,9.4485307489376266E-2,9.4485307489376266E-2,false,0,6798.4962540964971,0]
[null,2,20,4645.2399084839417,null,40,1,7,623.06253284961986,1,0.56106639764336252,0.56106639764336252,3.7215727633359104E+16,0,false,0,2.6126938178638518E-14,2.6126938178638518E-14,11744097500575.402,0,false,0,8.4752437313001883E-11,8.4752437313001883E-11,3716718796.2371149,0,false,0,2.4436421607685299E-7,2.4436421607685299E-7,1288222.5868352836,0,false,0,7.7249342319372872E-4,7.7249342319372872E-4,407.50573805927951,0,true,0.56106639764336252,2.442838694792528,0,0.12886462918552857,0.12886462918552857,false,0,7724.934231937299,0]
[null,3,1,106.12365589754889,null,41,6,5,626.17843144100084,1,0.78549629000068921,0.78549629000068921,5.5213512074315848E+16,0,false,0,3.4516711810507053E-14,3.4516711810507053E-14,17423624644348.646,0,false,0,1.1196778719225312E-10,1.1196778719225312E-10,5514149828.12076,0,false,0,3.2283343595237468E-7,3.2283343595237468E-7,1911215.9797966811,0,false,0,1.020553295666707E-3,1.020553295666707E-3,604.57834414396655,0,true,0.78549629000068921,3.2272728878980486,0,0.19118445915080551,0.19118445915080551,false,0,10205.532956667106,0]
[null,3,2,149.11758962606876,null,42,8,3,646.75546551422553,1,0.84211261025370254,0.84211261025370254,8.6205354446991024E+16,0,false,0,2.5409294855437421E-14,2.5409294855437421E-14,27203662324464.172,0,false,0,8.2424494392677934E-11,8.2424494392677934E-11,8609291866.2221279,0,false,0,2.3765212655079262E-7,2.3765212655079262E-7,2983998.7490990926,0,false,0,7.5127491134280452E-4,7.5127491134280452E-4,943.933622221973,0,true,0.84211261025370254,2.375739868784331,0,0.29849802062343622,0.29849802062343622,false,0,7512.7491134280554,0]
[null,3,3,214.12994337446429,null,43,2,7,651.44524691258812,1,0.17553657956414201,0.17553657956414201,1.954403609032792E+16,0,false,0,4.8697595790017334E-15,4.8697595790017334E-15,6167474882147.1846,0,false,0,1.5796875647150192E-11,1.5796875647150192E-11,1951854522.5526159,0,false,0,4.5546668112011701E-8,4.5546668112011701E-8,676516.90106728661,0,false,0,1.4398385381373128E-4,1.4398385381373128E-4,214.00379243175811,0,true,0.17553657956414201,0.45531692434011217,0,6.7673941199825935E-2,6.7673941199825935E-2,false,0,1439.8385381373114,0]
[null,3,4,301.16071714273539,null,44,9,1,668.88107523900021,1,5.5482970441218013E-2,5.5482970441218013E-2,8398014669678313,0,false,0,1.1322160128602199E-15,1.1322160128602199E-15,2650145768037.0107,0,false,0,3.6727635668066696E-12,3.6727635668066696E-12,838706132.02494645,0,false,0,1.0589571442338303E-8,1.0589571442338303E-8,290697.31723735679,0,false,0,3.3476154671818765E-5,3.3476154671818765E-5,91.956798478187451,0,true,5.5482970441218013E-2,0.1058608960670339,0,2.9079292952817751E-2,2.9079292952817751E-2,false,0,334.7615467181879,0]
[null,3,5,410.20991093088207,null,45,5,6,670.72094082107094,1,0.58194504840300931,0.58194504840300931,9.094296633883296E+16,0,false,0,1.1502211579328644E-14,1.1502211579328644E-14,28698701640256.043,0,false,0,3.7311699487043799E-11,3.7311699487043799E-11,9082435138.9040222,0,false,0,1.0757972849764647E-7,1.0757972849764647E-7,3147991.2069883104,0,false,0,3.4008511584716905E-4,3.4008511584716905E-4,995.80964758531616,0,true,0.58194504840300931,1.0754435643992781,0,0.31490266023391927,0.31490266023391927,false,0,3400.8511584716925,0]
[null,3,6,541.2775247389045,null,46,3,7,694.36355856680234,1,0.50614760212379106,0.50614760212379106,1.1832850659216016E+17,0,false,0,6.68731063576539E-15,6.68731063576539E-15,37340705311647.094,0,false,0,2.1692778218982696E-11,2.1692778218982696E-11,11817417327.278831,0,false,0,6.2546151026119242E-8,6.2546151026119242E-8,4095941.8114902307,0,false,0,1.9772326361631957E-4,1.9772326361631957E-4,1295.6765453395988,0,true,0.50614760212379106,0.62525585942947137,0,0.40972889941315538,0.40972889941315538,false,0,1977.2326361631985,0]
[null,3,7,694.36355856680234,null,47,9,2,711.87500896752022,1,0.10375492375517466,0.10375492375517466,3.240301611145272E+16,0,false,0,1.0261680949772814E-15,1.0261680949772814E-15,10225359135112.211,0,false,0,3.3287577192367491E-12,3.3287577192367491E-12,3236075355.6315985,0,false,0,9.5977094743241444E-9,9.5977094743241444E-9,1121630.554898638,0,false,0,3.034064301913896E-5,3.034064301913896E-5,354.80738482211672,0,false,0,9.5945537614567089E-2,9.5945537614567089E-2,0.1121999466685743,0,true,0.10375492375517466,303.40643019139083,0]
[null,3,8,869.46801241457604,null,48,7,5,727.2391334601989,1,0.4408179200920363,0.4408179200920363,1.7646417108320355E+17,0,false,0,3.4013275363029991E-15,3.4013275363029991E-15,55686468123807.695,0,false,0,1.1033470391000402E-11,1.1033470391000402E-11,17623401267.03437,0,false,0,3.1812481483530854E-8,3.1812481483530854E-8,6108308.1109176436,0,false,0,1.0056682240975501E-4,1.0056682240975501E-4,1932.2519496789735,0,false,0,0.31802021586048984,0.31802021586048984,0.61103171742866158,0,true,0.4408179200920363,1005.6682240975528,0]
[null,3,9,1066.590886282225,null,49,8,4,733.78623928249669,1,0.94411451884199793,0.94411451884199793,4.1944693940352602E+17,0,false,0,6.5638528474027715E-15,6.5638528474027715E-15,132364085453413.78,0,false,0,2.1292296983965359E-11,2.1292296983965359E-11,41889986380.591492,0,false,0,6.1391455230326397E-8,6.1391455230326397E-8,14519157.777643627,0,false,0,1.9407299549457929E-4,1.9407299549457929E-4,4592.8709577379295,0,false,0,0.61371269809446771,0.61371269809446771,1.4523933225690766,0,true,0.94411451884199793,1940.7299549457962,0]
[null,3,10,1285.7321801697499,null,50,4,7,751.81746781226252,1,0.33389113297277034,0.33389113297277034,1.9671446169240448E+17,0,false,0,1.7504914590354009E-15,1.7504914590354009E-15,62076814422350.836,0,false,0,5.6783698355493664E-12,5.6783698355493664E-12,19645789126.220451,0,false,0,1.6372277157456915E-8,1.6372277157456915E-8,6809272.0154730603,0,false,0,5.1756663188618263E-5,5.1756663188618263E-5,2153.9891061283943,0,false,0,0.16366893976622682,0.16366893976622682,0.68115116305558676,0,true,0.33389113297277034,517.56663188618336,0]
[null,3,11,1526.8918940771503,null,51,6,6,757.24604524902327,1,0.66579600102818515,0.66579600102818515,4.2648282448521709E+17,0,false,0,3.2104605090633993E-15,3.2104605090633993E-15,134584386537308.02,0,false,0,1.0414322228646341E-11,1.0414322228646341E-11,42592657213.442719,0,false,0,3.0027309751297013E-8,3.0027309751297013E-8,14762704.972794831,0,false,0,9.492346985772567E-5,9.492346985772567E-5,4669.9126743842362,0,false,0,0.30017436815675252,0.30017436815675252,1.4767560525142447,0,true,0.66579600102818515,949.23469857725718,0]
[null,3,12,1790.0700280044268,null,52,9,3,776.88736271591574,1,0.13854204512364407,0.13854204512364407,1.1952080993854245E+17,0,false,0,4.9602797935559468E-16,4.9602797935559468E-16,37716958246646.781,0,false,0,1.6090511616168362E-12,1.6090511616168362E-12,11936492152.362816,0,false,0,4.639330008692566E-9,4.639330008692566E-9,4137213.3974256688,0,false,0,1.4666025890686076E-5,1.4666025890686076E-5,1308.7320593938989,0,false,0,4.6378046037567698E-2,4.6378046037567698E-2,0.41385741545674765,0,true,0.13854204512364407,146.660258906861,0]
[null,3,13,2075.2665819515778,null,53,1,8,798.16698669739355,1,0.23636291190520242,0.23636291190520242,2.7918323742710662E+17,0,false,0,6.1809586409827369E-16,6.1809586409827369E-16,88101331597538.719,0,false,0,2.0050237275121956E-12,2.0050237275121956E-12,27881910475.117397,0,false,0,5.7810260910790513E-9,5.7810260910790513E-9,9663929.0748951808,0,false,0,1.8275198825614535E-5,1.8275198825614535E-5,3057.0078420160685,0,false,0,5.7791252981376301E-2,5.7791252981376301E-2,0.96671076057669558,0,true,0.23636291190520242,182.75198825614567,0]
[null,3,14,2382.481555918605,null,54,10,1,813.54857003193661,1,0.35460567942704407,0.35460567942704407,5.2292360176941894E+17,0,false,0,7.4274484031169929E-16,7.4274484031169929E-16,165018022085567.59,0,false,0,2.4093690231770366E-12,2.4093690231770366E-12,52224156379.257797,0,false,0,6.9468630195745801E-9,6.9468630195745801E-9,18101002.931480873,0,false,0,2.1960686718391526E-5,2.1960686718391526E-5,5725.9223946128741,0,false,0,6.9445789011525941E-2,6.9445789011525941E-2,1.8106956472342139,0,true,0.35460567942704407,219.60686718391543,0]
[null,3,15,2711.7149499055072,null,55,5,7,823.80697464896878,1,0.40168562101956645,0.40168562101956645,6.8525364866927578E+17,0,false,0,7.2729018737965986E-16,7.2729018737965986E-16,216244211100238.19,0,false,0,2.3592361107453675E-12,2.3592361107453675E-12,68435988711.295128,0,false,0,6.8023162639365708E-9,6.8023162639365708E-9,23720058.267402444,0,false,0,2.1503740035006206E-5,2.1503740035006206E-5,7503.4081453369927,0,false,0,6.8000796722768514E-2,6.8000796722768514E-2,2.3727859953124599,0,true,0.40168562101956645,215.0374003500624,0]
[null,3,16,3062.9667639122872,null,56,2,8,826.54970076036182,1,7.3949067821439673E-2,7.3949067821439673E-2,1.3112366642014378E+17,0,false,0,1.2881630469429815E-16,1.2881630469429815E-16,41378449945735.695,0,false,0,4.1786357489918968E-13,4.1786357489918968E-13,13095264464.97397,0,false,0,1.2048137864189422E-9,1.2048137864189422E-9,4538846.3290362535,0,false,0,3.8087030135748629E-6,3.8087030135748629E-6,1435.781317726625,0,false,0,1.2044176454043775E-2,1.2044176454043775E-2,0.45403391859340236,0,true,7.3949067821439673E-2,38.087030135748655,0]
[null,3,17,3436.2369979389409,null,57,8,5,842.83543307064326,1,0.92341164231647888,0.92341164231647888,2.0543129706683656E+18,0,false,0,1.2820666307004891E-15,1.2820666307004891E-15,648275698433487.88,0,false,0,4.1588597564169757E-12,4.1588597564169757E-12,205163357456.24017,0,false,0,1.1991118324977057E-8,1.1991118324977057E-8,71110053.129031077,0,false,0,3.790677780690007E-5,3.790677780690007E-5,22494.369358146923,0,false,0,0.11987175662772664,0.11987175662772664,7.113344170084412,0,true,0.92341164231647888,379.06777806900095,0]
[null,3,18,3831.5256519854693,null,58,10,2,856.54250376045661,1,0.66312392684679,0.66312392684679,1.77960866111363E+18,0,false,0,7.6322291183896471E-16,7.6322291183896471E-16,561587773719970.5,0,false,0,2.4757972614014557E-12,2.4757972614014557E-12,177728755591.4545,0,false,0,7.1383936100061811E-9,7.1383936100061811E-9,61601162.163475119,0,false,0,2.2566160481384275E-5,2.2566160481384275E-5,19486.404996519479,0,false,0,7.1360465166056097E-2,7.1360465166056097E-2,6.1621423197486962,0,true,0.66312392684679,225.6616048138433,0]
[null,3,19,4248.8327260518736,null,59,7,6,858.30674726822133,1,0.37364251380306629,0.37364251380306629,1.0270127913424332E+18,0,false,0,4.198781075227739E-16,4.198781075227739E-16,324092503972761.25,0,false,0,1.3620307417430519E-12,1.3620307417430519E-12,102567328070.64076,0,false,0,3.9271032790411069E-9,3.9271032790411069E-9,35550052.596315548,0,false,0,1.2414507753899966E-5,1.2414507753899966E-5,11245.61125488178,0,false,0,3.9258120532145072E-2,3.9258120532145072E-2,3.5561745246250691,0,true,0.37364251380306629,124.14507753899996,0]
[null,3,20,4688.1582201381561,null,60,9,4,863.91813648418679,1,0.15532311792824208,0.15532311792824208,4.6053232436557869E+17,0,false,0,1.618074801894726E-16,1.618074801894726E-16,145329323473118.91,0,false,0,5.2488271789709342E-13,5.2488271789709342E-13,45993166198.637573,0,false,0,1.5133789417467759E-9,1.5133789417467759E-9,15941328.571087807,0,false,0,4.7841508796508729E-6,4.7841508796508729E-6,5042.7487698111963,0,false,0,1.5128813449594844E-2,1.5128813449594844E-2,1.5946571780615539,0,true,0.15532311792824208,47.84150879650872,0]
[null,4,1,163.57756514300908,null,61,3,8,869.46801241457604,1,0.2132270290901645,0.2132270290901645,6.8108366841837146E+17,0,false,0,2.0619140526226127E-16,2.0619140526226127E-16,214928298238757.69,0,false,0,6.6885847968429126E-13,6.6885847968429126E-13,68019534567.735954,0,false,0,1.928500031813632E-9,1.928500031813632E-9,23575714.381430604,0,false,0,6.0964474059344405E-6,6.0964474059344405E-6,7457.7475876131357,0,false,0,1.9278659438177932E-2,1.9278659438177932E-2,2.3583468591483658,0,true,0.2132270290901645,60.964474059344333,0]
[null,4,2,206.57149887152897,null,62,6,7,910.33207907692099,1,0.45956346029452272,0.45956346029452272,2.5038804618374374E+18,0,false,0,2.6053369781553898E-16,2.6053369781553898E-16,790144870021198.13,0,false,0,8.4513790866199876E-13,8.4513790866199876E-13,250061470454.77209,0,false,0,2.4367613377808766E-9,2.4367613377808766E-9,86671833.947518364,0,false,0,7.7031823134712204E-6,7.7031823134712204E-6,27417.055113512521,0,false,0,2.4359601342094257E-2,2.4359601342094257E-2,8.6700340893065704,0,true,0.45956346029452272,77.031823134712397,0]
[null,4,3,271.58385261992447,null,63,10,3,921.55485750885202,1,0.88545720695201313,0.88545720695201313,5.5629559808594565E+18,0,false,0,4.3532744116194294E-16,4.3532744116194294E-16,1755491604900409,0,false,0,1.4121463990706866E-12,1.4121463990706866E-12,555570033733.98242,0,false,0,4.0716002835439481E-9,4.0716002835439481E-9,192561747.40729493,0,false,0,1.2871297162110734E-5,1.2871297162110734E-5,60913.399439741232,0,false,0,4.0702615473131538E-2,4.0702615473131538E-2,19.262508225320644,0,true,0.88545720695201313,128.71297162110787,0]
[null,4,4,358.61462638819557,null,64,4,8,926.92192166003622,1,0.14065978782592448,0.14065978782592448,9.4543180161317978E+17,0,false,0,6.4639237176106152E-17,6.4639237176106152E-17,298348143765358.5,0,false,0,2.0968139700377458E-13,2.0968139700377458E-13,94419869530.27623,0,false,0,6.0456822044533568E-10,6.0456822044533568E-10,32726126.253642496,0,false,0,1.9111839763768029E-6,1.9111839763768029E-6,10352.313621183956,0,false,0,6.0436943929681394E-3,6.0436943929681394E-3,3.2736890095326805,0,true,0.14065978782592448,19.111839763768057,0]
[null,4,5,{"$f":"3.141625/2*SQRT($H$2/$I$2)*((1+($D$8-1)/B74)*(B74/$C$2)^2+(1+($D$8-1)/C74)*(C74/$D$2)^2)","v":467.66382017634226},null,65,11,1,972.75166241611896,1,{"$f":"ABS(SIN(G74*3.1416*$J$2/$C$2)*SIN(H74*3.1416*$K$2/$D$2))*(1/F74^$N$2)+(1-1/F74^$N$2)","v":5.5459813375623841E-2},{"$f":"$J74*$K74","v":5.5459813375623841E-2},{"$f":"10^(LOG10($I74/22.27)/LOG10(2)*70/20)*$L74","v":6.5331356407059853E+17},{"$f":"IF($I74<22.27,M74,0)","v":0},{"$f":"AND($I74>22.27,$I74<44.45)","v":false},{"$f":"IF($O74=TRUE,$L74,0)","v":0},{"$f":"10^(LOG10(44.45/$I74)/LOG10(2)*70/20)*$L74","v":1.4541916474264254E-17},{"$f":"IF($I74>44.45,Q74,0)","v":1.4541916474264254E-17},{"$f":"10^(LOG10($I74/44.548)/LOG10(2)*70/20)*$L74","v":206164938395991.25},{"$f":"IF($I74<44.528,S74,0)","v":0},{"$f":"AND($I74>44.548,$I74<89.095)","v":false},{"$f":"IF($U74=TRUE,$L74,0)","v":0},{"$f":"10^(LOG10(89.095/$I74)/LOG10(2)*70/20)*$L74","v":4.7172112398675491E-14},{"$f":"IF($I74>89.095,W74,0)","v":4.7172112398675491E-14},{"$f":"10^(LOG10($I74/89.09)/LOG10(2)*70/20)*$L74","v":65246146127.781464},{"$f":"IF($I74<89.09,Y74,0)","v":0},{"$f":"AND($I74>89.09,$I74<176.78)","v":false},{"$f":"IF($AA74=TRUE,$L74,0)","v":0},{"$f":"10^(LOG10(176.78/$I74)/LOG10(2)*70/20)*$L74","v":1.3600996776552959E-10},{"$f":"IF($I74>176.78,AC74,0)","v":1.3600996776552959E-10},{"$f":"10^(LOG10($I74/176.78)/LOG10(2)*70/20)*$L74","v":22614452.088992808},{"$f":"IF($I74<176.78,AE74,0)","v":0},{"$f":"AND($I74>176.78,$I74<353.55)","v":false},{"$f":"IF($AG74=TRUE,$L74,0)","v":0},{"$f":"10^(LOG10(353.55/$I74)/LOG10(2)*70/20)*$L74","v":4.2995986595115633E-7},{"$f":"IF($I74>353.55,AI74,0)","v":4.2995986595115633E-7},{"$f":"10^(LOG10($I74/353.55)/LOG10(2)*70/20)*$L74","v":7153.669779979994},{"$f":"IF($I74<353.55,AK74,0)","v":0},{"$f":"AND($I74>353.55,$I74<707.1)","v":false},{"$f":"IF($AM74=TRUE,$L74,0)","v":0},{"$f":"10^(LOG10(707.1/$I74)/LOG10(2)*70/20)*$L74","v":1.3596524788663312E-3},{"$f":"IF($I74>707.1,AO74,0)","v":1.3596524788663312E-3},{"$f":"10^(LOG10($I74/707.1)/LOG10(2)*70/20)*$L74","v":2.2621890133452363},{"$f":"IF($I74<707.1,AQ74,0)","v":0},{"$f":"AND($I74>707.1,$I74<1414.2)","v":true},{"$f":"IF($AS74=TRUE,$L74,0)","v":5.5459813375623841E-2},{"$f":"10^(LOG10(1414.2/$I74)/LOG10(2)*70/20)*$L74","v":4.2995986595115623},{"$f":"IF($I74>1414.2,AU74,0)","v":0}]
[null,4,6,598.73143398436468,null,66,9,5,972.96733027233336,{"$f":"IF(ABS(I75-I74)>0.0001,1,$M$2)","v":1},0.15191713775544358,0.15191713775544358,1.7941940886966193E+18,0,false,0,3.9731103778338557E-17,3.9731103778338557E-17,566190469798080,0,false,0,1.2888260611812363E-13,1.2888260611812363E-13,179185396003.88879,0,false,0,3.7160343712221741E-10,3.7160343712221741E-10,62106036.807770379,0,false,0,1.1747268721326109E-6,1.1747268721326109E-6,19646.112889125408,0,false,0,3.714812544544433E-3,3.714812544544433E-3,6.2126463898427202,0,true,0.15191713775544358,11.747268721326137,0]
[null,4,7,751.81746781226252,null,67,8,6,973.90304687866569,1,0.7826946945308183,0.7826946945308183,9.3477872630495621E+18,0,false,0,2.0242421933171804E-16,2.0242421933171804E-16,2949863727331381,0,false,0,6.5663821157472941E-13,6.5663821157472941E-13,933559514570.92078,0,false,0,1.8932656912858813E-9,1.8932656912858813E-9,323573700.01809609,0,false,0,5.9850632729986657E-6,5.9850632729986657E-6,102356.64301335909,0,false,0,1.8926431882897901E-2,1.8926431882897901E-2,32.368012557097543,0,true,0.7826946945308183,59.850632729986636,0]
[null,4,8,926.92192166003622,null,68,1,9,995.28986056504255,1,0.11906021613840287,0.11906021613840287,1.8304933572638513E+18,0,false,0,2.3919477536521533E-17,2.3919477536521533E-17,577645362026789.75,0,false,0,7.7591718042616179E-14,7.7591718042616179E-14,182810588425.29089,0,false,0,2.237179242824115E-10,2.237179242824115E-10,63362536.159726299,0,false,0,7.0722558291580422E-7,7.0722558291580422E-7,20043.58355997254,0,false,0,2.2364436615542119E-3,2.2364436615542119E-3,6.3383376521419219,0,true,0.11906021613840287,7.0722558291580642,0]
[null,4,9,1124.044795527685,null,69,5,8,998.91142849674259,1,0.16921987032804708,0.16921987032804708,2.7138941587904338E+18,0,false,0,3.2590897681887531E-17,3.2590897681887531E-17,856418499218259.75,0,false,0,1.0572069309740098E-13,1.0572069309740098E-13,271035448516.47858,0,false,0,3.0482137282304107E-10,3.0482137282304107E-10,93941459.054004237,0,false,0,9.6361287890296517E-7,9.6361287890296517E-7,29716.668530251787,0,false,0,3.047211480005385E-3,3.047211480005385E-3,9.3972357027843909,0,true,0.16921987032804708,9.636128789029657,0]
[null,4,10,1343.1860894152101,null,70,10,4,1008.5856312771231,1,0.99270928224768706,0.99270928224768706,1.7808642435244347E+19,0,false,0,1.7092274721711211E-16,1.7092274721711211E-16,5619839955108734,0,false,0,5.54451475325502E-13,5.54451475325502E-13,1778541500696.3005,0,false,0,1.5986336725656054E-9,1.5986336725656054E-9,616446241.5452317,0,false,0,5.0536613665422411E-6,5.0536613665422411E-6,195001.53405311922,0,false,0,1.5981080441472506E-2,1.5981080441472506E-2,61.664899483474279,0,true,0.99270928224768706,50.536613665422408,0]
[null,4,11,1584.3458033226104,null,71,7,7,1011.3927810961194,1,0.25790549401213958,0.25790549401213958,4.7786327636963666E+18,0,false,0,4.2993623043006252E-17,4.2993623043006252E-17,1507984195531064.5,0,false,0,1.3946580027469185E-13,1.3946580027469185E-13,477240009603.48523,0,false,0,4.0211765034900656E-10,4.0211765034900656E-10,165412395.56113985,0,false,0,1.2711895597145434E-6,1.2711895597145434E-6,52325.196768121932,0,false,0,4.0198543465245831E-3,4.0198543465245831E-3,16.546680080374674,0,true,0.25790549401213958,12.711895597145459,0]
[null,4,12,1847.5239372498868,null,72,11,2,1015.745596144639,1,0.10371161930416906,0.10371161930416906,2.0200192574680154E+18,0,false,0,1.6446967486900843E-17,1.6446967486900843E-17,637453695557450.75,0,false,0,5.33518536076387E-14,5.33518536076387E-14,201738458991.26129,0,false,0,1.538278342949502E-10,1.538278342949502E-10,69922976.085518911,0,false,0,4.8628638106166511E-7,4.8628638106166511E-7,22118.859169385065,0,false,0,1.5377725592754306E-3,1.5377725592754306E-3,6.9945974219756817,0,true,0.10371161930416906,4.8628638106166546,0]
[null,4,13,2132.720491197038,null,73,2,9,1023.6725746280107,1,3.724946493122059E-2,3.724946493122059E-2,7.9414797373543373E+17,0,false,0,5.3966612552916959E-18,5.3966612552916959E-18,250607789408725.13,0,false,0,1.750607712282833E-14,1.750607712282833E-14,79311218365.924835,0,false,0,5.0474758583073734E-11,5.0474758583073734E-11,27489435.841056719,0,false,0,1.5956272022435928E-7,1.5956272022435928E-7,8695.7820455257552,0,false,0,5.0458162556118915E-4,5.0458162556118915E-4,2.7498477300259356,0,true,3.724946493122059E-2,1.5956272022435958,0]
[null,4,14,2439.9354651640651,null,74,3,9,1066.590886282225,1,0.10740625915205493,0.10740625915205493,3.6914328422774006E+18,0,false,0,9.6527425484064013E-18,9.6527425484064013E-18,1164898551591720.3,0,false,0,3.1312259099737412E-14,3.1312259099737412E-14,368661818602.76691,0,false,0,9.0281718037727211E-11,9.0281718037727211E-11,127778965.17451783,0,false,0,2.85401989450212E-7,2.85401989450212E-7,40420.546917914326,0,false,0,9.0252033540601793E-4,9.0252033540601793E-4,12.782099253030815,0,true,0.10740625915205493,2.854019894502128,0]
[null,4,15,2769.1688591509674,null,75,11,3,1080.7579498930345,1,0.13848422148513001,0.13848422148513001,5.5487297678584269E+18,0,false,0,1.0675630322338819E-17,1.0675630322338819E-17,1751002265495479,0,false,0,3.4630375878125504E-14,3.4630375878125504E-14,554149267928.16406,0,false,0,9.9848746799481703E-11,9.9848746799481703E-11,192069306.97744146,0,false,0,3.1564564343773325E-7,3.1564564343773325E-7,60757.624884265904,0,false,0,9.981591667726187E-4,9.981591667726187E-4,19.213247985640407,0,true,0.13848422148513001,3.1564564343773402,0]
[null,4,16,3120.4206731577469,null,76,6,8,1085.4365329246948,1,0.1936023225356121,0.1936023225356121,8.1567203970203597E+18,0,false,0,1.4193583720213701E-17,1.4193583720213701E-17,2574000986122675.5,0,false,0,4.6042165609661243E-14,4.6042165609661243E-14,814608176250.77527,0,false,0,1.3275202533862097E-10,1.3275202533862097E-10,282344914.85591674,0,false,0,4.1966073484949051E-7,4.1966073484949051E-7,89314.668203652371,0,false,0,1.3270837666643899E-3,1.3270837666643899E-3,28.243777998576086,0,true,0.1936023225356121,4.1966073484949096,0]
[null,4,17,3493.6909071844011,null,77,9,6,1104.0349440803559,1,0.12876677343076123,0.12876677343076123,6.6099085364523592E+18,0,false,0,7.7481619603266029E-18,7.7481619603266029E-18,2085876462950013.8,0,false,0,2.5134043887716697E-14,2.5134043887716697E-14,660128737529.22449,0,false,0,7.246825137052271E-11,7.246825137052271E-11,228802015.03680077,0,false,0,2.2908938335092629E-7,2.2908938335092629E-7,72377.347641509346,0,false,0,7.2444423915238494E-4,7.2444423915238494E-4,22.887726954898529,0,true,0.12876677343076123,2.290893833509267,0]
[null,4,18,3888.9795612309299,null,78,10,5,1117.6348250652698,1,0.97094080259193682,0.97094080259193682,5.7465216103318675E+19,0,false,0,5.0671874841408421E-17,5.0671874841408421E-17,1.8134190669540336E+16,0,false,0,1.6437306456138691E-13,1.6437306456138691E-13,5739026546120.3828,0,false,0,4.7393203474906153E-10,4.7393203474906153E-10,1989158725.3371274,0,false,0,1.4982119140117004E-6,1.4982119140117004E-6,629234.11122367578,0,false,0,4.7377620658773231E-3,4.7377620658773231E-3,198.98129729385292,0,true,0.97094080259193682,14.982119140117035,0]
[null,4,19,4306.2866352973351,null,79,4,9,1124.044795527685,1,7.0852844913558755E-2,7.0852844913558755E-2,4.4817421097057787E+18,0,false,0,3.4598258288038048E-18,3.4598258288038048E-18,1414294967637272.8,0,false,0,1.1223231350902958E-14,1.1223231350902958E-14,447589667012.17896,0,false,0,3.2359613692098582E-11,3.2359613692098582E-11,155135524.17872649,0,false,0,1.0229643748810671E-7,1.0229643748810671E-7,49074.29579772467,0,false,0,3.2348973898345103E-4,3.2348973898345103E-4,15.518654928963953,0,true,7.0852844913558755E-2,1.0229643748810677,0]
[null,4,20,4745.6121293836168,null,80,8,7,1126.9890807065635,1,0.54025239204991893,0.54025239204991893,3.522859235875804E+19,0,false,0,2.5590844619824177E-17,2.5590844619824177E-17,1.1117020941931796E+16,0,false,0,8.3013418549047071E-14,8.3013418549047071E-14,3518264446545.6299,0,false,0,2.3935015429326947E-10,2.3935015429326947E-10,1219437889.9711733,0,false,0,7.5664278101096755E-7,7.5664278101096755E-7,385746.95277695131,0,false,0,2.3927145631186543E-3,2.3927145631186543E-3,121.98389712445805,0,true,0.54025239204991893,7.5664278101096798,0]
[null,5,1,235.56707197971537,null,81,12,1,1146.4903523915473,1,0.33725438912679889,0.33725438912679889,2.68462464724939E+19,0,false,0,1.3086338835775905E-17,1.3086338835775905E-17,8471819742544340,0,false,0,4.2450405181522531E-14,4.2450405181522531E-14,2681123149216.4233,0,false,0,1.2239600786957094E-10,1.2239600786957094E-10,929282947.74528754,0,false,0,3.8692289985157083E-7,3.8692289985157083E-7,293961.72474909801,0,false,0,1.2235576424081912E-3,1.2235576424081912E-3,92.95885951186392,0,true,0.33725438912679889,3.8692289985157111,0]
[null,5,2,278.5610057082352,null,82,11,4,1167.7887236613053,1,0.15525829033156596,0.15525829033156596,1.5308178205914909E+19,0,false,0,4.8637652213753823E-18,4.8637652213753823E-18,4830773139184786,0,false,0,1.5777430719639477E-14,1.5777430719639477E-14,1528821207920.4761,0,false,0,4.5490603122986656E-11,4.5490603122986656E-11,529892660.50202042,0,false,0,1.4380661904511917E-7,1.4380661904511917E-7,167621.8860907777,0,false,0,4.547564587907259E-4,4.547564587907259E-4,53.006694574015441,0,true,0.15525829033156596,1.4380661904511978,0]
[null,5,3,343.57335945663073,null,83,7,8,1186.4972349438929,1,0.10864898310985174,0.10864898310985174,1.288687040748382E+19,0,false,0,2.8293741666402866E-18,2.8293741666402866E-18,4066685569976870.5,0,false,0,9.1781269987948505E-15,9.1781269987948505E-15,1287006234031.9287,0,false,0,2.6463024311989126E-11,2.6463024311989126E-11,446079079.68616992,0,false,0,8.3655915612448431E-8,8.3655915612448431E-8,141108.98726507113,0,false,0,2.6454323308217807E-4,2.6454323308217807E-4,44.622579807731704,0,true,0.10864898310985174,0.83655915612448817,0]
[null,5,4,430.60413322490183,null,84,12,2,1189.4842861200673,1,0.6306764607533305,0.6306764607533305,7.7023735598995128E+19,0,false,0,1.5950532231422403E-17,1.5950532231422403E-17,2.4306236052800208E+16,0,false,0,5.1741481294502129E-14,5.1741481294502129E-14,7692327520168.542,0,false,0,1.4918469504884013E-10,1.4918469504884013E-10,2666176969.5485911,0,false,0,4.7160831326525551E-7,4.7160831326525551E-7,843396.49442233576,0,false,0,1.4913564333884099E-3,1.4913564333884099E-3,266.70538929760744,0,true,0.6306764607533305,4.7160831326525603,0]
[null,5,5,539.65332701304851,null,85,5,9,1196.0343023643914,1,8.5239068066018109E-2,8.5239068066018109E-2,1.109648900646436E+19,0,false,0,2.0224524129468794E-18,2.0224524129468794E-18,3501698262891601,0,false,0,6.5605762977214381E-15,6.5605762977214381E-15,1108201609515.1084,0,false,0,1.8915917168073458E-11,1.8915917168073458E-11,384105019.08025324,0,false,0,5.979771441420218E-8,5.979771441420218E-8,121504.62264219312,0,false,0,1.8909697642116013E-4,1.8909697642116013E-4,38.423135378859627,0,true,8.5239068066018109E-2,0.5979771441420223,0]
[null,5,6,670.72094082107094,null,86,1,10,1214.4311544525676,1,0.45900931222369701,0.45900931222369701,7.1358412568461836E+19,0,false,0,9.1197792468447732E-18,9.1197792468447732E-18,2.2518440669667312E+16,0,false,0,2.9583394488932972E-14,2.9583394488932972E-14,7126534132980.6777,0,false,0,8.5296933426024058E-11,8.5296933426024058E-11,2470071786.2359872,0,false,0,2.6964389937303218E-7,2.6964389937303218E-7,781362.19361150148,0,false,0,8.5268887918803042E-4,8.5268887918803042E-4,247.08842093578082,0,true,0.45900931222369701,2.6964389937303239,0]
[null,5,7,823.80697464896878,null,87,2,10,1242.8138685155357,1,0.14360675491219249,0.14360675491219249,2.9204645509202764E+19,0,false,0,2.1811438616176991E-18,2.1811438616176991E-18,9216055311582156,0,false,0,7.0753510089265732E-15,7.0753510089265732E-15,2916655451986.8633,0,false,0,2.040015199066926E-11,2.040015199066926E-11,1010918941.4786295,0,false,0,6.4489733799601274E-8,6.4489733799601274E-8,319785.78358681378,0,false,0,2.0393444450468462E-4,2.0393444450468462E-4,101.125143947602,0,true,0.14360675491219249,0.64489733799601323,0]
[null,5,8,998.91142849674259,null,88,10,6,1248.7024388732923,1,0.82298097626946265,0.82298097626946265,1.7682149527571163E+20,0,false,0,1.1831261327154641E-17,1.1831261327154641E-17,5.5799228250318512E+16,0,false,0,3.8379094676437992E-14,3.8379094676437992E-14,17659087081261.328,0,false,0,1.1065731773248139E-10,1.1065731773248139E-10,6120676889.5197048,0,false,0,3.4981410760123913E-7,3.4981410760123913E-7,1936164.5873742306,0,false,0,1.1062093376791376E-3,1.1062093376791376E-3,612.26900210626491,0,true,0.82298097626946265,3.4981410760123981,0]
[null,5,9,1196.0343023643914,null,89,12,3,1254.4966398684628,1,0.84213070109600763,0.84213070109600763,1.9094172165509605E+20,0,false,0,1.1472146387835974E-17,1.1472146387835974E-17,6.0255121655478176E+16,0,false,0,3.721417186096466E-14,3.721417186096466E-14,19069268048523.852,0,false,0,1.0729852995459278E-10,1.0729852995459278E-10,6609448591.9664507,0,false,0,3.3919618035322283E-7,3.3919618035322283E-7,2090778.607795473,0,false,0,1.0726325035454432E-3,1.0726325035454432E-3,661.16224837895561,0,true,0.84213070109600763,3.3919618035322392,0]
[null,5,10,1415.1755962519162,null,90,9,7,1257.1209779082535,1,8.8880834185569579E-2,8.8880834185569579E-2,2.0648169560082924E+19,0,false,0,1.1817379956068962E-18,1.1817379956068962E-18,6515904214235013,0,false,0,3.8334065288581703E-15,3.8334065288581703E-15,2062123859780.7334,0,false,0,1.1052748581952625E-11,1.1052748581952625E-11,714736486.30910063,0,false,0,3.494036780363517E-8,3.494036780363517E-8,226093.8616879936,0,false,0,1.1049114454350212E-4,1.1049114454350212E-4,71.497156791714076,0,true,8.8880834185569579E-2,0.34940367803635225,0]
[null,5,11,1656.3353101593168,null,91,11,5,1276.8379174494521,1,0.15185373172119729,0.15185373172119729,4.2274704454616277E+19,0,false,0,1.6848330418184192E-18,1.6848330418184192E-18,1.3340549345540422E+16,0,false,0,5.4653823491777348E-15,5.4653823491777348E-15,4221956646925.8311,0,false,0,1.5758176586529813E-11,1.5758176586529813E-11,1463339093.2657025,0,false,0,4.9815345184547211E-8,4.9815345184547211E-8,462900.6534477747,0,false,0,1.5752995321067026E-4,1.5752995321067026E-4,146.38203952752411,0,true,0.15185373172119729,0.49815345184547283,0]
[null,5,12,1919.5134440865934,null,92,6,9,1282.5594067923437,1,9.7520944297857987E-2,9.7520944297857987E-2,2.8597554010033291E+19,0,false,0,1.0271962380697088E-18,1.0271962380697088E-18,9024476583678392,0,false,0,3.3320928835945046E-15,3.3320928835945046E-15,2856025483704.9897,0,false,0,9.607325655871254E-12,9.607325655871254E-12,989904466.38331032,0,false,0,3.0371042056774873E-8,3.0371042056774873E-8,313138.23736991099,0,false,0,9.6041667812173613E-5,9.6041667812173613E-5,99.023005257936973,0,true,9.7520944297857987E-2,0.30371042056774955,0]
[null,5,13,2204.7099980337448,null,93,3,10,1285.7321801697499,1,0.41408015826709921,0.41408015826709921,1.24965803609222E+20,0,false,0,4.2380313814922667E-18,4.2380313814922667E-18,3.9435224706151568E+16,0,false,0,1.3747630378064221E-14,1.3747630378064221E-14,12480281340648.492,0,false,0,3.9638139347464076E-11,3.9638139347464076E-11,4325691878.9119587,0,false,0,1.2530558870339046E-7,1.2530558870339046E-7,1368353.7920752498,0,false,0,3.9625106385097911E-4,3.9625106385097911E-4,432.71146278862483,0,true,0.41408015826709921,1.2530558870339061,0]
[null,5,14,2511.9249720007715,null,94,8,8,1302.0935345543373,1,0.2275945041175654,0.2275945041175654,7.9564398705562632E+19,0,false,0,2.0109036829108963E-18,2.0109036829108963E-18,2.5107988353160752E+16,0,false,0,6.5231136983258578E-15,6.5231136983258578E-15,7946062457615.2637,0,false,0,1.8807902354296625E-11,1.8807902354296625E-11,2754122034.9161935,0,false,0,5.9456253890277491E-8,5.9456253890277491E-8,871216.31309151324,0,false,0,1.8801718343452388E-4,1.8801718343452388E-4,275.50278840635519,0,true,0.2275945041175654,0.594562538902775,0]
[null,5,15,2841.1583659876737,null,95,13,1,1334.7646399582216,1,0.16097403087104223,0.16097403087104223,7.5066442557699883E+19,0,false,0,1.0662334831751074E-18,1.0662334831751074E-18,2.3688576751855328E+16,0,false,0,3.458724701147929E-15,3.458724701147929E-15,7496853501549.4248,0,false,0,9.9724394603575355E-12,9.9724394603575355E-12,2598425261.730516,0,false,0,3.1525253656210437E-8,3.1525253656210437E-8,821964.47639895522,0,false,0,9.9691605368176165E-5,9.9691605368176165E-5,259.92799011684093,0,true,0.16097403087104223,0.3152525365621055,0]
[null,5,16,3192.4101799944538,null,96,12,4,1341.5274136367339,1,0.94413480095946101,0.94413480095946101,4.6692066176601588E+20,0,false,0,5.8967325843991674E-18,5.8967325843991674E-18,1.4734527914746384E+17,0,false,0,1.9128244392579776E-14,1.9128244392579776E-14,46631166721610.727,0,false,0,5.5151905881556531E-11,5.5151905881556531E-11,16162460900.210756,0,false,0,1.743482955651041E-7,1.743482955651041E-7,5112699.9520904599,0,false,0,5.5133772015396256E-4,5.5133772015396256E-4,1616.7776841639572,0,true,0.94413480095946101,1.7434829556510438,0]
[null,5,17,3565.680414021107,null,97,4,10,1343.1860894152101,1,0.27315686690052016,0.27315686690052016,1.3704415381405945E+20,0,false,0,1.6817066637633125E-18,1.6817066637633125E-18,4.3246767069347672E+16,0,false,0,5.4552407796482143E-15,5.4552407796482143E-15,13686541007962.35,0,false,0,1.5728935696633956E-11,1.5728935696633956E-11,4743784027.9858389,0,false,0,4.9722907774948188E-8,4.9722907774948188E-8,1500609.6238905294,0,false,0,1.5723764045533106E-4,1.5723764045533106E-4,474.53442902627017,0,true,0.27315686690052016,0.49722907774948127,0]
[null,5,18,3960.9690680676363,null,98,13,2,1377.7585736867416,1,0.30102657025695945,0.30102657025695945,2.0294432369126451E+20,0,false,0,1.3791746486431413E-18,1.3791746486431413E-18,6.4042760310888544E+16,0,false,0,4.473865714903248E-15,4.473865714903248E-15,20267962778640.621,0,false,0,1.2899365763581667E-11,1.2899365763581667E-11,7024918717.8259544,0,false,0,4.0777964039560136E-8,4.0777964039560136E-8,2222205.0103520965,0,false,0,1.2895124470945022E-4,1.2895124470945022E-4,702.72292605506937,0,true,0.30102657025695945,0.40777964039560127,0]
[null,5,19,4378.276142134041,null,99,7,9,1383.6201088115417,1,5.4728431410866842E-2,5.4728431410866842E-2,3.8763395640231207E+19,0,false,0,2.3866608058835834E-19,2.3866608058835834E-19,1.2232492196234614E+16,0,false,0,7.7420216236217362E-16,7.7420216236217362E-16,3871283737923.7925,0,false,0,2.2322343815546387E-12,2.2322343815546387E-12,1341795122.1627316,0,false,0,7.056623946263698E-9,7.056623946263698E-9,424452.43327439181,0,false,0,2.2315004261478888E-5,2.2315004261478888E-5,134.22364475477158,0,true,5.4728431410866842E-2,7.0566239462636959E-2,0]
[null,5,20,4817.6016362203227,null,100,10,7,1401.7884727011901,1,0.56805986312156875,0.56805986312156875,4.682476923220879E+20,0,false,0,2.128624601487804E-18,2.128624601487804E-18,1.4776404769581331E+17,0,false,0,6.9049852633711753E-15,6.9049852633711753E-15,46763696695484.609,0,false,0,1.9908941434620735E-11,1.9908941434620735E-11,16208396069.142521,0,false,0,6.2936900369065223E-8,6.2936900369065223E-8,5127230.7056339243,0,false,0,1.9902395403733857E-4,1.9902395403733857E-4,1621.3727118955526,0,true,0.56805986312156875,0.62936900369065452,0]
[null,6,1,322.09217640766764,null,101,11,6,1407.9055312574746,1,0.12871302972174614,0.12871302972174614,1.1160678386267744E+20,0,false,0,4.5850169558312485E-19,4.5850169558312485E-19,3.5219543853121844E+16,0,false,0,1.487320708883734E-15,1.487320708883734E-15,11146121754130.764,0,false,0,4.2883481655987726E-12,4.2883481655987726E-12,3863269347.6365361,0,false,0,1.3556488783317267E-8,1.3556488783317267E-8,1222074.8517520742,0,false,0,4.2869381629807344E-5,4.2869381629807344E-5,386.45400027491809,0,true,0.12871302972174614,0.13556488783317244,0]
[null,6,2,365.08611013618747,null,102,5,10,1415.1755962519162,1,0.32861964539095045,0.32861964539095045,3.0253003395861086E+20,0,false,0,1.102567184387842E-18,1.102567184387842E-18,9.5468836473253824E+16,0,false,0,3.5765865689767187E-15,3.5765865689767187E-15,30213545055943.418,0,false,0,1.0312267126091357E-11,1.0312267126091357E-11,10472078546.495686,0,false,0,3.2599529755277739E-8,3.2599529755277739E-8,3312651.1991907097,0,false,0,1.0308876467710919E-4,1.0308876467710919E-4,1047.552288313077,0,false,0,0.32599529755277779,0.32599529755277779]
[null,6,3,430.09846388458294,null,103,9,8,1432.2254317560275,1,3.7443220390500631E-2,3.7443220390500631E-2,3.9620456075684856E+19,0,false,0,1.0929830605520111E-19,1.0929830605520111E-19,1.2502953153414206E+16,0,false,0,3.5454969001819347E-16,3.5454969001819347E-16,3956877996924.8286,0,false,0,1.0222627196149761E-12,1.0222627196149761E-12,1371462273.1616857,0,false,0,3.2316156610685852E-9,3.2316156610685852E-9,433837.09582222113,0,false,0,1.0219266011247458E-5,1.0219266011247458E-5,137.19133562709453,0,false,0,3.2316156610685841E-2,3.2316156610685841E-2]
[null,6,4,517.12923765285404,null,104,13,3,1442.7709274351371,1,0.40195525350068512,0.40195525350068512,4.6319815538325442E+20,0,false,0,1.0773953838344478E-18,1.0773953838344478E-18,1.4617057477687091E+17,0,false,0,3.4949324756470783E-15,3.4949324756470783E-15,46259401601814.109,0,false,0,1.0076836274324026E-11,1.0076836274324026E-11,16033606324.286427,0,false,0,3.1855276821984249E-8,3.1855276821984249E-8,5071939.1553143635,0,false,0,1.0073523025264021E-4,1.0073523025264021E-4,1603.8879884583889,0,false,0,0.31855276821984224,0.31855276821984224]
[null,6,5,626.17843144100084,null,105,12,5,1450.5766074248804,1,0.92343147968050887,0.92343147968050887,1.133022663114015E+21,0,false,0,2.3246483556081538E-18,2.3246483556081538E-18,3.5754584075484211E+17,0,false,0,7.5408611865027854E-15,7.5408611865027854E-15,113154488608837.25,0,false,0,2.1742343828752989E-11,2.1742343828752989E-11,39219584805.629547,0,false,0,6.8732721517810555E-8,6.8732721517810555E-8,12406400.893699069,0,false,0,2.1735194977834724E-4,2.1735194977834724E-4,3923.248438923757,0,false,0,0.68732721517810746,0.68732721517810746]
[null,6,6,757.24604524902327,null,106,1,11,1455.590868359968,1,0.73930183286438134,0.73930183286438134,9.4423514958007986E+20,0,false,0,1.7879275475467156E-18,1.7879275475467156E-18,2.9797051852343277E+17,0,false,0,5.7998077064206394E-15,5.7998077064206394E-15,94300360403710.641,0,false,0,1.6722415407852083E-11,1.6722415407852083E-11,32684704137.895695,0,false,0,5.2863533498769206E-8,5.2863533498769206E-8,10339210.489767186,0,false,0,1.6716917102072067E-4,1.6716917102072067E-4,3269.5454355569336,0,false,0,0.52863533498769288,0.52863533498769288]
[null,6,7,910.33207907692099,null,107,2,11,1483.973582422936,1,0.23129974554099861,0.23129974554099861,3.6978160133847692E+20,0,false,0,4.4688062361324207E-19,4.4688062361324207E-19,1.1669128769486486E+17,0,false,0,1.4496234415306393E-15,1.4496234415306393E-15,36929930317026.695,0,false,0,4.1796567405845982E-12,4.1796567405845982E-12,12799991867.238327,0,false,0,1.3212889330299886E-8,1.3212889330299886E-8,4049044.1530184569,0,false,0,4.1782824755484632E-5,4.1782824755484632E-5,1280.4201870125635,0,false,0,0.13212889330299937,0.13212889330299937]
[null,6,8,1085.4365329246948,null,108,8,9,1499.2164084219862,1,0.11464341268150342,0.11464341268150342,2.0640517625306091E+20,0,false,0,1.9668178450485831E-19,1.9668178450485831E-19,6.5134895075021288E+16,0,false,0,6.380104893227144E-16,6.380104893227144E-16,20613596643284.234,0,false,0,1.839556926208135E-12,1.839556926208135E-12,7144716145.5086355,0,false,0,5.8152770888489776E-9,5.8152770888489776E-9,2260100.7433444457,0,false,0,1.8389520825756068E-5,1.8389520825756068E-5,714.70660904081251,0,false,0,5.8152770888489656E-2,5.8152770888489656E-2]
[null,6,9,1282.5594067923437,null,109,6,10,1501.7007006798685,1,0.37596959774984778,0.37596959774984778,6.9005625514312204E+20,0,false,0,6.3271404020943934E-19,6.3271404020943934E-19,2.1775976063459882E+17,0,false,0,2.0524432163945744E-15,2.0524432163945744E-15,68915622965073.313,0,false,0,5.9177493122025865E-12,5.9177493122025865E-12,23886300513.052776,0,false,0,1.8707413455118978E-8,1.8707413455118978E-8,7555995.850057153,0,false,0,5.9158035648656117E-5,5.9158035648656117E-5,2389.415687696071,0,false,0,0.18707413455118999,0.18707413455118999]
[null,6,10,1501.7007006798685,null,110,3,11,1526.8918940771503,1,0.66693683942178439,0.66693683942178439,1.4853152553772754E+21,0,false,0,9.2499052859083919E-19,9.2499052859083919E-19,4.687181545956631E+17,0,false,0,3.0005506674184741E-15,3.0005506674184741E-15,148337799072080.31,0,false,0,8.6513997106028535E-12,8.6513997106028535E-12,51414194541.581726,0,false,0,2.7349132721457819E-8,2.7349132721457819E-8,16263943.442306317,0,false,0,8.6485551430046112E-5,8.6485551430046112E-5,5143.1105013847264,0,false,0,0.27349132721457886,0.27349132721457886]
[null,6,11,1742.8604145872691,null,111,13,4,1529.8017012034079,1,0.45064256981080414,0.45064256981080414,1.0260764648270729E+21,0,false,0,6.1132367693642955E-19,6.1132367693642955E-19,3.237970291671335E+17,0,false,0,1.9830556207259373E-15,1.9830556207259373E-15,102473817542154.77,0,false,0,5.7176860932723884E-12,5.7176860932723884E-12,35517641649.588699,0,false,0,1.8074966023462472E-8,1.8074966023462472E-8,11235358.642559892,0,false,0,5.715806126429819E-5,5.715806126429819E-5,3552.9323639346667,0,false,0,0.1807496602346256,0.1807496602346256]
[null,6,12,2006.0385485145455,null,112,14,1,1537.574525116142,1,0.28689166753726475,0.28689166753726475,6.9287729548871323E+20,0,false,0,3.6691549489135868E-19,3.6691549489135868E-19,2.1864999105540419E+17,0,false,0,1.1902268175217611E-15,1.1902268175217611E-15,69197359057424.281,0,false,0,3.4317460646377489E-12,3.4317460646377489E-12,23983950837.866165,0,false,0,1.0848565749781766E-8,1.0848565749781766E-8,7586885.7506779786,0,false,0,3.4306177115402721E-5,3.4306177115402721E-5,2399.1839319618766,0,false,0,0.10848565749781791,0.10848565749781791]
[null,6,13,2291.2351024616969,null,113,11,7,1560.9915650853723,1,8.88437377703825E-2,8.88437377703825E-2,2.5579239491366843E+20,0,false,0,9.5313085378054065E-20,9.5313085378054065E-20,8.0719927213757984E+16,0,false,0,3.0918342740279439E-16,3.0918342740279439E-16,25545877040919.418,0,false,0,8.9145950555037629E-13,8.9145950555037629E-13,8854254951.4229679,0,false,0,2.8181155822938499E-9,2.8181155822938499E-9,2800882.1890079067,0,false,0,8.911663949660264E-6,8.911663949660264E-6,885.71671750631936,0,false,0,2.8181155822938564E-2,2.8181155822938564E-2]
[null,6,14,2598.4500764287236,null,114,10,8,1576.8929265489637,1,0.2393090799018609,0.2393090799018609,7.7516980182250698E+20,0,false,0,2.2819599691242523E-19,2.2819599691242523E-19,2.446188832257263E+17,0,false,0,7.4023855344866779E-16,7.4023855344866779E-16,77415876456667.406,0,false,0,2.134308104382937E-12,2.134308104382937E-12,26832506331.147812,0,false,0,6.7470556866900919E-9,6.7470556866900919E-9,8487974.3673154209,0,false,0,2.1336063469932144E-5,2.1336063469932144E-5,2684.133172184333,0,false,0,6.7470556866901052E-2,6.7470556866901052E-2]
[null,6,15,2927.6834704156263,null,115,14,2,1580.568458844662,1,0.53649656560584036,0.53649656560584036,1.7855026129439826E+21,0,false,0,4.979203949988873E-19,4.979203949988873E-19,5.6344771706545562E+17,0,false,0,1.6151899153078174E-15,1.6151899153078174E-15,178317382039062.31,0,false,0,4.6570296971138782E-12,4.6570296971138782E-12,61805181333.76712,0,false,0,1.4721978816681354E-8,1.4721978816681354E-8,19550942.7428822,0,false,0,4.6554984725463323E-5,4.6554984725463323E-5,6182.5509471047562,0,false,0,0.14721978816681322,0.14721978816681322]
[null,6,16,3278.9352844224059,null,116,12,6,1581.644221232903,1,0.7827115089165898,0.7827115089165898,2.6256136788371828E+21,0,false,0,7.207076407346376E-19,7.207076407346376E-19,8.2855999342246118E+17,0,false,0,2.3378831734789542E-15,2.3378831734789542E-15,262218914753771.47,0,false,0,6.7407499663588019E-12,6.7407499663588019E-12,90885629825.758881,0,false,0,2.1309114321255068E-8,2.1309114321255068E-8,28750012.645030554,0,false,0,6.7385336176079236E-5,6.7385336176079236E-5,9091.5522716938194,0,false,0,0.21309114321255154,0.21309114321255154]
[null,6,17,3652.2055184490596,null,117,4,11,1584.3458033226104,1,0.43995920557844548,0.43995920557844548,1.5054246264381637E+21,0,false,0,3.9714794114980301E-19,3.9714794114980301E-19,4.7506403117615021E+17,0,false,0,1.2882969966150251E-15,1.2882969966150251E-15,150346113356267.91,0,false,0,3.7145089348798819E-12,3.7145089348798819E-12,52110280515.310226,0,false,0,1.1742446454134739E-8,1.1742446454134739E-8,16484137.55423677,0,false,0,3.7132876097633767E-5,3.7132876097633767E-5,5212.7419934905447,0,false,0,0.11742446454134776,0.11742446454134776]
[null,6,18,4047.4941724955884,null,118,7,10,1602.7614026990668,1,0.21099289482039696,0.21099289482039696,8.2578672266416698E+20,0,false,0,1.6651535162733763E-19,1.6651535162733763E-19,2.605919701797119E+17,0,false,0,5.4015444917257474E-16,5.4015444917257474E-16,82470966685004.953,0,false,0,1.5574114764983971E-12,1.5574114764983971E-12,28584611283.835571,0,false,0,4.9233481976881218E-9,4.9233481976881218E-9,9042220.8377615064,0,false,0,1.5568994018779405E-5,1.5568994018779405E-5,2859.4012953562215,0,false,0,4.9233481976881294E-2,4.9233481976881294E-2]
[null,6,19,4464.8012465619931,null,119,9,9,1629.3483056236764,1,1.886081820822557E-2,1.886081820822557E-2,8.937877241623357E+19,0,false,0,1.229343320737248E-20,1.229343320737248E-20,2.8205091892307448E+16,0,false,0,3.9878320993665911E-17,3.9878320993665911E-17,8926219761084.1289,0,false,0,1.1497999298933819E-13,1.1497999298933819E-13,3093846627.0103226,0,false,0,3.6347911248670808E-10,3.6347911248670808E-10,978681.99647026625,0,false,0,1.1494218773545466E-6,1.1494218773545466E-6,309.48642138469216,0,false,0,3.6347911248670898E-3,3.6347911248670898E-3]
[null,6,20,4904.1267406482748,null,120,13,5,1638.8508949915547,1,0.44076072042310604,0.44076072042310604,2.2348079200666961E+21,0,false,0,2.68504816102705E-19,2.68504816102705E-19,7.0523415172448294E+17,0,false,0,8.7099519428530004E-16,8.7099519428530004E-16,223189310829061.09,0,false,0,2.5113148908294889E-12,2.5113148908294889E-12,77357886650.259109,0,false,0,7.9388638315363225E-9,7.9388638315363225E-9,24470757.628588837,0,false,0,2.5104891741586154E-5,2.5104891741586154E-5,7738.3330176281124,0,false,0,7.9388638315363538E-2,7.9388638315363538E-2]
[null,7,1,423.15287842686581,null,121,14,3,1645.5808125930573,1,0.71637401590917182,0.71637401590917182,3.8095186689115653E+21,0,false,0,4.1609841049234999E-19,4.1609841049234999E-19,1.2021626748433257E+18,0,false,0,1.3497698892297089E-15,1.3497698892297089E-15,380454999586472.5,0,false,0,3.8917519226926069E-12,3.8917519226926069E-12,131866506618.12218,0,false,0,1.2302753706115797E-8,1.2302753706115797E-8,41713566.159966506,0,false,0,3.8904723203403798E-5,3.8904723203403798E-5,13190.987839361749,0,false,0,0.12302753706115828,0.12302753706115828]
[null,7,2,466.1468121553857,null,122,5,11,1656.3353101593168,1,0.52929014658938356,0.52929014658938356,3.0361043248018898E+21,0,false,0,2.8500825626008746E-19,2.8500825626008746E-19,9.5809775812179149E+17,0,false,0,9.2453023799475918E-16,9.2453023799475918E-16,303214439940526.13,0,false,0,2.6656709117706541E-12,2.6656709117706541E-12,105094765463.95018,0,false,0,8.4268199362464726E-9,8.4268199362464726E-9,33244813.748968802,0,false,0,2.6647944430653756E-5,2.6647944430653756E-5,10512.933183482259,0,false,0,8.4268199362464755E-2,8.4268199362464755E-2]
[null,7,3,531.15916590378117,null,123,8,10,1718.3577023095111,1,0.44198134114541554,0.44198134114541554,3.887330801502071E+21,0,false,0,1.5521828639545047E-19,1.5521828639545047E-19,1.2267177038588396E+18,0,false,0,5.0350821813164023E-16,5.0350821813164023E-16,388226063976869.94,0,false,0,1.4517504736482179E-12,1.4517504736482179E-12,134559973953.2346,0,false,0,4.5893286300925828E-9,4.5893286300925828E-9,42565595.464179985,0,false,0,1.4512731402112933E-5,1.4512731402112933E-5,13460.423162814081,0,false,0,4.589328630092588E-2,4.589328630092588E-2]
[null,7,4,618.18993967205233,null,124,1,12,1718.7690022872443,1,0.92350868727980728,0.92350868727980728,8.1451112186951982E+21,0,false,0,3.2342341961415912E-19,3.2342341961415912E-19,2.5703374994512666E+18,0,false,0,1.0491441021136112E-15,1.0491441021136112E-15,813448772578364.25,0,false,0,3.0249664103207698E-12,3.0249664103207698E-12,281943063093.66064,0,false,0,9.5626384863969122E-9,9.5626384863969122E-9,89187549.722233653,0,false,0,3.0239718057799387E-5,3.0239718057799387E-5,28203.579605177645,0,false,0,9.5626384863969391E-2,9.5626384863969391E-2]
[null,7,5,727.2391334601989,null,125,14,4,1732.6115863613284,1,0.80314568515633256,0.80314568515633256,7.7759683896492813E+21,0,false,0,2.5622451973483255E-19,2.5622451973483255E-19,2.45384778793297E+18,0,false,0,8.3115948751451916E-16,8.3115948751451916E-16,776582636176895.38,0,false,0,2.3964577661787642E-12,2.3964577661787642E-12,269165182332.3298,0,false,0,7.5757731350993446E-9,7.5757731350993446E-9,85145500.0146036,0,false,0,2.3956698143628434E-5,2.3956698143628434E-5,26925.371256004728,0,false,0,7.575773135099359E-2,7.575773135099359E-2]
[null,7,6,858.30674726822133,null,126,12,7,1734.730255060801,1,0.54026399812339476,0.54026399812339476,5.3056298676541719E+21,0,false,0,1.6992669874905973E-19,1.6992669874905973E-19,1.6742876850765448E+18,0,false,0,5.5122042181391272E-16,5.5122042181391272E-16,529870984903474.5,0,false,0,1.5893176707667847E-12,1.5893176707667847E-12,183654402790.00491,0,false,0,5.0242112685058364E-9,5.0242112685058364E-9,58095723.302471712,0,false,0,1.5887951054362277E-5,1.5887951054362277E-5,18371.480795072945,0,false,0,5.0242112685058508E-2,5.0242112685058508E-2]
[null,7,7,1011.3927810961194,null,127,11,8,1736.0960189331463,1,3.7427592620326383E-2,3.7427592620326383E-2,3.7093404920586181E+20,0,false,0,1.166470071291882E-20,1.166470071291882E-20,1.1705496351096539E+17,0,false,0,3.7838793401167591E-17,3.7838793401167591E-17,37045024792475.117,0,false,0,1.0909948291660186E-13,1.0909948291660186E-13,12839883855.580988,0,false,0,3.4488942112705208E-10,3.4488942112705208E-10,4061663.2565168394,0,false,0,1.0906361116584872E-6,1.0906361116584872E-6,1284.4106979209903,0,false,0,3.4488942112705367E-3,3.4488942112705367E-3]
[null,7,8,1186.4972349438929,null,128,6,11,1742.8604145872691,1,0.60555419098400776,0.60555419098400776,6.2790483325037608E+21,0,false,0,1.8038429177001054E-19,1.8038429177001054E-19,1.9814675277677245E+18,0,false,0,5.8514351264425528E-16,5.8514351264425528E-16,627085870517254.75,0,false,0,1.6871271233380066E-12,1.6871271233380066E-12,217349287523.03076,0,false,0,5.3334102177238556E-9,5.3334102177238556E-9,68754486.013414368,0,false,0,1.6865723984021959E-5,1.6865723984021959E-5,21742.077515657907,0,false,0,5.3334102177238663E-2,5.3334102177238663E-2]
[null,7,9,{"$f":"3.141625/2*SQRT($H$2/$I$2)*((1+($D$8-1)/B138)*(B138/$C$2)^2+(1+($D$8-1)/C138)*(C138/$D$2)^2)","v":1383.6201088115417},null,129,2,12,1747.1517163502124,1,{"$f":"ABS(SIN(G138*3.1416*$J$2/$C$2)*SIN(H138*3.1416*$K$2/$D$2))*(1/F138^$N$2)+(1-1/F138^$N$2)","v":0.28893114405670023},{"$f":"$J138*$K138","v":0.28893114405670023},{"$f":"10^(LOG10($I138/22.27)/LOG10(2)*70/20)*$L138","v":3.0828521036174118E+21},{"$f":"IF($I138<22.27,M138,0)","v":0},{"$f":"AND($I138>22.27,$I138<44.45)","v":false},{"$f":"IF($O138=TRUE,$L138,0)","v":0},{"$f":"10^(LOG10(44.45/$I138)/LOG10(2)*70/20)*$L138","v":8.3641639542522429E-20},{"$f":"IF($I138>44.45,Q138,0)","v":8.3641639542522429E-20},{"$f":"10^(LOG10($I138/44.548)/LOG10(2)*70/20)*$L138","v":9.7284986716969293E+17},{"$f":"IF($I138<44.528,S138,0)","v":0},{"$f":"AND($I138>44.548,$I138<89.095)","v":false},{"$f":"IF($U138=TRUE,$L138,0)","v":0},{"$f":"10^(LOG10(89.095/$I138)/LOG10(2)*70/20)*$L138","v":2.7132275368876703E-16},{"$f":"IF($I138>89.095,W138,0)","v":2.7132275368876703E-16},{"$f":"10^(LOG10($I138/89.09)/LOG10(2)*70/20)*$L138","v":307883120610097.75},{"$f":"IF($I138<89.09,Y138,0)","v":0},{"$f":"AND($I138>89.09,$I138<176.78)","v":false},{"$f":"IF($AA138=TRUE,$L138,0)","v":0},{"$f":"10^(LOG10(176.78/$I138)/LOG10(2)*70/20)*$L138","v":7.8229693576961718E-13},{"$f":"IF($I138>176.78,AC138,0)","v":7.8229693576961718E-13},{"$f":"10^(LOG10($I138/176.78)/LOG10(2)*70/20)*$L138","v":106712940047.22842},{"$f":"IF($I138<176.78,AE138,0)","v":0},{"$f":"AND($I138>176.78,$I138<353.55)","v":false},{"$f":"IF($AG138=TRUE,$L138,0)","v":0},{"$f":"10^(LOG10(353.55/$I138)/LOG10(2)*70/20)*$L138","v":2.4730267285803333E-9},{"$f":"IF($I138>353.55,AI138,0)","v":2.4730267285803333E-9},{"$f":"10^(LOG10($I138/353.55)/LOG10(2)*70/20)*$L138","v":33756693.787873819},{"$f":"IF($I138<353.55,AK138,0)","v":0},{"$f":"AND($I138>353.55,$I138<707.1)","v":false},{"$f":"IF($AM138=TRUE,$L138,0)","v":0},{"$f":"10^(LOG10(707.1/$I138)/LOG10(2)*70/20)*$L138","v":7.8203971767888668E-6},{"$f":"IF($I138>707.1,AO138,0)","v":7.8203971767888668E-6},{"$f":"10^(LOG10($I138/707.1)/LOG10(2)*70/20)*$L138","v":10674.803864653806},{"$f":"IF($I138<707.1,AQ138,0)","v":0},{"$f":"AND($I138>707.1,$I138<1414.2)","v":false},{"$f":"IF($AS138=TRUE,$L138,0)","v":0},{"$f":"10^(LOG10(1414.2/$I138)/LOG10(2)*70/20)*$L138","v":2.473026728580335E-2},{"$f":"IF($I138>1414.2,AU138,0)","v":2.473026728580335E-2}]
[null,7,10,1602.7614026990668,null,130,15,1,1754.920007865308,{"$f":"IF(ABS(I139-I138)>0.0001,1,$M$2)","v":1},0.25073164643396101,0.25073164643396101,2.8168830331114273E+21,0,false,0,6.8934400701403036E-20,6.8934400701403036E-20,8.8891850549023398E+17,0,false,0,2.2361435673054508E-16,2.2361435673054508E-16,281320903331795.84,0,false,0,6.4474071446682481E-13,6.4474071446682481E-13,97506419422.376389,0,false,0,2.0381787873319685E-9,2.0381787873319685E-9,30844378.772962607,0,false,0,6.4452872466089748E-6,6.4452872466089748E-6,9753.8489935511043,0,false,0,2.0381787873319724E-2,2.0381787873319724E-2]
[null,7,11,1843.9211166064672,null,131,13,6,1769.9185087995772,1,0.37359403068313468,0.37359403068313468,4.6337373977172068E+21,0,false,0,9.3036840225684705E-20,9.3036840225684705E-20,1.4622598361364229E+18,0,false,0,3.0179958000106917E-16,3.0179958000106917E-16,462769371395682.5,0,false,0,8.7016987496088103E-13,8.7016987496088103E-13,160396841787.17871,0,false,0,2.7508139950293836E-9,2.7508139950293836E-9,50738617.737976171,0,false,0,8.698837643759985E-6,8.698837643759985E-6,16044.959738062449,0,false,0,2.7508139950293987E-2,2.7508139950293987E-2]
[null,7,12,2107.0992505337435,null,132,10,9,1774.0158004166126,1,0.12054425352664966,0.12054425352664966,1.5358674267665321E+21,0,false,0,2.9223067908913482E-20,2.9223067908913482E-20,4.8467080868615942E+17,0,false,0,9.4795885155373177E-17,9.4795885155373177E-17,153386422800307.38,0,false,0,2.7332219459074326E-13,2.7332219459074326E-13,53164058191.669861,0,false,0,8.6403648260767931E-10,8.6403648260767931E-10,16817480.917521667,0,false,0,2.7323232665207245E-6,2.7323232665207245E-6,5318.1544205786768,0,false,0,8.6403648260767948E-3,8.6403648260767948E-3]
[null,7,13,2392.2958044808947,null,133,3,12,1790.0700280044268,1,0.83311299619886303,0.83311299619886303,1.1786943866943432E+22,0,false,0,1.8188342203345401E-19,1.8188342203345401E-19,3.7195838106658693E+18,0,false,0,5.9000649899222017E-16,5.9000649899222017E-16,1177157041024546.3,0,false,0,1.701148429207042E-12,1.701148429207042E-12,408005117318.87952,0,false,0,5.3777349013551577E-9,5.3777349013551577E-9,129064983.15127869,0,false,0,1.7005890940863193E-5,1.7005890940863193E-5,40813.931292929745,0,false,0,5.3777349013551537E-2,5.3777349013551537E-2]
[null,7,14,2699.5107784479219,null,134,15,2,1797.913941593828,1,0.4688761732093365,0.4688761732093365,6.9796437905077856E+21,0,false,0,9.7290308872766175E-20,9.7290308872766175E-20,2.2025531249195279E+18,0,false,0,3.1559728688926092E-16,3.1559728688926092E-16,697054039162917.13,0,false,0,9.0995239844086486E-13,9.0995239844086486E-13,241600402592.61761,0,false,0,2.876576016325804E-9,2.876576016325804E-9,76425884.299847364,0,false,0,9.0965320742032262E-6,9.0965320742032262E-6,24167.986658002137,0,false,0,2.8765760163258026E-2,2.8765760163258026E-2]
[null,7,15,3028.7441724348241,null,135,14,5,1841.6607801494752,1,0.78553402299040243,0.78553402299040243,1.5464359757104772E+22,0,false,0,1.2324933045515846E-19,1.2324933045515846E-19,4.8800590589184113E+18,0,false,0,3.9980502429522239E-16,3.9980502429522239E-16,1544418992616554.8,0,false,0,1.1527460972559031E-12,1.1527460972559031E-12,535298885630.06036,0,false,0,3.6441046608164814E-9,3.6441046608164814E-9,169332046.8839744,0,false,0,1.1523670760215454E-5,1.1523670760215454E-5,53547.494901177575,0,false,0,3.6441046608164836E-2,3.6441046608164836E-2]
[null,7,16,3379.9959864416037,null,136,7,11,1843.9211166064672,1,0.33983500924282123,0.33983500924282123,6.7862305785393353E+21,0,false,0,5.2564693420806047E-20,5.2564693420806047E-20,2.1415180796925504E+18,0,false,0,1.7051312532543169E-16,1.7051312532543169E-16,677737944434209.88,0,false,0,4.9163549181577489E-13,4.9163549181577489E-13,234905403351.84726,0,false,0,1.5541767535916833E-9,1.5541767535916833E-9,74308043.303425714,0,false,0,4.9147384278360227E-6,4.9147384278360227E-6,23498.266530924637,0,false,0,1.5541767535916949E-2,1.5541767535916949E-2]
[null,7,17,3753.2662204682579,null,137,4,12,1847.5239372498868,1,0.54958087527824451,0.54958087527824451,1.1226607010541426E+22,0,false,0,8.3100036727356605E-20,8.3100036727356605E-20,3.5427593578543539E+18,0,false,0,2.695658636036319E-16,2.695658636036319E-16,1121196438912164.8,0,false,0,7.7723134612997955E-13,7.7723134612997955E-13,388609054402.56152,0,false,0,2.4570131945857106E-9,2.4570131945857106E-9,122929392.13235673,0,false,0,7.769757935977311E-6,7.769757935977311E-6,38873.687051823144,0,false,0,2.4570131945857058E-2,2.4570131945857058E-2]
[null,7,18,4148.5548745147862,null,138,9,10,1848.4895995112013,1,7.2713551801972517E-2,7.2713551801972517E-2,1.4944136012311783E+21,0,false,0,1.092814426292927E-20,1.092814426292927E-20,4.7158930256446662E+17,0,false,0,3.5449498722686202E-17,3.5449498722686202E-17,149246446979840.56,0,false,0,1.0221049966615755E-13,1.0221049966615755E-13,51729133826.050377,0,false,0,3.2311170612893386E-10,3.2311170612893386E-10,16363568.745319065,0,false,0,1.0217689300304221E-6,1.0217689300304221E-6,5174.614788395189,0,false,0,3.2311170612893455E-3,3.2311170612893455E-3]
[null,7,19,4565.8619485811914,null,139,15,3,1862.9262953422233,1,0.62608174720893373,0.62608174720893373,1.4085405099898889E+22,0,false,0,8.5956605484975811E-20,8.5956605484975811E-20,4.444904919178217E+18,0,false,0,2.7883220636852362E-16,2.7883220636852362E-16,1406703380978152.8,0,false,0,8.0394872037232533E-13,8.0394872037232533E-13,487566363693.77148,0,false,0,2.5414731708398536E-9,2.5414731708398536E-9,154232733.47349888,0,false,0,8.0368438320641386E-6,8.0368438320641386E-6,48772.672752995,0,false,0,2.541473170839853E-2,2.541473170839853E-2]
[null,7,20,5005.1874426674731,null,140,12,8,1909.8347089085744,1,0.22759939345924413,0.22759939345924413,6.8372199165999867E+21,0,false,0,2.3401794693472468E-20,2.3401794693472468E-20,2.1576086896511872E+18,0,false,0,7.5912421279882956E-17,7.5912421279882956E-17,682830227810880.88,0,false,0,2.1887605719285374E-13,2.1887605719285374E-13,236670399528.3212,0,false,0,6.9191928912732649E-10,6.9191928912732649E-10,74866367.677579433,0,false,0,2.1880409106469392E-6,2.1880409106469392E-6,23674.824200476058,0,false,0,6.9191928912733002E-3,6.9191928912733002E-3]
[null,8,1,538.74917803731012,null,141,5,12,1919.5134440865934,1,0.66116980472381082,0.66116980472381082,2.1064276584183015E+22,0,false,0,6.4101174548710526E-20,6.4101174548710526E-20,6.6472143288684728E+18,0,false,0,2.0793599083382693E-16,2.0793599083382693E-16,2103680290248924.8,0,false,0,5.9953574204144709E-13,5.9953574204144709E-13,729140032902.828,0,false,0,1.8952751148757942E-9,1.8952751148757942E-9,230650161.1546618,0,false,0,5.9933861556447733E-6,5.9933861556447733E-6,72937.985193362343,0,false,0,1.895275114875793E-2,1.895275114875793E-2]
[null,8,2,581.74311176583001,null,142,13,7,1923.0045426274751,1,0.25787202870095233,0.25787202870095233,8.3909869394077606E+21,0,false,0,2.4478338826709177E-20,2.4478338826709177E-20,2.6479280403516022E+18,0,false,0,7.9404592407742968E-17,7.9404592407742968E-17,838004275609598,0,false,0,2.2894493175411277E-13,2.2894493175411277E-13,290454052321.03467,0,false,0,7.2374939708017064E-10,7.2374939708017064E-10,91879846.055303469,0,false,0,2.2886965499469581E-6,2.2886965499469581E-6,29054.958460039586,0,false,0,7.237493970801704E-3,7.237493970801704E-3]
[null,8,3,646.75546551422553,null,143,11,9,1933.2188928007949,1,1.8852946221543272E-2,1.8852946221543272E-2,6.5243602929713611E+20,0,false,0,1.6827013171798667E-21,1.6827013171798667E-21,2.0588801639029619E+17,0,false,0,5.4584673077916295E-18,5.4584673077916295E-18,65158507105403.539,0,false,0,1.573823865057148E-14,1.573823865057148E-14,22584076218.687687,0,false,0,4.9752316625590838E-11,4.9752316625590838E-11,7144060.9269957142,0,false,0,1.5733063940672924E-7,1.5733063940672924E-7,2259.1504272320381,0,false,0,4.9752316625590774E-4,4.9752316625590774E-4]
[null,8,4,733.78623928249669,null,144,15,4,1949.9570691104946,1,0.70191665618668486,0.70191665618668486,2.6851900183526775E+22,0,false,0,5.667383291486069E-20,5.667383291486069E-20,8.4736038735511706E+18,0,false,0,1.8384264694786894E-16,1.8384264694786894E-16,2681687782918392.5,0,false,0,5.300681104544188E-13,5.300681104544188E-13,929478650979.25647,0,false,0,1.6756714045316119E-9,1.6756714045316119E-9,294023631.90055984,0,false,0,5.2989382483332982E-6,5.2989382483332982E-6,92978.436272070947,0,false,0,1.6756714045316187E-2,1.6756714045316187E-2]
[null,8,5,842.83543307064326,null,145,8,11,1959.5174162169114,1,0.71187578748166791,0.71187578748166791,2.8826360762118135E+22,0,false,0,5.4300663892897756E-20,5.4300663892897756E-20,9.0966807021022638E+18,0,false,0,1.7614439094129705E-16,1.7614439094129705E-16,2878876316142205.5,0,false,0,5.0787195475853868E-13,5.0787195475853868E-13,997824613181.44824,0,false,0,1.605504075736383E-9,1.605504075736383E-9,315643631.46833509,0,false,0,5.0770496720104291E-6,5.0770496720104291E-6,99815.280436674017,0,false,0,1.6055040757363817E-2,1.6055040757363817E-2]
[null,8,6,973.90304687866569,null,146,14,6,1972.7283939574975,1,0.66582798395920306,0.66582798395920306,2.9152542757762028E+22,0,false,0,4.697147092204796E-20,4.697147092204796E-20,9.1996133438477292E+18,0,false,0,1.5236942873295526E-16,1.5236942873295526E-16,2911451972492362,0,false,0,4.3932230372204432E-13,4.3932230372204432E-13,1009115404492.7938,0,false,0,1.3888023203072542E-9,1.3888023203072542E-9,319215267.53000855,0,false,0,4.3917785518976642E-6,4.3917785518976642E-6,100944.73092948165,0,false,0,1.3888023203072598E-2,1.3888023203072598E-2]
[null,8,7,1126.9890807065635,null,147,16,1,1986.8010882057206,1,0.20844716295034202,0.20844716295034202,9.9129575547469153E+21,0,false,0,1.3538646344823023E-20,1.3538646344823023E-20,3.1282134582707692E+18,0,false,0,4.3917632743536616E-17,4.3917632743536616E-17,990002829798300,0,false,0,1.2662642205428212E-13,1.2662642205428212E-13,343137072319.86877,0,false,0,4.0029624553835207E-10,4.0029624553835207E-10,108545159.30722991,0,false,0,1.2658478747152097E-6,1.2658478747152097E-6,34324.993239667019,0,false,0,4.0029624553835335E-3,4.0029624553835335E-3]
[null,8,8,1302.0935345543373,null,148,10,10,1993.1570943041379,1,0.4647306774537211,0.4647306774537211,2.2936995746540862E+22,0,false,0,2.9083901337556665E-20,2.9083901337556665E-20,7.238184809161216E+18,0,false,0,9.4344446642590443E-17,9.4344446642590443E-17,2290707951762948.5,0,false,0,2.7202057517092974E-13,2.7202057517092974E-13,793964215504.22241,0,false,0,8.5992175395611722E-10,8.5992175395611722E-10,251156109.92859706,0,false,0,2.71931135202823E-6,2.71931135202823E-6,79422.535564199876,0,false,0,8.5992175395611537E-3,8.5992175395611537E-3]
[null,8,9,1499.2164084219862,null,149,1,13,2003.9655562343955,1,0.9876888576840599,0.9876888576840599,5.1911473585978763E+22,0,false,0,5.8044819491223216E-20,5.8044819491223216E-20,1.6381606540074834E+19,0,false,0,1.8828995160621321E-16,1.8828995160621321E-16,5184376657046173,0,false,0,5.4289089350285812E-13,5.4289089350285812E-13,1796915902012.8369,0,false,0,1.7162072723889808E-9,1.7162072723889808E-9,568421597.60533953,0,false,0,5.4271239176941743E-6,5.4271239176941743E-6,179750.69196645817,0,false,0,1.7162072723889817E-2,1.7162072723889817E-2]
[null,8,10,1718.3577023095111,null,150,6,12,2006.0385485145455,1,0.75643604700086486,0.75643604700086486,4.0237971625514868E+22,0,false,0,4.392329033231006E-20,4.392329033231006E-20,1.2697821379470897E+19,0,false,0,1.4248152175418245E-16,1.4248152175418245E-16,4018549010686378.5,0,false,0,4.1081279161698407E-13,4.1081279161698407E-13,1392837576819.5981,0,false,0,1.2986769699053172E-9,1.2986769699053172E-9,440598783.57896173,0,false,0,4.1067771697067481E-6,4.1067771697067481E-6,139329.56904091078,0,false,0,1.2986769699053203E-2,1.2986769699053203E-2]
[null,8,11,1959.5174162169114,null,151,16,2,2029.7950219342406,1,0.38980284088806294,0.38980284088806294,2.3776907453367704E+22,0,false,0,1.9738818138727429E-20,1.9738818138727429E-20,7.5032341741508014E+18,0,false,0,6.4030195023120667E-17,6.4030195023120667E-17,2374589574572997.5,0,false,0,1.8461638282197792E-13,1.8461638282197792E-13,823037763181.19824,0,false,0,5.8361630779418538E-10,5.8361630779418538E-10,260352996.88368022,0,false,0,1.8455568122475062E-6,1.8455568122475062E-6,82330.84658031493,0,false,0,5.8361630779418675E-3,5.8361630779418675E-3]
[null,8,12,2222.6955501441876,null,152,2,13,2032.348270297364,1,0.30901070618326232,0.30901070618326232,1.9126323946945102E+22,0,false,0,1.5420627946439187E-20,1.5420627946439187E-20,6.0356582430264709E+18,0,false,0,5.0022539741233756E-17,5.0022539741233756E-17,1910137789508405,0,false,0,1.4422852129781255E-13,1.4422852129781255E-13,662057793262.05078,0,false,0,4.5594066892542194E-10,4.5594066892542194E-10,209429917.18840802,0,false,0,1.4418109917050896E-6,1.4418109917050896E-6,66227.554849581618,0,false,0,4.5594066892542225E-3,4.5594066892542225E-3]
[null,8,13,2507.8921040913392,null,153,15,5,2059.0062628986411,1,0.68652477991084704,0.68652477991084704,4.9444295374355611E+22,0,false,0,2.9443047272200773E-20,2.9443047272200773E-20,1.5603043730446432E+19,0,false,0,9.5509470002924844E-17,9.5509470002924844E-17,4937980624617447,0,false,0,2.7537965284686843E-13,2.7537965284686843E-13,1711514516628.8806,0,false,0,8.7054059764083825E-10,8.7054059764083825E-10,541406425.74154758,0,false,0,2.7528910841892587E-6,2.7528910841892587E-6,171207.74451941028,0,false,0,8.7054059764084032E-3,8.7054059764084032E-3]
[null,8,14,2815.1070780583659,null,154,3,13,2075.2665819515778,1,0.89101102661104492,0.89101102661104492,7.0317373775127616E+22,0,false,0,3.4873057691367681E-20,3.4873057691367681E-20,2.2189922006503309E+19,0,false,0,1.1312372753715276E-16,1.1312372753715276E-16,7022566034092075,0,false,0,3.261663248363841E-13,3.261663248363841E-13,2434036223514.8442,0,false,0,1.0310893503496095E-9,1.0310893503496095E-9,769963000.07684278,0,false,0,3.26059081824811E-6,3.26059081824811E-6,243483.67942992059,0,false,0,1.0310893503496147E-2,1.0310893503496147E-2]
[null,8,15,3144.3404720452686,null,155,9,11,2089.6493134186017,1,0.11711584207485305,0.11711584207485305,1.0015435204016646E+22,0,false,0,4.230074131729052E-21,4.230074131729052E-21,3.1605521382103414E+18,0,false,0,1.3721818080154364E-17,1.3721818080154364E-17,1000237228786488.3,0,false,0,3.9563715506169814E-14,3.9563715506169814E-14,346684336630.69238,0,false,0,1.2507031723504054E-10,1.2507031723504054E-10,109667271.72463764,0,false,0,3.9550707014254319E-7,3.9550707014254319E-7,34679.83634264375,0,false,0,1.2507031723504095E-3,1.2507031723504095E-3]
[null,8,16,3495.5922860520482,null,156,16,3,2094.8073756826357,1,0.52049657806187022,0.52049657806187022,4.5805819017730428E+22,0,false,0,1.8268446501519549E-20,1.8268446501519549E-20,1.4454856557896032E+19,0,false,0,5.9260497971088551E-17,5.9260497971088551E-17,4574607547579712,0,false,0,1.708640552430153E-13,1.708640552430153E-13,1585568640453.9512,0,false,0,5.4014192852986314E-10,5.4014192852986314E-10,501565743.12141776,0,false,0,1.7080787539102522E-6,1.7080787539102522E-6,158609.01445786108,0,false,0,5.4014192852986365E-3,5.4014192852986365E-3]
[null,8,17,3868.8625200787023,null,157,13,8,2098.1089964752487,1,0.10863488503084853,0.10863488503084853,9.7369786267043774E+21,0,false,0,3.7436989248415034E-21,3.7436989248415034E-21,3.0726801173848965E+18,0,false,0,1.2144079274692725E-17,1.2144079274692725E-17,972427889546129.25,0,false,0,3.5014667495351984E-14,3.5014667495351984E-14,337045560899.07953,0,false,0,1.1068969421843534E-10,1.1068969421843534E-10,106618220.68436193,0,false,0,3.5003154723782903E-7,3.5003154723782903E-7,33715.641743705804,0,false,0,1.1068969421843609E-3,1.1068969421843609E-3]
[null,8,18,4264.1511741252307,null,158,12,9,2106.9575827762233,1,0.11464587553014728,0.11464587553014728,1.0791059608980859E+22,0,false,0,3.7621775909544917E-21,3.7621775909544917E-21,3.4053144796984719E+18,0,false,0,1.2204021698128087E-17,1.2204021698128087E-17,1077698506264419.4,0,false,0,3.518749772628013E-14,3.518749772628013E-14,373532579051.72467,0,false,0,1.1123605169607536E-10,1.1123605169607536E-10,118160223.91720469,0,false,0,3.5175928128383302E-7,3.5175928128383302E-7,37365.543641387099,0,false,0,1.1123605169607496E-3,1.1123605169607496E-3]
[null,8,19,4681.458248191635,null,159,7,12,2107.0992505337435,1,0.42450940783090202,0.42450940783090202,3.9988257342324696E+22,0,false,0,1.3919661483735034E-20,1.3919661483735034E-20,1.2619019510595273E+19,0,false,0,4.5153596998327504E-17,4.5153596998327504E-17,3993610152062775.5,0,false,0,1.3019004152997555E-13,1.3019004152997555E-13,1384193715734.0188,0,false,0,4.1156169451420285E-10,4.1156169451420285E-10,437864455.65507841,0,false,0,1.3014723523433116E-6,1.3014723523433116E-6,138464.89862998371,0,false,0,4.1156169451420418E-3,4.1156169451420418E-3]
[null,8,20,5120.7837422779176,null,160,14,7,2125.8144277853953,1,0.4595855364055631,0.4595855364055631,4.7980236375261683E+22,0,false,0,1.3597430108575128E-20,1.3597430108575128E-20,1.5141033372853809E+19,0,false,0,4.4108319735572719E-17,4.4108319735572719E-17,4791765678766035,0,false,0,1.2717622426413594E-13,1.2717622426413594E-13,1660836107498.3845,0,false,0,4.0203430112598025E-10,4.0203430112598025E-10,525375234.60467684,0,false,0,1.271344089072095E-6,1.271344089072095E-6,166138.23675960902,0,false,0,4.0203430112598013E-3,4.0203430112598013E-3]
[null,9,1,668.88107523900021,null,161,4,13,2132.720491197038,1,0.58777455413812629,0.58777455413812629,6.3721229837413932E+22,0,false,0,1.6746495052423363E-20,1.6746495052423363E-20,2.010838921220932E+19,0,false,0,5.4323482623135199E-17,5.4323482623135199E-17,6363811961149698,0,false,0,1.5662930373013009E-13,1.5662930373013009E-13,2205710670128.0298,0,false,0,4.9514249243795163E-10,4.9514249243795163E-10,697736372.39499605,0,false,0,1.5657780424366204E-6,1.5657780424366204E-6,220643.61431116279,0,false,0,4.9514249243795116E-3,4.9514249243795116E-3]
[null,9,2,711.87500896752022,null,162,11,10,2152.36018668832,1,7.2683203165710378E-2,7.2683203165710378E-2,8.76584142331304E+21,0,false,0,1.8614913411692679E-21,1.8614913411692679E-21,2.7662201681015199E+18,0,false,0,6.0384392201812595E-18,6.0384392201812595E-18,875440832538164.88,0,false,0,1.7410454650617571E-14,1.7410454650617571E-14,303429642042.14746,0,false,0,5.5038589235114907E-11,5.5038589235114907E-11,95984437.389202669,0,false,0,1.7404730118538714E-7,1.7404730118538714E-7,30352.944207970657,0,false,0,5.5038589235114797E-4,5.5038589235114797E-4]
[null,9,3,776.88736271591574,null,163,16,4,2181.8381494509072,1,0.58354235570435509,0.58354235570435509,8.2436186608020941E+22,0,false,0,1.2758904539151417E-20,1.2758904539151417E-20,2.6014233085487624E+19,0,false,0,4.1388250308684083E-17,4.1388250308684083E-17,8232866686758013,0,false,0,1.1933352788572324E-13,1.1933352788572324E-13,2853528986648.9165,0,false,0,3.7724167203447814E-10,3.7724167203447814E-10,902661890.62449586,0,false,0,1.1929429119591991E-6,1.1929429119591991E-6,285446.75314071903,0,false,0,3.772416720344791E-3,3.772416720344791E-3]
[null,9,4,863.91813648418679,null,164,15,6,2190.0738767066637,1,0.58190657153962611,0.58190657153962611,8.5886093583564533E+22,0,false,0,1.2177837845686652E-20,1.2177837845686652E-20,2.7102913771456233E+19,0,false,0,3.9503344462624503E-17,3.9503344462624503E-17,8577407420385404,0,false,0,1.1389883415827417E-13,1.1389883415827417E-13,2972947532811.9795,0,false,0,3.6006131220550085E-10,3.6006131220550085E-10,940437771.3530668,0,false,0,1.1386138438783718E-6,1.1386138438783718E-6,297392.53551283298,0,false,0,3.6006131220550235E-3,3.6006131220550235E-3]
[null,9,5,972.96733027233336,null,165,5,13,2204.7099980337448,1,0.70711846911408283,0.70711846911408283,1.127702493653244E+23,0,false,0,1.3695450854148572E-20,1.3695450854148572E-20,3.558669648375867E+19,0,false,0,4.4426286465459026E-17,4.4426286465459026E-17,1.1262316556099068E+16,0,false,0,1.2809300840805478E-13,1.2809300840805478E-13,3903542711475.5928,0,false,0,4.0493247391508948E-10,4.0493247391508948E-10,1234814596.4383504,0,false,0,1.2805089161384027E-6,1.2805089161384027E-6,390482.6612766828,0,false,0,4.0493247391508932E-3,4.0493247391508932E-3]
[null,9,6,1104.0349440803559,null,166,8,12,2222.6955501441876,1,0.88924907903491301,0.88924907903491301,1.5586581122726922E+23,0,false,0,1.5670487133076605E-20,1.5670487133076605E-20,4.9186282264666677E+19,0,false,0,5.0833050904377972E-17,5.0833050904377972E-17,1.5566251881096358E+16,0,false,0,1.4656544435610488E-13,1.4656544435610488E-13,5395295787751.6465,0,false,0,4.6332823868511722E-10,4.6332823868511722E-10,1706703495.5791945,0,false,0,1.4651725385191146E-6,1.4651725385191146E-6,539707.03366013488,0,false,0,4.6332823868511872E-3,4.6332823868511872E-3]
[null,9,7,1257.1209779082535,null,167,17,1,2233.2177661373789,1,0.31594692604764163,0.31594692604764163,5.8504480837133463E+22,0,false,0,5.2701824700021881E-21,5.2701824700021881E-21,1.8462149496063054E+19,0,false,0,1.7095796161148854E-17,1.7095796161148854E-17,5842817470443784,0,false,0,4.9291807522896003E-14,4.9291807522896003E-14,2025132878979.6655,0,false,0,1.5582313048974848E-10,1.5582313048974848E-10,640613879.11547065,0,false,0,4.9275600448523228E-7,4.9275600448523228E-7,202579.89587206658,0,false,0,1.5582313048974788E-3,1.5582313048974788E-3]
[null,9,8,1432.2254317560275,null,168,10,11,2234.316808211538,1,0.74851693087742976,0.74851693087742976,1.393994336038271E+23,0,false,0,1.241448649764265E-20,1.241448649764265E-20,4.3990018303467618E+19,0,false,0,4.0271002345189847E-17,4.0271002345189847E-17,1.392176179287529E+16,0,false,0,1.1611219960988201E-13,1.1611219960988201E-13,4825312048971.667,0,false,0,3.6705828697513544E-10,3.6705828697513544E-10,1526399527.5173402,0,false,0,1.160740220881141E-6,1.160740220881141E-6,482689.91263596358,0,false,0,3.6705828697513538E-3,3.6705828697513538E-3]
[null,9,9,1629.3483056236764,null,169,17,2,2276.2116998658989,1,0.59083082542390319,0.59083082542390319,1.3656076918576653E+23,0,false,0,7.8956311237462989E-21,7.8956311237462989E-21,4.3094226287104238E+19,0,false,0,2.5612414944549988E-17,2.5612414944549988E-17,1.3638265591947744E+16,0,false,0,7.3847524604461778E-14,7.3847524604461778E-14,4727051666806.9834,0,false,0,2.3344959418338984E-10,2.3344959418338984E-10,1495316646.3714857,0,false,0,7.3823243646151046E-7,7.3823243646151046E-7,472860.64256984228,0,false,0,2.334495941833908E-3,2.334495941833908E-3]
[null,9,10,1848.4895995112013,null,170,16,5,2290.8873432390537,1,0.57074623288614479,0.57074623288614479,1.4215333885458346E+23,0,false,0,7.0780814497876939E-21,7.0780814497876939E-21,4.4859063028075897E+19,0,false,0,2.296038863290597E-17,2.296038863290597E-17,1.4196793132027918E+16,0,false,0,6.620101494401738E-14,6.620101494401738E-14,4920638492162.0254,0,false,0,2.0927715798175586E-10,2.0927715798175586E-10,1556554310.5383885,0,false,0,6.617924814692355E-7,6.617924814692355E-7,492225.69230543385,0,false,0,2.0927715798175544E-3,2.0927715798175544E-3]
[null,9,11,2089.6493134186017,null,171,6,13,2291.2351024616969,1,0.80900533526542173,0.80900533526542173,2.0185143815712402E+23,0,false,0,1.0015149502664957E-20,1.0015149502664957E-20,6.3697880468786717E+19,0,false,0,3.2487860789556609E-17,3.2487860789556609E-17,2.0158816767930316E+16,0,false,0,9.3671295900725351E-14,9.3671295900725351E-14,6987088479928.3467,0,false,0,2.9611725148246106E-10,2.9611725148246106E-10,2210238104.032526,0,false,0,9.3640496915345216E-7,9.3640496915345216E-7,698938.65800349438,0,false,0,2.9611725148246172E-3,2.9611725148246172E-3]
[null,9,12,2352.8274473458778,null,172,13,9,2295.2318703428973,1,5.472132995692159E-2,5.472132995692159E-2,1.3932771838598717E+22,0,false,0,6.6383825527790029E-22,6.6383825527790029E-22,4.3967387266426066E+18,0,false,0,2.1534061791600339E-18,2.1534061791600339E-18,1391459962475250.3,0,false,0,6.2088528607396906E-15,6.2088528607396906E-15,482282962636.92487,0,false,0,1.9627661027875345E-11,1.9627661027875345E-11,152561425.83681172,0,false,0,6.2068113989807865E-8,6.2068113989807865E-8,48244.15887271837,0,false,0,1.9627661027875426E-4,1.9627661027875426E-4]
[null,9,13,2638.024001293029,null,173,14,8,2300.9188816331693,1,0.19361162263611886,0.19361162263611886,5.0735046707977359E+22,0,false,0,2.2821348245932449E-21,2.2821348245932449E-21,1.6010363712481536E+19,0,false,0,7.4029527432071674E-18,7.4029527432071674E-18,5066887408066706,0,false,0,2.1344716460092575E-14,2.1344716460092575E-14,1756193880104.9932,0,false,0,6.7475726806787105E-11,6.7475726806787105E-11,555539928.11560774,0,false,0,2.1337698348472835E-7,2.1337698348472835E-7,175677.1504011527,0,false,0,6.7475726806787454E-4,6.7475726806787454E-4]
[null,9,14,2945.2389752600561,null,174,1,14,2311.1805302014222,1,0.92350096825794137,0.92350096825794137,2.5484927961271769E+23,0,false,0,1.0336602443877641E-20,1.0336602443877641E-20,8.0422310083770122E+19,0,false,0,3.3530612912400618E-17,3.3530612912400618E-17,2.54516885193192E+16,0,false,0,9.6677832504744001E-14,9.6677832504744001E-14,8821609010850.6055,0,false,0,3.0562162896654075E-10,3.0562162896654075E-10,2790555240.665657,0,false,0,9.6646044974516302E-7,9.6646044974516302E-7,882451.04970227845,0,false,0,3.0562162896654206E-3,3.0562162896654206E-3]
[null,9,15,3274.4723692469588,null,175,12,10,2326.0988766637483,1,0.44199083609258427,0.44199083609258427,1.3144617655477572E+23,0,false,0,4.5905538404465191E-21,4.5905538404465191E-21,4.1480223865175523E+19,0,false,0,1.4891168032559528E-17,1.4891168032559528E-17,1.3127473414135708E+16,0,false,0,4.2935267918092829E-14,4.2935267918092829E-14,4550010018861.4209,0,false,0,1.3572859652804622E-10,1.3572859652804622E-10,1439312747.5495145,0,false,0,4.2921150864664891E-7,4.2921150864664891E-7,455150.65475713904,0,false,0,1.3572859652804666E-3,1.3572859652804666E-3]
[null,9,16,3625.7241832537384,null,176,2,14,2339.563244264391,1,0.28892872906499584,0.28892872906499584,9.1890208957722647E+22,0,false,0,2.8060714723331982E-21,2.8060714723331982E-21,2.8997621220239569E+19,0,false,0,9.1025360464612712E-18,9.1025360464612712E-18,9177035853980958,0,false,0,2.624507513677795E-14,2.624507513677795E-14,3180780014690.4971,0,false,0,8.2966926417777722E-11,8.2966926417777722E-11,1006181789.3404106,0,false,0,2.6236445794377231E-7,2.6236445794377231E-7,318182.61944994144,0,false,0,8.2966926417777915E-4,8.2966926417777915E-4]
[null,9,17,3998.9944172803926,null,177,17,3,2341.224053614294,1,0.78892555566295097,0.78892555566295097,2.5298673855837573E+23,0,false,0,7.5990763106955872E-21,7.5990763106955872E-21,7.9834551489969848E+19,0,false,0,2.4650429156888751E-17,2.4650429156888751E-17,2.5265677341097932E+16,0,false,0,7.1073859205191329E-14,7.1073859205191329E-14,8757137143505.9873,0,false,0,2.2468137797941768E-10,2.2468137797941768E-10,2770160740.4024038,0,false,0,7.105049022401617E-7,7.105049022401617E-7,876001.74244499998,0,false,0,2.24681377979418E-3,2.24681377979418E-3]
[null,9,18,4394.2830713269204,null,178,15,7,2343.1599105345617,1,0.40165906249345579,0.40165906249345579,1.3004472314738826E+23,0,false,0,3.8318536994190754E-21,3.8318536994190754E-21,4.1037969836959031E+19,0,false,0,1.2430042059736489E-17,1.2430042059736489E-17,1.2987510861942628E+16,0,false,0,3.58391756040249E-14,3.58391756040249E-14,4501498702581.917,0,false,0,1.1329616050693357E-10,1.1329616050693357E-10,1423967076.7417457,0,false,0,3.5827391735392908E-7,3.5827391735392908E-7,450297.92755956692,0,false,0,1.1329616050693434E-3,1.1329616050693434E-3]
[null,9,19,4811.5901453933257,null,179,9,12,2352.8274473458778,1,0.14629680702287309,0.14629680702287309,4.9689013720153971E+22,0,false,0,1.3304416493323702E-21,1.3304416493323702E-21,1.5680269040711522E+19,0,false,0,4.3157821139501158E-18,4.3157821139501158E-18,4962420541111216,0,false,0,1.2443567954736919E-14,1.2443567954736919E-14,1719985443318.1553,0,false,0,3.9337078727907226E-11,3.9337078727907226E-11,544086049.02081263,0,false,0,1.2439476527754603E-7,1.2439476527754603E-7,172055.11580277959,0,false,0,3.9337078727907281E-4,3.9337078727907281E-4]
[null,9,20,5250.9156394796073,null,180,3,14,2382.481555918605,1,0.83310603273709705,0.83310603273709705,3.2731744262840244E+23,0,false,0,6.5496474328346709E-21,6.5496474328346709E-21,1.0329095262459111E+20,0,false,0,2.1246216440602095E-17,2.1246216440602095E-17,3.2689052954664972E+16,0,false,0,6.125859255153716E-14,6.125859255153716E-14,11330094814029.951,0,false,0,1.9365298495784502E-10,1.9365298495784502E-10,3584069008.4587717,0,false,0,6.1238450815711792E-7,6.1238450815711792E-7,1133382.1357950983,0,false,0,1.9365298495784551E-3,1.9365298495784551E-3]
[null,10,1,813.54857003193661,null,181,7,13,2392.2958044808947,1,0.4540111185436036,0.4540111185436036,1.8710825895147496E+23,0,false,0,3.4027225010858224E-21,3.4027225010858224E-21,5.9045403006424908E+19,0,false,0,1.1037995477885849E-17,1.1037995477885849E-17,1.8686421768434968E+16,0,false,0,3.1825528533792765E-14,3.1825528533792765E-14,6476753262474.3896,0,false,0,1.0060806723962964E-10,1.0060806723962964E-10,2048802858.6242511,0,false,0,3.1815064346459855E-7,3.1815064346459855E-7,647888.35099165817,0,false,0,1.0060806723962952E-3,1.0060806723962952E-3]
[null,10,2,856.54250376045661,null,182,11,11,2393.5199005957206,1,0.11706696114408317,0.11706696114408317,4.8533751252162714E+22,0,false,0,8.721904824737989E-22,8.721904824737989E-22,1.5315705026365207E+19,0,false,0,2.8292740881247048E-18,2.8292740881247048E-18,4847044972704478,0,false,0,8.1575629743580039E-15,8.1575629743580039E-15,1679996027562.2427,0,false,0,2.5787997310532316E-11,2.5787997310532316E-11,531436126.13582158,0,false,0,8.1548807795579043E-8,8.1548807795579043E-8,168054.85894857242,0,false,0,2.5787997310532427E-4,2.5787997310532427E-4]
[null,10,3,921.55485750885202,null,183,16,6,2421.9549570470763,1,0.48377129757947435,0.48377129757947435,2.3008241593211945E+23,0,false,0,3.1418343242875797E-21,3.1418343242875797E-21,7.2606677276213215E+19,0,false,0,1.0191707684857187E-17,1.0191707684857187E-17,2.297823243987902E+16,0,false,0,2.9385451768152373E-14,2.9385451768152373E-14,7964303908213.9453,0,false,0,9.2894404069927637E-11,9.2894404069927637E-11,2519362395.4523168,0,false,0,2.9375789874498681E-7,2.9375789874498681E-7,796692.34210071526,0,false,0,9.289440406992786E-4,9.289440406992786E-4]
[null,10,4,1008.5856312771231,null,184,17,4,2428.2548273825655,1,0.88448511792560225,0.88448511792560225,4.3356193387587392E+23,0,false,0,5.5733514294073885E-21,5.5733514294073885E-21,1.3681832783546376E+20,0,false,0,1.8079237391482092E-17,1.8079237391482092E-17,4.329964483953652E+16,0,false,0,5.2127334770572618E-14,5.2127334770572618E-14,15007748377603.707,0,false,0,1.6478690671395542E-10,1.6478690671395542E-10,4747427689.6880074,0,false,0,5.2110195378979307E-7,5.2110195378979307E-7,1501268.4526365134,0,false,0,1.6478690671395597E-3,1.6478690671395597E-3]
[null,10,5,1117.6348250652698,null,185,4,14,2439.9354651640651,1,0.54957628168118167,0.54957628168118167,2.8485225164001625E+23,0,false,0,3.2750868354805752E-21,3.2750868354805752E-21,8.989029180018126E+19,0,false,0,1.0623961744803483E-17,1.0623961744803483E-17,2.8448072499109312E+16,0,false,0,3.0631757217926041E-14,3.0631757217926041E-14,9860162028502.8867,0,false,0,9.6834272102560845E-11,9.6834272102560845E-11,3119082560.6311965,0,false,0,3.0621685540859601E-7,3.0621685540859601E-7,986340.51017048152,0,false,0,9.6834272102561158E-4,9.6834272102561158E-4]
[null,10,6,1248.7024388732923,null,186,18,1,2494.170041660283,1,0.10959924948563135,0.10959924948563135,7.3351361464331638E+22,0,false,0,5.0581708508542407E-22,5.0581708508542407E-22,2.3147351821891703E+19,0,false,0,1.6408057653919085E-18,1.6408057653919085E-18,7325569086541028,0,false,0,4.7308871261553834E-15,4.7308871261553834E-15,2539057721627.6494,0,false,0,1.4955459721146477E-11,1.4955459721146477E-11,803184637.03453374,0,false,0,4.72933161737297E-8,4.72933161737297E-8,253989.28346847536,0,false,0,1.4955459721146538E-4,1.4955459721146538E-4]
[null,10,7,1401.7884727011901,null,187,10,12,2497.4949421388146,1,0.93501984915020719,0.93501984915020719,6.3554775402008618E+23,0,false,0,4.2489340068857512E-21,4.2489340068857512E-21,2.0055861497634934E+20,0,false,0,1.3782997096846649E-17,1.3782997096846649E-17,6.3471882279022592E+16,0,false,0,3.9740111170157324E-14,3.9740111170157324E-14,21999488490646.191,0,false,0,1.2562794589482512E-10,1.2562794589482512E-10,6959137253.0822296,0,false,0,3.9727044679604605E-7,3.9727044679604605E-7,2200672.4269467546,0,false,0,1.2562794589482508E-3,1.2562794589482508E-3]
[null,10,8,1576.8929265489637,null,188,14,9,2498.041755500818,1,9.7525628924424485E-2,9.7525628924424485E-2,6.6458654310698173E+22,0,false,0,4.4205111403423567E-22,4.4205111403423567E-22,2.0972233128723251E+19,0,false,0,1.4339571317223891E-18,1.4339571317223891E-18,6637197372107425,0,false,0,4.1344865291254519E-15,4.1344865291254519E-15,2300466631128.7944,0,false,0,1.3070095545527869E-11,1.3070095545527869E-11,727710693.77216291,0,false,0,4.1331271159888968E-8,4.1331271159888968E-8,230122.32699813464,0,false,0,1.3070095545527865E-4,1.3070095545527865E-4]
[null,10,9,1774.0158004166126,null,189,8,13,2507.8921040913392,1,0.95104834330863774,0.95104834330863774,6.7843350513553495E+23,0,false,0,4.1179816985247101E-21,4.1179816985247101E-21,2.140919911727585E+20,0,false,0,1.3358204599942676E-17,1.3358204599942676E-17,6.7754863894533896E+16,0,false,0,3.8515319426199074E-14,3.8515319426199074E-14,23483978966947.004,0,false,0,1.2175608780455523E-10,1.2175608780455523E-10,7428728761.0785742,0,false,0,3.8502655645384475E-7,3.8502655645384475E-7,2349170.3004609006,0,false,0,1.2175608780455509E-3,1.2175608780455509E-3]
[null,10,10,1993.1570943041379,null,190,5,14,2511.9249720007715,1,0.66116427842584524,0.66116427842584524,4.8053762660311081E+23,0,false,0,2.8098159722215032E-21,2.8098159722215032E-21,1.5164235924983975E+20,0,false,0,9.1146827239586693E-18,9.1146827239586693E-18,4.7991087173962104E+16,0,false,0,2.6280097295652699E-14,2.6280097295652699E-14,16633812202007.365,0,false,0,8.3077639794028674E-11,8.3077639794028674E-11,5261803346.245142,0,false,0,2.6271456438017341E-7,2.6271456438017341E-7,1663928.3174030173,0,false,0,8.3077639794029094E-4,8.3077639794029094E-4]
[null,10,11,2234.316808211538,null,191,13,10,2514.3731642304224,1,0.21096551679609193,0.21096551679609193,1.5507736495242651E+23,0,false,0,8.8646388716963896E-22,8.8646388716963896E-22,4.8937473749703451E+19,0,false,0,2.8755751827441772E-18,2.8755751827441772E-18,1.548751008895952E+16,0,false,0,8.2910615621143003E-15,8.2910615621143003E-15,5368003716244.5791,0,false,0,2.6210018106797263E-11,2.6210018106797263E-11,1698070146.1438489,0,false,0,8.2883354731733858E-8,8.2883354731733858E-8,536976.92885495373,0,false,0,2.6210018106797298E-4,2.6210018106797298E-4]
[null,10,12,2497.4949421388146,null,192,15,8,2518.2643643823349,1,0.16920868190080604,0.16920868190080604,1.2663914073659521E+23,0,false,0,6.9833505449434362E-22,6.9833505449434362E-22,3.996327657091235E+19,0,false,0,2.2653093724504613E-18,2.2653093724504613E-18,1.2647396803633142E+16,0,false,0,6.531500054989866E-15,6.531500054989866E-15,4383614451435.9326,0,false,0,2.0647625569213314E-11,2.0647625569213314E-11,1386676542.2799675,0,false,0,6.5293525073044349E-8,6.5293525073044349E-8,438505.62515314965,0,false,0,2.0647625569213273E-4,2.0647625569213273E-4]
[null,10,13,{"$f":"3.141625/2*SQRT($H$2/$I$2)*((1+($D$8-1)/B202)*(B202/$C$2)^2+(1+($D$8-1)/C202)*(C202/$D$2)^2)","v":2782.6914960859658},null,193,18,2,2537.163975388803,1,{"$f":"ABS(SIN(G202*3.1416*$J$2/$C$2)*SIN(H202*3.1416*$K$2/$D$2))*(1/F202^$N$2)+(1-1/F202^$N$2)","v":0.20495409102246345},{"$f":"$J202*$K202","v":0.20495409102246345},{"$f":"10^(LOG10($I202/22.27)/LOG10(2)*70/20)*$L202","v":1.673233197668512E+23},{"$f":"IF($I202<22.27,M202,0)","v":0},{"$f":"AND($I202>22.27,$I202<44.45)","v":false},{"$f":"IF($O202=TRUE,$L202,0)","v":0},{"$f":"10^(LOG10(44.45/$I202)/LOG10(2)*70/20)*$L202","v":7.7543111539455017E-22},{"$f":"IF($I202>44.45,Q202,0)","v":7.7543111539455017E-22},{"$f":"10^(LOG10($I202/44.548)/LOG10(2)*70/20)*$L202","v":5.2801906785787142E+19},{"$f":"IF($I202<44.528,S202,0)","v":0},{"$f":"AND($I202>44.548,$I202<89.095)","v":false},{"$f":"IF($U202=TRUE,$L202,0)","v":0},{"$f":"10^(LOG10(89.095/$I202)/LOG10(2)*70/20)*$L202","v":2.5153991083333801E-18},{"$f":"IF($I202>89.095,W202,0)","v":2.5153991083333801E-18},{"$f":"10^(LOG10($I202/89.09)/LOG10(2)*70/20)*$L202","v":1.6710508356923966E+16},{"$f":"IF($I202<89.09,Y202,0)","v":0},{"$f":"AND($I202>89.09,$I202<176.78)","v":false},{"$f":"IF($AA202=TRUE,$L202,0)","v":0},{"$f":"10^(LOG10(176.78/$I202)/LOG10(2)*70/20)*$L202","v":7.2525764534443425E-15},{"$f":"IF($I202>176.78,AC202,0)","v":7.2525764534443425E-15},{"$f":"10^(LOG10($I202/176.78)/LOG10(2)*70/20)*$L202","v":5791897499666.4756},{"$f":"IF($I202<176.78,AE202,0)","v":0},{"$f":"AND($I202>176.78,$I202<353.55)","v":false},{"$f":"IF($AG202=TRUE,$L202,0)","v":0},{"$f":"10^(LOG10(353.55/$I202)/LOG10(2)*70/20)*$L202","v":2.2927119614491539E-11},{"$f":"IF($I202>353.55,AI202,0)","v":2.2927119614491539E-11},{"$f":"10^(LOG10($I202/353.55)/LOG10(2)*70/20)*$L202","v":1832161219.2529147},{"$f":"IF($I202<353.55,AK202,0)","v":0},{"$f":"AND($I202>353.55,$I202<707.1)","v":false},{"$f":"IF($AM202=TRUE,$L202,0)","v":0},{"$f":"10^(LOG10(707.1/$I202)/LOG10(2)*70/20)*$L202","v":7.2501918168915009E-8},{"$f":"IF($I202>707.1,AO202,0)","v":7.2501918168915009E-8},{"$f":"10^(LOG10($I202/707.1)/LOG10(2)*70/20)*$L202","v":579380.24934703403},{"$f":"IF($I202<707.1,AQ202,0)","v":0},{"$f":"AND($I202>707.1,$I202<1414.2)","v":false},{"$f":"IF($AS202=TRUE,$L202,0)","v":0},{"$f":"10^(LOG10(1414.2/$I202)/LOG10(2)*70/20)*$L202","v":2.2927119614491554E-4},{"$f":"IF($I202>1414.2,AU202,0)","v":2.2927119614491554E-4}]
[null,10,14,3089.9064700529925,null,194,17,5,2537.3040211707121,{"$f":"IF(ABS(I203-I202)>0.0001,1,$M$2)","v":1},0.86508981595785717,0.86508981595785717,7.0670764619108237E+23,0,false,0,3.2709139720481957E-21,3.2709139720481957E-21,2.2301440893582626E+20,0,false,0,1.0610425510896302E-17,1.0610425510896302E-17,7.0578590264844512E+16,0,false,0,3.0592728591820894E-14,3.0592728591820894E-14,24462688492391.688,0,false,0,9.6710893330225467E-11,9.6710893330225467E-11,7738325682.9053345,0,false,0,3.0582669747309756E-7,3.0582669747309756E-7,2447073.4434158793,0,false,0,9.6710893330224999E-4,9.6710893330224999E-4]
[null,10,15,3419.1398640398952,null,195,12,11,2567.2585905711489,1,0.71189108048696836,0.71189108048696836,6.6658407588236401E+23,0,false,0,2.3483275968525207E-21,2.3483275968525207E-21,2.1035268896573489E+20,0,false,0,7.6176736088181686E-18,7.6176736088181686E-18,6.6571466464721256E+16,0,false,0,2.1963814832527534E-14,2.1963814832527534E-14,23073810917690.359,0,false,0,6.9432844050440621E-11,6.9432844050440621E-11,7298979573.8273125,0,false,0,2.1956593162266378E-7,2.1956593162266378E-7,2308140.0048339381,0,false,0,6.9432844050440977E-4,6.9432844050440977E-4]
[null,10,16,3770.3916780466743,null,196,16,7,2575.0409908749743,1,0.33392151824802391,0.33392151824802391,3.2386909696343839E+23,0,false,0,1.0634224281718556E-21,1.0634224281718556E-21,1.0220276463847875E+20,0,false,0,3.4496059991661832E-18,3.4496059991661832E-18,3.2344668148456532E+16,0,false,0,9.9461477744538555E-15,9.9461477744538555E-15,11210730312639.863,0,false,0,3.144213938206952E-11,3.144213938206952E-11,3546310223.8091474,0,false,0,9.9428774955819424E-8,9.9428774955819424E-8,1121441.7596778327,0,false,0,3.1442139382069649E-4,3.1442139382069649E-4]
[null,10,17,4143.6619120733285,null,197,6,14,2598.4500764287236,1,0.75642972443295908,0.75642972443295908,8.1505983221627951E+23,0,false,0,2.1683740205043077E-21,2.1683740205043077E-21,2.5720690544205362E+20,0,false,0,7.0339272817734762E-18,7.0339272817734762E-18,8.1399676725404576E+16,0,false,0,2.0280716173438773E-14,2.0280716173438773E-14,28213299920596.605,0,false,0,6.4112168766612558E-11,6.4112168766612558E-11,8924763254.9859619,0,false,0,2.0274047903560423E-7,2.0274047903560423E-7,2822257.946353368,0,false,0,6.411216876661259E-4,6.411216876661259E-4]
[null,10,18,4538.9505661198573,null,198,18,3,2602.1763291371981,1,0.2736714355234966,0.2736714355234966,2.9983768794972841E+23,0,false,0,7.7154139758320348E-22,7.7154139758320348E-22,9.461921788336341E+19,0,false,0,2.5027813625141668E-18,2.5027813625141668E-18,2.994466161193966E+16,0,false,0,7.2161960770974067E-15,7.2161960770974067E-15,10378882976752.072,0,false,0,2.2812112589680348E-11,2.2812112589680348E-11,3283170479.1502976,0,false,0,7.2138234023592272E-8,7.2138234023592272E-8,1038229.6660741296,0,false,0,2.2812112589680421E-4,2.2812112589680421E-4]
[null,10,19,4956.2576401862616,null,199,9,13,2638.024001293029,1,0.15646385161449722,0.15646385161449722,2.0098199125956659E+23,0,false,0,3.7623344769037917E-22,3.7623344769037917E-22,6.3423510738948768E+19,0,false,0,1.2204530616030581E-18,1.2204530616030581E-18,2.007198547825844E+16,0,false,0,3.5188965074338381E-15,3.5188965074338381E-15,6956992571485.4785,0,false,0,1.1124069033238037E-11,1.1124069033238037E-11,2200717811.8812337,0,false,0,3.5177394993979642E-8,3.5177394993979642E-8,695928.07728466357,0,false,0,1.1124069033238083E-4,1.1124069033238083E-4]
[null,10,20,5395.5831342725442,null,200,1,15,2640.4139241883249,1,0.73928739804737731,0.73928739804737731,9.5968543435837153E+23,0,false,0,1.7590744327113958E-21,1.7590744327113958E-21,3.0284613596763573E+20,0,false,0,5.7062119015986001E-18,5.7062119015986001E-18,9.5843373734213664E+16,0,false,0,1.6452553369679159E-14,1.6452553369679159E-14,33219515818067.789,0,false,0,5.2010435393796587E-11,5.2010435393796587E-11,10508388418.083675,0,false,0,1.6447143794143436E-7,1.6447143794143436E-7,3323044.1938878014,0,false,0,5.2010435393796842E-4,5.2010435393796842E-4]
[null,11,1,972.75166241611896,null,201,11,12,2656.6980345229972,1,0.1462357467600662,0.1462357467600662,2.0389879520298861E+23,0,false,0,3.2395071887630473E-22,3.2395071887630473E-22,6.4343961099052425E+19,0,false,0,1.0508545933068242E-18,1.0508545933068242E-18,2.0363285440152596E+16,0,false,0,3.0298982193965412E-15,3.0298982193965412E-15,7057957753687.6475,0,false,0,9.5782291082017134E-12,9.5782291082017134E-12,2232656307.2251639,0,false,0,3.0289019932840843E-8,3.0289019932840843E-8,706027.91631721507,0,false,0,9.5782291082017538E-5,9.5782291082017538E-5]
[null,11,2,1015.745596144639,null,202,17,6,2668.3716349787346,1,0.73326042061184604,0.73326042061184604,1.0758657727223653E+24,0,false,0,1.5436360383800253E-21,1.5436360383800253E-21,3.3950894785293576E+20,0,false,0,5.0073573750734849E-18,5.0073573750734849E-18,1.0744625441962534E+17,0,false,0,1.4437566616019338E-14,1.4437566616019338E-14,37241098776249.711,0,false,0,4.5640582884233137E-11,4.5640582884233137E-11,11780542895.336327,0,false,0,1.4432819565187376E-7,1.4432819565187376E-7,3725334.7622577371,0,false,0,4.5640582884233245E-4,4.5640582884233245E-4]
[null,11,3,1080.7579498930345,null,203,2,15,2668.7966382512932,1,0.23129522942951133,0.23129522942951133,3.3999357042500126E+23,0,false,0,4.8601442533964607E-22,4.8601442533964607E-22,1.0729113454336441E+20,0,false,0,1.5765684763816231E-18,1.5765684763816231E-18,3.3955012414312192E+16,0,false,0,4.5456736353158249E-15,4.5456736353158249E-15,11768879037250.412,0,false,0,1.4369955812852065E-11,1.4369955812852065E-11,3722870400.8264046,0,false,0,4.5441790244589006E-8,4.5441790244589006E-8,1177274.9900235392,0,false,0,1.43699558128521E-4,1.43699558128521E-4]
[null,11,4,1167.7887236613053,null,204,18,4,2689.2071029054696,1,0.30682021920111585,0.30682021920111585,4.9278583417909987E+23,0,false,0,5.9006010207068179E-22,5.9006010207068179E-22,1.5550750318567306E+20,0,false,0,1.9140793103929728E-18,1.9140793103929728E-18,4.9214310424260376E+16,0,false,0,5.5188087212843567E-15,5.5188087212843567E-15,17057783964781.533,0,false,0,1.7446267336112746E-11,1.7446267336112746E-11,5395919086.7011032,0,false,0,5.5169941450314566E-8,5.5169941450314566E-8,1706339.4383951083,0,false,0,1.7446267336112761E-4,1.7446267336112761E-4]
[null,11,5,1276.8379174494521,null,205,7,14,2699.5107784479219,1,0.42450585962670379,0.42450585962670379,7.1280021169309449E+23,0,false,0,7.8088318651155949E-22,7.8088318651155949E-22,2.2493702842587582E+20,0,false,0,2.53308492794263E-18,2.53308492794263E-18,7.1187052174866016E+16,0,false,0,7.3035694582653633E-15,7.3035694582653633E-15,24673582675861.402,0,false,0,2.3088320634368845E-11,2.3088320634368845E-11,7805038214.3929777,0,false,0,7.3011680552869373E-8,7.3011680552869373E-8,2468169.7982135313,0,false,0,2.3088320634368921E-4,2.3088320634368921E-4]
[null,11,6,1407.9055312574746,null,206,3,15,2711.7149499055072,1,0.66692381752625762,0.66692381752625762,1.1801488959439935E+24,0,false,0,1.164131829243959E-21,1.164131829243959E-21,3.7241737782762485E+20,0,false,0,3.7762943827354436E-18,3.7762943827354436E-18,1.1786096531891408E+17,0,false,0,1.0888078806566682E-14,1.0888078806566682E-14,40850859576396.75,0,false,0,3.4419807467401611E-11,3.4419807467401611E-11,12922424938.171057,0,false,0,1.088449882214609E-7,1.088449882214609E-7,4086429.5697181076,0,false,0,3.4419807467401598E-4,3.4419807467401598E-4]
[null,11,7,1560.9915650853723,null,207,15,9,2715.387238249984,1,8.5233432255582248E-2,8.5233432255582248E-2,1.5321596694417099E+23,0,false,0,1.4645440595736758E-22,1.4645440595736758E-22,4.8350075864817074E+19,0,false,0,4.7507931374304841E-19,4.7507931374304841E-19,1.5301613066261716E+16,0,false,0,1.3697822476586069E-15,1.3697822476586069E-15,5303571415445.5371,0,false,0,4.3302075668518111E-12,4.3302075668518111E-12,1677688162.0362155,0,false,0,1.3693318652547535E-8,1.3693318652547535E-8,530531.57955360808,0,false,0,4.3302075668518211E-5,4.3302075668518211E-5]
[null,11,8,1736.0960189331463,null,208,14,10,2717.1830493883431,1,0.37598765825139946,0.37598765825139946,6.8109228050979986E+23,0,false,0,6.4110288941193543E-22,6.4110288941193543E-22,2.1493101594032767E+20,0,false,0,2.0796555675434771E-18,2.0796555675434771E-18,6.8020394653622016E+16,0,false,0,5.9962098859268694E-15,5.9962098859268694E-15,23576012489015.676,0,false,0,1.8955445995050904E-11,1.8955445995050904E-11,7457841888.514822,0,false,0,5.9942383408677775E-8,5.9942383408677775E-8,2358376.6797118331,0,false,0,1.8955445995050968E-4,1.8955445995050968E-4]
[null,11,9,1933.2188928007949,null,209,16,8,2750.1454447227475,1,0.14067258836462745,0.14067258836462745,2.9317599438300523E+23,0,false,0,2.0848607986493388E-22,2.0848607986493388E-22,9.2516999715353575E+19,0,false,0,6.7630210985967647E-19,6.7630210985967647E-19,2.927936112559296E+16,0,false,0,1.949962032320534E-15,1.949962032320534E-15,10148288422649.17,0,false,0,6.1642938955159823E-12,6.1642938955159823E-12,3210226094.4434576,0,false,0,1.9493208876502545E-8,1.9493208876502545E-8,1015162.6262548111,0,false,0,6.1642938955159979E-5,6.1642938955159979E-5]
[null,11,10,2152.36018668832,null,210,13,11,2755.532878137823,1,0.3397909129183897,0.3397909129183897,7.2445708610359903E+23,0,false,0,4.9226319835847785E-22,4.9226319835847785E-22,2.286155664616663E+20,0,false,0,1.5968386948029583E-18,1.5968386948029583E-18,7.2351219234925408E+16,0,false,0,4.6041181614117864E-15,4.6041181614117864E-15,25077085438334.887,0,false,0,1.4554712864255381E-11,1.4554712864255381E-11,7932678959.6422253,0,false,0,4.6026043340799976E-8,4.6026043340799976E-8,2508533.3459364474,0,false,0,1.4554712864255312E-4,1.4554712864255312E-4]
[null,11,11,2393.5199005957206,null,211,4,15,2769.1688591509674,1,0.43995061540547492,0.43995061540547492,9.9341506876261717E+23,0,false,0,6.0181586024512037E-22,6.0181586024512037E-22,3.1349013355394302E+20,0,false,0,1.9522134825234529E-18,1.9522134825234529E-18,9.9211937891161488E+16,0,false,0,5.6287598610254628E-15,5.6287598610254628E-15,34387067271403.09,0,false,0,1.779384904707794E-11,1.779384904707794E-11,10877722042.238045,0,false,0,5.6269091329982779E-8,5.6269091329982779E-8,3439837.7407690636,0,false,0,1.7793849047077905E-4,1.7793849047077905E-4]
[null,11,12,2656.6980345229972,null,212,19,1,2769.6579147744333,1,0.35023641024828633,0.35023641024828633,7.9246446131163629E+23,0,false,0,4.7811162571248337E-22,4.7811162571248337E-22,2.5007652654472243E+20,0,false,0,1.550932807731175E-18,1.550932807731175E-18,7.9143086700439984E+16,0,false,0,4.4717590639834013E-15,4.4717590639834013E-15,27431161050599.316,0,false,0,1.4136294268010538E-11,1.4136294268010538E-11,8677347877.5968609,0,false,0,4.470288756129621E-8,4.470288756129621E-8,2744018.3342833947,0,false,0,1.4136294268010611E-4,1.4136294268010611E-4]
[null,11,13,2941.8945884701484,null,213,10,13,2782.6914960859658,1,0.99999999939284034,0.99999999939284034,2.3895967286026026E+24,0,false,0,1.2925932916819689E-21,1.2925932916819689E-21,7.540805662660142E+20,0,false,0,4.1930068948550453E-18,4.1930068948550453E-18,2.3864800291216109E+17,0,false,0,1.2089573767442577E-14,1.2089573767442577E-14,82715901984790.984,0,false,0,3.8218018883860131E-11,3.8218018883860131E-11,26165668132.211613,0,false,0,1.2085598733232418E-7,1.2085598733232418E-7,8274310.7797872443,0,false,0,3.8218018883860218E-4,3.8218018883860218E-4]
[null,11,14,3249.1095624371751,null,214,18,5,2798.2562966936166,1,0.3000921570996618,0.3000921570996618,7.6514585778642569E+23,0,false,0,3.6353947220750632E-22,3.6353947220750632E-22,2.4145564597131356E+20,0,false,0,1.1792754328274011E-18,1.1792754328274011E-18,7.6414789454463088E+16,0,false,0,3.400170258435149E-15,3.400170258435149E-15,26485527461255.426,0,false,0,1.0748747114241992E-11,1.0748747114241992E-11,8378213925.3611851,0,false,0,3.399052287416679E-8,3.399052287416679E-8,2649423.8728281292,0,false,0,1.0748747114242E-4,1.0748747114242E-4]
[null,11,15,3578.3429564240773,null,215,19,2,2812.6518485029533,1,0.65495325417186301,0.65495325417186301,1.7725968232684369E+24,0,false,0,7.4747583188625438E-22,7.4747583188625438E-22,5.5937506117748582E+20,0,false,0,2.4247157532113436E-18,2.4247157532113436E-18,1.770284863458273E+17,0,false,0,6.9911117960472687E-15,6.9911117960472687E-15,61358447363529,0,false,0,2.2100567627954544E-11,2.2100567627954544E-11,19409626592.926315,0,false,0,6.9888131286921263E-8,6.9888131286921263E-8,6137862.8567020856,0,false,0,2.2100567627954579E-4,2.2100567627954579E-4]
[null,11,16,3929.5947704308574,null,216,8,14,2815.1070780583659,1,0.88924164636732705,0.88924164636732705,2.431225832060905E+24,0,false,0,1.0046176405294484E-21,1.0046176405294484E-21,7.6721738451372776E+20,0,false,0,3.2588508083248126E-18,3.2588508083248126E-18,2.4280548366380298E+17,0,false,0,9.3961489289882769E-15,9.3961489289882769E-15,84156893596536.234,0,false,0,2.9703462182488328E-11,2.9703462182488328E-11,26621499567.153629,0,false,0,9.3930594889339323E-8,9.3930594889339323E-8,8418457.3361391611,0,false,0,2.9703462182488347E-4,2.9703462182488347E-4]
[null,11,17,4302.8650044575106,null,217,17,7,2821.4576688066322,1,0.50613055000781204,0.50613055000781204,1.4205163238576779E+24,0,false,0,5.570130736886782E-22,5.570130736886782E-22,4.4826967708108554E+20,0,false,0,1.8068789877919875E-18,1.8068789877919875E-18,1.4186635750501853E+17,0,false,0,5.2097211761223175E-15,5.2097211761223175E-15,49171179222662.461,0,false,0,1.6469168071490086E-11,1.6469168071490086E-11,15554406424.126858,0,false,0,5.2080082274031557E-8,5.2080082274031557E-8,4918735.1952195782,0,false,0,1.6469168071490096E-4,1.6469168071490096E-4]
[null,11,18,4698.1536585040394,null,218,12,12,2830.4367244984251,1,0.88926818249526129,0.88926818249526129,2.5897647580374042E+24,0,false,0,9.4317374792723705E-22,9.4317374792723705E-22,8.1724721659567145E+20,0,false,0,3.0595346993941995E-18,3.0595346993941995E-18,2.5863869837122832E+17,0,false,0,8.8214666395522678E-15,8.8214666395522678E-15,89644719263888.984,0,false,0,2.7886754744130975E-11,2.7886754744130975E-11,28357473203.828278,0,false,0,8.8185661541960155E-8,8.8185661541960155E-8,8967420.4011289403,0,false,0,2.7886754744131046E-4,2.7886754744131046E-4]
[null,11,19,5115.4607325704446,null,219,5,15,2841.1583659876737,1,0.5292798122359863,0.5292798122359863,1.6106601489926239E+24,0,false,0,5.3722134361099575E-22,5.3722134361099575E-22,5.082730080253834E+20,0,false,0,1.7426771532235663E-18,1.7426771532235663E-18,1.6085593996945078E+17,0,false,0,5.0246099100348205E-15,5.0246099100348205E-15,55753008622836.469,0,false,0,1.5883987319956846E-11,1.5883987319956846E-11,17636448203.946438,0,false,0,5.0229578256297444E-8,5.0229578256297444E-8,5577134.6160056246,0,false,0,1.5883987319956916E-4,1.5883987319956916E-4]
[null,11,20,5554.7862266567263,null,220,19,3,2877.6642022513483,1,0.87454705771329988,0.87454705771329988,3.0872249589251424E+24,0,false,0,7.6521698745105522E-22,7.6521698745105522E-22,9.7422980093307637E+20,0,false,0,2.4822657869958366E-18,2.4822657869958366E-18,3.0831983579878317E+17,0,false,0,7.1570441200818791E-15,7.1570441200818791E-15,106864306454246.09,0,false,0,2.2625119180837114E-11,2.2625119180837114E-11,33804575792.14801,0,false,0,7.1546908944208202E-8,7.1546908944208202E-8,10689945.483897822,0,false,0,2.2625119180837088E-4,2.2625119180837088E-4]
[null,12,1,1146.4903523915473,null,221,6,15,2927.6834704156263,1,0.60554236758043378,0.60554236758043378,2.6118262821607903E+24,0,false,0,4.3364195586638124E-22,4.3364195586638124E-22,8.2420913046361643E+20,0,false,0,1.4066789008940009E-18,1.4066789008940009E-18,2.6084197334655165E+17,0,false,0,4.0558360064539945E-15,4.0558360064539945E-15,90408379025044.891,0,false,0,1.2821462531783577E-11,1.2821462531783577E-11,28599043051.909039,0,false,0,4.0545024534945191E-8,4.0545024534945191E-8,9043811.4945244826,0,false,0,1.2821462531783628E-4,1.2821462531783628E-4]
[null,12,2,1189.4842861200673,null,222,18,6,2929.3239105016387,1,0.25436168277344939,0.25436168277344939,1.1042818884380578E+24,0,false,0,1.8097139866898868E-22,1.8097139866898868E-22,3.4847616829373042E+20,0,false,0,5.8704801214249189E-19,5.8704801214249189E-19,1.1028415973850168E+17,0,false,0,1.6926183108679545E-15,1.6926183108679545E-15,38224722755222.695,0,false,0,5.3507691679028737E-12,5.3507691679028737E-12,12091694414.973,0,false,0,1.6920617804376984E-8,1.6920617804376984E-8,3823729.5122051933,0,false,0,5.3507691679028778E-5,5.3507691679028778E-5]
[null,12,3,1254.4966398684628,null,223,15,10,2934.5285321375086,1,0.32859791781850106,0.32859791781850106,1.4563192552538191E+24,0,false,0,2.2901268358307532E-22,2.2901268358307532E-22,4.5956794111786857E+20,0,false,0,7.4288778028823811E-19,7.4288778028823811E-19,1.454419809454993E+17,0,false,0,2.1419465424076807E-15,2.1419465424076807E-15,50410497861110.016,0,false,0,6.7712026065309471E-12,6.7712026065309471E-12,15946442289.366589,0,false,0,2.141242273510676E-8,2.141242273510676E-8,5042707.8210828165,0,false,0,6.7712026065309638E-5,6.7712026065309638E-5]
[null,12,4,1341.5274136367339,null,224,11,13,2941.8945884701484,1,0.15639854790696062,0.15639854790696062,7.1364687189801066E+23,0,false,0,1.0586894365125646E-22,1.0586894365125646E-22,2.2520420740177419E+20,0,false,0,3.4342527811134955E-19,3.4342527811134955E-19,7.1271607767293472E+16,0,false,0,9.9018802912680314E-16,9.9018802912680314E-16,24702889822831.266,0,false,0,3.130219933613554E-12,3.130219933613554E-12,7814308996.2271204,0,false,0,9.8986245674799113E-9,9.8986245674799113E-9,2471101.4768421762,0,false,0,3.1302199336135563E-5,3.1302199336135563E-5]
[null,12,5,1450.5766074248804,null,225,9,14,2945.2389752600561,1,0.14629558422089203,0.14629558422089203,6.7642378884210189E+23,0,false,0,9.7730489890484977E-23,9.7730489890484977E-23,2.1345778876427269E+20,0,false,0,3.1702517766833011E-19,3.1702517766833011E-19,6.7554154388152264E+16,0,false,0,9.1406939403336356E-16,9.1406939403336356E-16,23414412628009.867,0,false,0,2.8895908188594018E-12,2.8895908188594018E-12,7406722717.5715256,0,false,0,9.1376884935067584E-9,9.1376884935067584E-9,2342211.37848381,0,false,0,2.8895908188594038E-5,2.8895908188594038E-5]
[null,12,6,1581.644221232903,null,226,16,9,2947.268318590397,1,7.0859292773302815E-2,7.0859292773302815E-2,3.3026492724516405E+23,0,false,0,4.6958875038141447E-23,4.6958875038141447E-23,1.0422108482734472E+20,0,false,0,1.5232856930067652E-19,1.5232856930067652E-19,3.2983416982278408E+16,0,false,0,4.3920449491967019E-16,4.3920449491967019E-16,11432122007883.787,0,false,0,1.3884298986553059E-12,1.3884298986553059E-12,3616343451.8339891,0,false,0,4.3906008512275455E-9,4.3906008512275455E-9,1143588.2109230761,0,false,0,1.3884298986553117E-5,1.3884298986553117E-5]
[null,12,7,1734.730255060801,null,227,14,11,2958.3427632957432,1,0.60558328007118745,0.60558328007118745,2.9483385297930462E+24,0,false,0,3.8419960779064783E-22,3.8419960779064783E-22,9.3040167049038319E+20,0,false,0,1.2462942635038454E-18,1.2462942635038454E-18,2.9444930754301178E+17,0,false,0,3.5934036867571471E-15,3.5934036867571471E-15,102056752057471.52,0,false,0,1.1359603952924889E-11,1.1359603952924889E-11,32283793574.277889,0,false,0,3.5922221808694737E-8,3.5922221808694737E-8,10209031.920542661,0,false,0,1.1359603952924856E-4,1.1359603952924856E-4]
[null,12,8,1909.8347089085744,null,228,19,4,2964.6949760196198,1,0.98047762798484572,0.98047762798484572,4.8940880628077925E+24,0,false,0,6.0672251396393955E-22,6.0672251396393955E-22,1.5444182081367373E+21,0,false,0,1.968130038029403E-18,1.968130038029403E-18,4.887704809289447E+17,0,false,0,5.6746515985633199E-15,5.6746515985633199E-15,169408881282187.59,0,false,0,1.7938923747441255E-11,1.7938923747441255E-11,53589412191.7939,0,false,0,5.6727857813997419E-8,5.6727857813997419E-8,16946460.099566508,0,false,0,1.7938923747441265E-4,1.7938923747441265E-4]
[null,12,9,2106.9575827762233,null,229,1,16,2991.6657381951045,1,0.45899003767752311,0.45899003767752311,2.5454580068307748E+24,0,false,0,2.5563899125579259E-22,2.5563899125579259E-22,8.0326541806063557E+20,0,false,0,8.2926010820816272E-19,8.2926010820816272E-19,2.542138020845769E+17,0,false,0,2.3909813415478561E-15,2.3909813415478561E-15,88111040862757.578,0,false,0,7.5584608539564495E-12,7.5584608539564495E-12,27872321992.239819,0,false,0,2.390195190372365E-8,2.390195190372365E-8,8814002.117307961,0,false,0,7.5584608539564524E-5,7.5584608539564524E-5]
[null,12,10,2326.0988766637483,null,230,17,8,2996.5621226544058,1,0.21321984547017964,0.21321984547017964,1.2051686507774034E+24,0,false,0,1.1651824526258791E-22,1.1651824526258791E-22,3.8031281502285719E+20,0,false,0,3.7797024702697595E-19,3.7797024702697595E-19,1.2035967752958856E+17,0,false,0,1.0897905245369481E-15,1.0897905245369481E-15,41716918507475.898,0,false,0,3.4450871178244701E-12,3.4450871178244701E-12,13196386897.477573,0,false,0,1.0894322030030134E-8,1.0894322030030134E-8,4173063.9480831954,0,false,0,3.4450871178244592E-5,3.4450871178244592E-5]
[null,12,11,2567.2585905711489,null,231,13,12,3018.7110120650996,1,0.4244543243225441,0.4244543243225441,2.6135839348505878E+24,0,false,0,2.1291780794249174E-22,2.1291780794249174E-22,8.2476378963257013E+20,0,false,0,6.9067806748292121E-19,6.9067806748292121E-19,2.610175093686815E+17,0,false,0,1.9914118091804818E-15,1.9914118091804818E-15,90469220181158.766,0,false,0,6.2953265013991457E-12,6.2953265013991457E-12,28618289042.842545,0,false,0,1.990757035884045E-8,1.990757035884045E-8,9049897.6112422626,0,false,0,6.2953265013991497E-5,6.2953265013991497E-5]
[null,12,12,2830.4367244984251,null,232,2,16,3020.0484522580728,1,0.14360072463142318,0.14360072463142318,8.8878921706617809E+23,0,false,0,7.1663992405379881E-23,7.1663992405379881E-23,2.8047354939606234E+20,0,false,0,2.3246880221511297E-19,2.3246880221511297E-19,8.8762998845727984E+16,0,false,0,6.7027047736485211E-16,6.7027047736485211E-16,30765442923491.602,0,false,0,2.1188844415846458E-12,2.1188844415846458E-12,9732087182.2758636,0,false,0,6.7005009341015138E-9,6.7005009341015138E-9,3077556.1883322038,0,false,0,2.1188844415846546E-5,2.1188844415846546E-5]
[null,12,13,3115.6332784455767,null,233,7,15,3028.7441724348241,1,0.33982837398783888,0.33982837398783888,2.1748027905847651E+24,0,false,0,1.6401588309922912E-22,1.6401588309922912E-22,6.8629844534482436E+20,0,false,0,5.3204649376287661E-19,5.3204649376287661E-19,2.1719662422050256E+17,0,false,0,1.5340340465330526E-15,1.5340340465330526E-15,75280808811390.531,0,false,0,4.8494465798926886E-12,4.8494465798926886E-12,23813711908.086216,0,false,0,1.5335296583774578E-8,1.5335296583774578E-8,7530556.9172626864,0,false,0,4.8494465798926733E-5,4.8494465798926733E-5]
[null,12,14,3422.8482524126034,null,234,20,1,3059.6813854798297,1,2.3445709040187207E-5,2.3445709040187207E-5,1.6886497525952043E+20,0,false,0,1.0054805517022588E-26,1.0054805517022588E-26,5.3288404123594448E+16,0,false,0,3.2616499815222093E-23,3.2616499815222093E-23,16864472831389.471,0,false,0,9.4042197029474862E-20,9.4042197029474862E-20,5845261911.7865543,0,false,0,2.9728975819074504E-16,2.9728975819074504E-16,1849042.0784843201,0,false,0,9.40112760923451E-13,9.40112760923451E-13,584.71844575022817,0,false,0,2.972897581907447E-9,2.972897581907447E-9]
[null,12,15,3752.0816463995052,null,235,3,16,3062.9667639122872,1,0.41406277036903771,0.41406277036903771,3.0196832345545796E+24,0,false,0,1.7537088456833539E-22,1.7537088456833539E-22,9.5291578541308628E+20,0,false,0,5.6888066252844223E-19,5.6888066252844223E-19,3.0157447268317933E+17,0,false,0,1.6402369247110481E-15,1.6402369247110481E-15,104526349347906.28,0,false,0,5.1851791443158509E-12,5.1851791443158509E-12,33065005669.790382,0,false,0,1.6396976172040984E-8,1.6396976172040984E-8,10456072.876291908,0,false,0,5.1851791443158543E-5,5.1851791443158543E-5]
[null,12,16,4103.3334604062857,null,236,19,5,3073.7441698077669,1,0.95897736836263237,0.95897736836263237,7.2851650524384781E+24,0,false,0,3.8990951528519226E-22,3.8990951528519226E-22,2.2989658976042853E+21,0,false,0,1.2648164712606773E-18,1.2648164712606773E-18,7.2756631687666035E+17,0,false,0,3.6468082249864743E-15,3.6468082249864743E-15,252176022509418,0,false,0,1.1528428403628664E-11,1.1528428403628664E-11,79771288924.538635,0,false,0,3.645609159764574E-8,3.645609159764574E-8,25225896.488890439,0,false,0,1.1528428403628691E-4,1.1528428403628691E-4]
[null,12,17,4476.6036944329389,null,237,18,7,3082.4099443295368,1,0.17557229980532063,0.17557229980532063,1.3781700822735103E+24,0,false,0,6.9086897676640248E-23,6.9086897676640248E-23,4.3490655289749157E+20,0,false,0,2.241090373642224E-19,2.241090373642224E-19,1.3763725647557006E+17,0,false,0,6.4616701262519533E-16,6.4616701262519533E-16,47705363871320.969,0,false,0,2.0426876551381615E-12,2.0426876551381615E-12,15090722451.565622,0,false,0,6.4595455385451064E-9,6.4595455385451064E-9,4772105.4484387608,0,false,0,2.0426876551381589E-5,2.0426876551381589E-5]
[null,12,18,4871.8923484794677,null,238,10,14,3089.9064700529925,1,0.93501203391385901,0.93501203391385901,7.5496966722049582E+24,0,false,0,3.5767732673624419E-22,3.5767732673624419E-22,2.3824436456448354E+21,0,false,0,1.1602593845948895E-18,1.1602593845948895E-18,7.5398497656460979E+17,0,false,0,3.3453418444503341E-15,3.3453418444503341E-15,261332785770172.06,0,false,0,1.0575421453523727E-11,1.0575421453523727E-11,82667864104.123489,0,false,0,3.3442419009343555E-8,3.3442419009343555E-8,26141873.987030465,0,false,0,1.0575421453523768E-4,1.0575421453523768E-4]
[null,12,19,5289.1994225458729,null,239,20,2,3102.6753192083497,1,4.3844223452813933E-5,4.3844223452813933E-5,3.7140535386851253E+20,0,false,0,1.5986858032292256E-26,1.5986858032292256E-26,1.1720369224106424E+17,0,false,0,5.1859317534631817E-23,5.1859317534631817E-23,37092093787488.625,0,false,0,1.4952444882298103E-19,1.4952444882298103E-19,12856198068.692232,0,false,0,4.726823557754191E-16,4.726823557754191E-16,4066823.9605152728,0,false,0,1.4947528540243729E-12,1.4947528540243729E-12,1286.0426558174913,0,false,0,4.7268235577541936E-9,4.7268235577541936E-9]
[null,12,20,5728.5249166321546,null,240,12,13,3115.6332784455767,1,0.95106877438328719,0.95106877438328719,8.4565291230006275E+24,0,false,0,3.3038339419564306E-22,3.3038339419564306E-22,2.6686110645315536E+21,0,false,0,1.071721367210054E-18,1.071721367210054E-18,8.4454994544321562E+17,0,false,0,3.090062776411982E-15,3.090062776411982E-15,292722795313958.88,0,false,0,9.7684235865502744E-12,9.7684235865502744E-12,92597521554.280197,0,false,0,3.0890467682809982E-8,3.0890467682809982E-8,29281907.379805859,0,false,0,9.7684235865503325E-5,9.7684235865503325E-5]
[null,13,1,1334.7646399582216,null,241,4,16,3120.4206731577469,1,0.2731453966002374,0.2731453966002374,2.4724468994744527E+24,0,false,0,9.3206738513878693E-23,9.3206738513878693E-23,7.8022543959064524E+20,0,false,0,3.0235070826268746E-19,3.0235070826268746E-19,2.4692221403023085E+17,0,false,0,8.7175892690885642E-16,8.7175892690885642E-16,85583761038676.906,0,false,0,2.7558373662849093E-12,2.7558373662849093E-12,27072863078.447594,0,false,0,8.7147229384601116E-9,8.7147229384601116E-9,8561191.0109771397,0,false,0,2.7558373662849207E-5,2.7558373662849207E-5]
[null,13,2,1377.7585736867416,null,242,8,15,3144.3404720452686,1,0.71186188815629758,0.71186188815629758,7.0418699678301691E+24,0,false,0,2.2227468135147825E-22,2.2227468135147825E-22,2.2221897232083253E+21,0,false,0,7.2103056503233562E-19,7.2103056503233562E-19,7.0326854086903923E+17,0,false,0,2.0789262748972031E-15,2.0789262748972031E-15,243754362012912.81,0,false,0,6.5719805479114965E-12,6.5719805479114965E-12,77107250107.501907,0,false,0,2.0782427269721711E-8,2.0782427269721711E-8,24383453.445196949,0,false,0,6.5719805479114992E-5,6.5719805479114992E-5]
[null,13,3,1442.7709274351371,null,243,16,10,3166.4096124779217,1,0.27318172514252936,0.27318172514252936,2.931301526743811E+24,0,false,0,7.8637428911558335E-23,7.8637428911558335E-23,9.2502533533179118E+20,0,false,0,2.5508973606909615E-19,2.5508973606909615E-19,2.9274782933765952E+17,0,false,0,7.3549275230357309E-16,7.3549275230357309E-16,101467016116898.19,0,false,0,2.3250675695596829E-12,2.3250675695596829E-12,32097241357.153946,0,false,0,7.3525092336005633E-9,7.3525092336005633E-9,10150038.929676065,0,false,0,2.3250675695596761E-5,2.3250675695596761E-5]
[null,13,4,1529.8017012034079,null,244,20,3,3167.6876729567452,1,5.8544386754541215E-5,5.8544386754541215E-5,6.3114886781203736E+20,0,false,0,1.6773559289151504E-26,1.6773559289151504E-26,1.9917046669049123E+17,0,false,0,5.4411275536757657E-23,5.4411275536757657E-23,63032567395459.539,0,false,0,1.5688243446234819E-19,1.5688243446234819E-19,21847221023.892818,0,false,0,4.9594269890429314E-16,4.9594269890429314E-16,6910970.2149818894,0,false,0,1.5683085174686566E-12,1.5683085174686566E-12,2185.4406720926322,0,false,0,4.9594269890429344E-9,4.9594269890429344E-9]
[null,13,5,1638.8508949915547,null,245,15,11,3175.6882460449092,1,0.52925515114657273,0.52925515114657273,5.8755540390805493E+24,0,false,0,1.4725426270084067E-22,1.4725426270084067E-22,1.8541375889426043E+21,0,false,0,4.7767394645688463E-19,4.7767394645688463E-19,5.8678906806547738E+17,0,false,0,1.3772632760422789E-15,1.3772632760422789E-15,203382330660926.41,0,false,0,4.3538568773682843E-12,4.3538568773682843E-12,64336293751.689972,0,false,0,1.3768104338872213E-8,1.3768104338872213E-8,20344922.446899928,0,false,0,4.3538568773682797E-5,4.3538568773682797E-5]
[null,13,6,1769.9185087995772,null,246,5,16,3192.4101799944538,1,0.32860584611856092,0.32860584611856092,3.8777302970095604E+24,0,false,0,8.601208680095697E-23,8.601208680095697E-23,1.2236880906284997E+21,0,false,0,2.7901218064345553E-19,2.7901218064345553E-19,3.8726726570071616E+17,0,false,0,8.0446763491922613E-16,8.0446763491922613E-16,134227652445132.14,0,false,0,2.5431135831764805E-12,2.5431135831764805E-12,42460471611.504066,0,false,0,8.0420312713497609E-9,8.0420312713497609E-9,13427180.08172727,0,false,0,2.5431135831764864E-5,2.5431135831764864E-5]
[null,13,7,1923.0045426274751,null,247,17,9,3193.6849965220549,1,0.10740264063449158,0.10740264063449158,1.2733073537671497E+24,0,false,0,2.7982285566219752E-23,2.7982285566219752E-23,4.0181521796814137E+20,0,false,0,9.0770946335556163E-20,9.0770946335556163E-20,1.2716466064447462E+17,0,false,0,2.6171720657335275E-16,2.6171720657335275E-16,44075540031521.313,0,false,0,8.2735035456650349E-13,8.2735035456650349E-13,13942493831.776701,0,false,0,2.6163115433780475E-9,2.6163115433780475E-9,4409003.6771262791,0,false,0,8.2735035456650548E-6,8.2735035456650548E-6]
[null,13,8,2098.1089964752487,null,248,19,6,3204.811783615789,1,0.81284062707898119,0.81284062707898119,1.003425933032626E+25,0,false,0,2.0338175787974719E-22,2.0338175787974719E-22,3.1664924325106758E+21,0,false,0,6.5974434384372366E-19,6.5974434384372366E-19,1.0021171862272568E+18,0,false,0,1.9022215113308163E-15,1.9022215113308163E-15,347335933851316.31,0,false,0,6.0133747508208937E-12,6.0133747508208937E-12,109873392630.31244,0,false,0,1.9015960636741547E-8,1.9015960636741547E-8,34745017.496174417,0,false,0,6.0133747508208986E-5,6.0133747508208986E-5]
[null,13,9,2295.2318703428973,null,249,14,12,3221.5208972230198,1,0.75647238401982164,0.75647238401982164,9.9204443485313926E+24,0,false,0,1.7817285720288326E-22,1.7817285720288326E-22,3.1305760517698895E+21,0,false,0,5.7796990247071159E-19,5.7796990247071159E-19,9.907505326903872E+17,0,false,0,1.6664436635806606E-15,1.6664436635806606E-15,343396227721882.44,0,false,0,5.2680248806726176E-12,5.2680248806726176E-12,108627138395.66527,0,false,0,1.665895739336225E-8,1.665895739336225E-8,34350917.303662911,0,false,0,5.2680248806726223E-5,5.2680248806726223E-5]
[null,13,10,2514.3731642304224,null,250,11,14,3249.1095624371751,1,0.14623452446844909,0.14623452446844909,2.1176125608485245E+24,0,false,0,3.1191757320056523E-23,3.1191757320056523E-23,6.682510316083624E+20,0,false,0,1.0118206116902963E-19,1.0118206116902963E-19,2.1148506044521123E+17,0,false,0,2.9173526853624684E-16,2.9173526853624684E-16,73301168740441.469,0,false,0,9.2224458996496908E-13,9.2224458996496908E-13,23187488849.704952,0,false,0,2.9163934640573852E-9,2.9163934640573852E-9,7332527.7984824944,0,false,0,9.2224458996496952E-6,9.2224458996496952E-6]
[null,13,11,2755.532878137823,null,251,20,4,3254.7184467250167,1,6.5635646419083535E-5,6.5635646419083535E-5,9.6971829935864349E+20,0,false,0,1.3722096073722422E-26,1.3722096073722422E-26,3.0601218839402579E+17,0,false,0,4.4512720141161232E-23,4.4512720141161232E-23,96845351669296.328,0,false,0,1.2834222008945582E-19,1.2834222008945582E-19,33566803487.178326,0,false,0,4.0572029132942174E-16,4.0572029132942174E-16,10618246.543042772,0,false,0,1.2830002135480352E-12,1.2830002135480352E-12,3357.7843833224442,0,false,0,4.0572029132942273E-9,4.0572029132942273E-9]
[null,13,12,3018.7110120650996,null,252,18,8,3257.5143981773099,1,7.3964115844729603E-2,7.3964115844729603E-2,1.1037296901635939E+24,0,false,0,1.5309673481816098E-23,1.5309673481816098E-23,3.4830191211798063E+20,0,false,0,4.9662617685183032E-20,4.9662617685183032E-20,1.1022901193308541E+17,0,false,0,1.4319076859282743E-16,1.4319076859282743E-16,38205608409358.125,0,false,0,4.5266008573541026E-13,4.5266008573541026E-13,12085647940.00927,0,false,0,1.4314368767709941E-9,1.4314368767709941E-9,3821817.4489351232,0,false,0,4.5266008573541047E-6,4.5266008573541047E-6]
[null,13,13,3303.9075660122508,null,253,9,15,3274.4723692469588,1,0.11711355539616043,0.11711355539616043,1.8563804113652908E+24,0,false,0,2.2820957786226493E-23,2.2820957786226493E-23,5.858144912284344E+20,0,false,0,7.4028260830851931E-20,7.4028260830851931E-20,1.8539591744279437E+17,0,false,0,2.1344351264678856E-16,2.1344351264678856E-16,64258616659042.789,0,false,0,6.7474572337202412E-13,6.7474572337202412E-13,20327042295.260891,0,false,0,2.1337333273134944E-9,2.1337333273134944E-9,6427975.174760161,0,false,0,6.7474572337202105E-6,6.7474572337202105E-6]
[null,13,14,3611.1225399792775,null,254,6,16,3278.9352844224059,1,0.37595381017609097,0.37595381017609097,6.0544082053112726E+24,0,false,0,7.2108057360461871E-23,7.2108057360461871E-23,1.9105782633610168E+21,0,false,0,2.3390929198897194E-19,2.3390929198897194E-19,6.0465115712535923E+17,0,false,0,6.7442379926939818E-16,6.7442379926939818E-16,209573368465103,0,false,0,2.1320140802329326E-12,2.1320140802329326E-12,66294715732.120331,0,false,0,6.7420204970850982E-9,6.7420204970850982E-9,20964229.854689538,0,false,0,2.1320140802329454E-5,2.1320140802329454E-5]
[null,13,15,3940.3559339661797,null,255,13,13,3303.9075660122508,1,0.45395220695111221,0.45395220695111221,7.9846885246801703E+24,0,false,0,7.9716605548494757E-23,7.9716605548494757E-23,2.5197132102158548E+21,0,false,0,2.5859044670140212E-19,2.5859044670140212E-19,7.9742742676288691E+17,0,false,0,7.4558624856747478E-16,7.4558624856747478E-16,276390030786808.53,0,false,0,2.3569755125722565E-12,2.3569755125722565E-12,87430949153.515213,0,false,0,7.4534110089711502E-9,7.4534110089711502E-9,27648093.731547903,0,false,0,2.3569755125722623E-5,2.3569755125722623E-5]
[null,13,16,4291.6077479729593,null,256,19,7,3357.897817443687,1,0.56106052104775661,0.56106052104775661,1.1915302512645773E+25,0,false,0,8.1602011014034225E-23,8.1602011014034225E-23,3.7600897081998427E+21,0,false,0,2.6470646027464281E-19,2.6470646027464281E-19,1.1899761640534292E+18,0,false,0,7.6322037107443894E-16,7.6322037107443894E-16,412448252442777,0,false,0,2.4127211691136136E-12,2.4127211691136136E-12,130470487973.55536,0,false,0,7.6296942533033297E-9,7.6296942533033297E-9,41258390.943004049,0,false,0,2.4127211691136105E-5,2.4127211691136105E-5]
[null,13,17,{"$f":"3.141625/2*SQRT($H$2/$I$2)*((1+($D$8-1)/B266)*(B266/$C$2)^2+(1+($D$8-1)/C266)*(C266/$D$2)^2)","v":4664.8779819996134},null,257,20,5,3363.7676405131633,1,{"$f":"ABS(SIN(G266*3.1416*$J$2/$C$2)*SIN(H266*3.1416*$K$2/$D$2))*(1/F266^$N$2)+(1-1/F266^$N$2)","v":6.419636478918804E-5},{"$f":"$J266*$K266","v":6.419636478918804E-5},{"$f":"10^(LOG10($I266/22.27)/LOG10(2)*70/20)*$L266","v":1.3913129523543275E+21},{"$f":"IF($I266<22.27,M266,0)","v":0},{"$f":"AND($I266>22.27,$I266<44.45)","v":false},{"$f":"IF($O266=TRUE,$L266,0)","v":0},{"$f":"10^(LOG10(44.45/$I266)/LOG10(2)*70/20)*$L266","v":9.1491881225039553E-27},{"$f":"IF($I266>44.45,Q266,0)","v":9.1491881225039553E-27},{"$f":"10^(LOG10($I266/44.548)/LOG10(2)*70/20)*$L266","v":4.3905402380514202E+17},{"$f":"IF($I266<44.528,S266,0)","v":0},{"$f":"AND($I266>44.548,$I266<89.095)","v":false},{"$f":"IF($U266=TRUE,$L266,0)","v":0},{"$f":"10^(LOG10(89.095/$I266)/LOG10(2)*70/20)*$L266","v":2.9678793110604932E-23},{"$f":"IF($I266>89.095,W266,0)","v":2.9678793110604932E-23},{"$f":"10^(LOG10($I266/89.09)/LOG10(2)*70/20)*$L266","v":138949829287450},{"$f":"IF($I266<89.09,Y266,0)","v":0},{"$f":"AND($I266>89.09,$I266<176.78)","v":false},{"$f":"IF($AA266=TRUE,$L266,0)","v":0},{"$f":"10^(LOG10(176.78/$I266)/LOG10(2)*70/20)*$L266","v":8.5571993473129389E-20},{"$f":"IF($I266>176.78,AC266,0)","v":8.5571993473129389E-20},{"$f":"10^(LOG10($I266/176.78)/LOG10(2)*70/20)*$L266","v":48160304380.902367},{"$f":"IF($I266<176.78,AE266,0)","v":0},{"$f":"AND($I266>176.78,$I266<353.55)","v":false},{"$f":"IF($AG266=TRUE,$L266,0)","v":0},{"$f":"10^(LOG10(353.55/$I266)/LOG10(2)*70/20)*$L266","v":2.7051342962088918E-16},{"$f":"IF($I266>353.55,AI266,0)","v":2.7051342962088918E-16},{"$f":"10^(LOG10($I266/353.55)/LOG10(2)*70/20)*$L266","v":15234634.590682307},{"$f":"IF($I266<353.55,AK266,0)","v":0},{"$f":"AND($I266>353.55,$I266<707.1)","v":false},{"$f":"IF($AM266=TRUE,$L266,0)","v":0},{"$f":"10^(LOG10(707.1/$I266)/LOG10(2)*70/20)*$L266","v":8.5543857526567061E-13},{"$f":"IF($I266>707.1,AO266,0)","v":8.5543857526567061E-13},{"$f":"10^(LOG10($I266/707.1)/LOG10(2)*70/20)*$L266","v":4817.6144626943005},{"$f":"IF($I266<707.1,AQ266,0)","v":0},{"$f":"AND($I266>707.1,$I266<1414.2)","v":false},{"$f":"IF($AS266=TRUE,$L266,0)","v":0},{"$f":"10^(LOG10(1414.2/$I266)/LOG10(2)*70/20)*$L266","v":2.7051342962089029E-9},{"$f":"IF($I266>1414.2,AU266,0)","v":2.7051342962089029E-9}]
[null,13,18,5060.1666360461422,null,258,1,17,3364.9359722217582,{"$f":"IF(ABS(I267-I266)>0.0001,1,$M$2)","v":1},0.11903860693950849,0.11903860693950849,2.5903338102531687E+24,0,false,0,1.6896877315531813E-23,1.6896877315531813E-23,8.1742679133812176E+20,0,false,0,5.4811303401825877E-20,5.4811303401825877E-20,2.5869552937254966E+17,0,false,0,1.5803582306986958E-16,1.5803582306986958E-16,89664417009009.313,0,false,0,4.9958883469290991E-13,4.9958883469290991E-13,28363704226.514614,0,false,0,1.57983861121894E-9,1.57983861121894E-9,8969390.8235130738,0,false,0,4.9958883469291009E-6,4.9958883469291009E-6]
[null,13,19,5477.4737101125465,null,259,7,16,3379.9959864416037,1,0.21098403488621856,0.21098403488621856,4.8357759519779071E+24,0,false,0,2.8432793389760599E-23,2.8432793389760599E-23,1.5260167644837076E+21,0,false,0,9.2232335948549371E-20,9.2232335948549371E-20,4.829468753688169E+17,0,false,0,2.6593078837093056E-16,2.6593078837093056E-16,167390407291911.16,0,false,0,8.406704890729975E-13,8.406704890729975E-13,52950904730.764015,0,false,0,2.6584335071583621E-9,2.6584335071583621E-9,16744546.311579946,0,false,0,8.4067048907299807E-6,8.4067048907299807E-6]
[null,13,20,5916.7992041988291,null,260,2,17,3393.3186862847265,1,3.7242704225398653E-2,3.7242704225398653E-2,8.9355577862092602E+23,0,false,0,4.7945434797825242E-24,4.7945434797825242E-24,2.8197772430278315E+20,0,false,0,1.5552884265901582E-20,1.5552884265901582E-20,8.9239033308857104E+16,0,false,0,4.4843174920563316E-17,4.4843174920563316E-17,30930437474098.074,0,false,0,1.4175994446898385E-13,1.4175994446898385E-13,9784280201.40765,0,false,0,4.4828430550097705E-10,4.4828430550097705E-10,3094061.0701739225,0,false,0,1.4175994446898345E-6,1.4175994446898345E-6]
[null,14,1,1537.574525116142,null,261,16,11,3407.5693263853218,1,0.43999924342384383,0.43999924342384383,1.1083927360766519E+25,0,false,0,5.395065252166392E-23,5.395065252166392E-23,3.4977342078744181E+21,0,false,0,1.7500899893338133E-19,1.7500899893338133E-19,1.1069470833336948E+18,0,false,0,5.045983122917181E-16,5.045983122917181E-16,383670197655420.31,0,false,0,1.595155313073406E-12,1.595155313073406E-12,121367074808.87532,0,false,0,5.0443240110309211E-9,5.0443240110309211E-9,38379638.934809148,0,false,0,1.5951553130734039E-5,1.5951553130734039E-5]
[null,14,2,1580.568458844662,null,262,17,10,3412.82629040958,1,0.41406620790389737,0.41406620790389737,1.0619289133142957E+25,0,false,0,4.9868998405600951E-23,4.9868998405600951E-23,3.3511091921964971E+21,0,false,0,1.617686363528262E-19,1.617686363528262E-19,1.0605438623333665E+18,0,false,0,4.6642276330282107E-16,4.6642276330282107E-16,367586743223763.5,0,false,0,1.4744733204552197E-12,1.4744733204552197E-12,116279367113.25568,0,false,0,4.6626940417898257E-9,4.6626940417898257E-9,36770764.496076673,0,false,0,1.4744733204552233E-5,1.4744733204552233E-5]
[null,14,3,1645.5808125930573,null,263,10,15,3419.1398640398952,1,0.74850231613627627,0.74850231613627627,1.9613332747923719E+25,0,false,0,8.8231043165525993E-23,8.8231043165525993E-23,6.1893426986598017E+21,0,false,0,2.8621019056342895E-19,2.8621019056342895E-19,1.9587751500985851E+18,0,false,0,8.2522144574960626E-16,8.2522144574960626E-16,678915605195464.5,0,false,0,2.6087213167066365E-12,2.6087213167066365E-12,214762578767.38684,0,false,0,8.2495011414264517E-9,8.2495011414264517E-9,67913890.507625788,0,false,0,2.6087213167066419E-5,2.6087213167066419E-5]
[null,14,4,1732.6115863613284,null,264,12,14,3422.8482524126034,1,0.88926074966800162,0.88926074966800162,2.3597228751765784E+25,0,false,0,1.0351034550303901E-22,1.0351034550303901E-22,7.446533302648876E+21,0,false,0,3.3577428815084486E-19,3.3577428815084486E-19,2.3566451395183749E+18,0,false,0,9.6812815423488475E-16,9.6812815423488475E-16,816818184081276.25,0,false,0,3.0604834208619428E-12,3.0604834208619428E-12,258385546384.49329,0,false,0,9.6780983511073746E-9,9.6780983511073746E-9,81708684.104208767,0,false,0,3.0604834208619392E-5,3.0604834208619392E-5]
[null,14,5,1841.6607801494752,null,265,3,17,3436.2369979389409,1,0.10738676512380775,0.10738676512380775,2.9819157636113064E+24,0,false,0,1.1945179011392555E-23,1.1945179011392555E-23,9.4099757530907712E+20,0,false,0,3.8748629036959314E-20,3.8748629036959314E-20,2.9780265151864083E+17,0,false,0,1.1172278531294471E-16,1.1172278531294471E-16,103219028163807.45,0,false,0,3.5318230410622718E-13,3.5318230410622718E-13,32651458438.55014,0,false,0,1.1168605102419195E-9,1.1168605102419195E-9,10325297.759214319,0,false,0,3.5318230410622737E-6,3.5318230410622737E-6]
[null,14,6,1972.7283939574975,null,266,15,12,3438.8663799721858,1,0.66112608970240239,0.66112608970240239,1.8522142283217784E+25,0,false,0,7.2889318372338034E-23,7.2889318372338034E-23,5.8449977664458205E+21,0,false,0,2.3644360253394552E-19,2.3644360253394552E-19,1.8497984252471432E+18,0,false,0,6.8173090251329711E-16,6.8173090251329711E-16,641144042134225.63,0,false,0,2.1551135720044269E-12,2.1551135720044269E-12,202814233162.97092,0,false,0,6.8150675038752677E-9,6.8150675038752677E-9,64135491.869544022,0,false,0,2.1551135720044362E-5,2.1551135720044362E-5]
[null,14,7,2125.8144277853953,null,267,18,9,3454.6372720449594,1,3.7257044889052862E-2,3.7257044889052862E-2,1.1008279644966991E+24,0,false,0,3.8947884182697239E-24,3.8947884182697239E-24,3.473862199813796E+20,0,false,0,1.2634194217855025E-20,1.2634194217855025E-20,1.0993921783221782E+17,0,false,0,3.6427801532207189E-17,3.6427801532207189E-17,38105165161769.359,0,false,0,1.1515694710467019E-13,1.1515694710467019E-13,12053874549.168262,0,false,0,3.641582412422911E-10,3.641582412422911E-10,3811769.8205306912,0,false,0,1.1515694710467027E-6,1.1515694710467027E-6]
[null,14,8,2300.9188816331693,null,268,4,17,3493.6909071844011,1,7.0839985259279356E-2,7.0839985259279356E-2,2.3853471328107707E+24,0,false,0,6.4981816573681659E-24,6.4981816573681659E-24,7.5273952927731456E+20,0,false,0,2.1079268064211007E-20,2.1079268064211007E-20,2.3822359759859104E+17,0,false,0,6.0777235195743055E-17,6.0777235195743055E-17,82568802206494.703,0,false,0,1.9213129983746886E-13,1.9213129983746886E-13,26119135798.175987,0,false,0,6.0757251729514158E-10,6.0757251729514158E-10,8259595.9637475936,0,false,0,1.9213129983746965E-6,1.9213129983746965E-6]
[null,14,9,2498.041755500818,null,269,20,6,3494.8352543211859,1,5.4413602586398581E-5,5.4413602586398581E-5,1.8392224625294597E+21,0,false,0,4.9724132114231532E-27,4.9724132114231532E-27,5.8039998943437939E+17,0,false,0,1.6129870867916739E-23,1.6129870867916739E-23,183682360433477.75,0,false,0,4.6506783462788431E-20,4.6506783462788431E-20,63664694179.497185,0,false,0,1.4701900685655185E-16,1.4701900685655185E-16,20139165.742831118,0,false,0,4.6491492100261667E-13,4.6491492100261667E-13,6368.5633922983043,0,false,0,1.4701900685655269E-9,1.4701900685655269E-9]
[null,14,10,2717.1830493883431,null,270,8,16,3495.5922860520482,1,0.44196278163139041,0.44196278163139041,1.4976355541476987E+25,0,false,0,4.0285779196259475E-23,4.0285779196259475E-23,4.7260604821476433E+21,0,false,0,1.30681902050352E-19,1.30681902050352E-19,1.4956822203912192E+18,0,false,0,3.7679129429670395E-16,3.7679129429670395E-16,518406617413890.69,0,false,0,1.1911269228932991E-12,1.1911269228932991E-12,163988485687.89658,0,false,0,3.7666740586906046E-9,3.7666740586906046E-9,51857712.48156745,0,false,0,1.1911269228933042E-5,1.1911269228933042E-5]
[null,14,11,2958.3427632957432,null,271,14,13,3506.717451170171,1,0.80904419756226786,0.80904419756226786,2.8447075851896887E+25,0,false,0,7.1071155669563057E-23,7.1071155669563057E-23,8.9769904730139284E+21,0,false,0,2.3054571586088588E-19,2.3054571586088588E-19,2.840997294433026E+18,0,false,0,6.6472569889832542E-16,6.6472569889832542E-16,984695664232612.25,0,false,0,2.1013560777053996E-12,2.1013560777053996E-12,311490527737.64813,0,false,0,6.6450713805868731E-9,6.6450713805868731E-9,98501953.721882492,0,false,0,2.1013560777054123E-5,2.1013560777054123E-5]
[null,14,12,3221.5208972230198,null,272,19,8,3533.0022712914601,1,0.23636043624589484,0.23636043624589484,9.0645732355787061E+24,0,false,0,1.903657073457621E-23,1.903657073457621E-23,2.8604904068654679E+21,0,false,0,6.1752194490045668E-20,6.1752194490045668E-20,9.0527505081867213E+17,0,false,0,1.7804829071588665E-16,1.7804829071588665E-16,313770245126902.31,0,false,0,5.6285300604590903E-13,5.6285300604590903E-13,99255498722.15303,0,false,0,1.7798974869775933E-9,1.7798974869775933E-9,31387344.625793722,0,false,0,5.6285300604590645E-6,5.6285300604590645E-6]
[null,14,13,3506.717451170171,null,273,5,17,3565.680414021107,1,8.5223597340068236E-2,8.5223597340068236E-2,3.6376589675286117E+24,0,false,0,6.1671463715590031E-24,6.1671463715590031E-24,1.1479292306031464E+21,0,false,0,2.0005432044195951E-20,2.0005432044195951E-20,3.632914447384071E+17,0,false,0,5.7681075302936663E-17,5.7681075302936663E-17,125917582247505.52,0,false,0,1.8234360181544437E-13,1.8234360181544437E-13,39831732351.833519,0,false,0,5.766210984956193E-10,5.766210984956193E-10,12595899.738200897,0,false,0,1.8234360181544416E-6,1.8234360181544416E-6]
[null,14,14,3813.9324251371977,null,274,11,15,3578.3429564240773,1,0.11706467541978735,0.11706467541978735,5.2070039137588863E+24,0,false,0,8.1292473812345536E-24,8.1292473812345536E-24,1.6431644774358254E+21,0,false,0,2.6370236128291471E-20,2.6370236128291471E-20,5.2002125308442374E+17,0,false,0,7.6032528190936385E-17,7.6032528190936385E-17,180240464932662.78,0,false,0,2.4035691034982678E-13,2.4035691034982678E-13,57015786278.807274,0,false,0,7.6007528806635823E-10,7.6007528806635823E-10,18029974.72264054,0,false,0,2.4035691034982824E-6,2.4035691034982824E-6]
[null,14,15,4143.1658191241004,null,275,13,14,3611.1225399792775,1,0.42445077657875391,0.42445077657875391,2.0991059750541412E+25,0,false,0,2.6509822106801771E-23,2.6509822106801771E-23,6.624109429739807E+21,0,false,0,8.5994463680497476E-20,8.5994463680497476E-20,2.0963681563984973E+18,0,false,0,2.4794531426425997E-16,2.4794531426425997E-16,726605631862413.25,0,false,0,7.8381412653563155E-13,7.8381412653563155E-13,229848449573.86389,0,false,0,2.4786379020680245E-9,2.4786379020680245E-9,72684461.731176645,0,false,0,7.8381412653563616E-6,7.8381412653563616E-6]
[null,14,16,4494.4176331308799,null,276,9,16,3625.7241832537384,1,7.271049844188951E-2,7.271049844188951E-2,3.7686036431546788E+24,0,false,0,4.3331157779704922E-24,4.3331157779704922E-24,1.1892511967590786E+21,0,false,0,1.4056071967999655E-20,1.4056071967999655E-20,3.763688334693593E+17,0,false,0,4.0527459934808495E-17,4.0527459934808495E-17,130450232809365.88,0,false,0,1.2811694265636955E-13,1.2811694265636955E-13,41265553751.529022,0,false,0,4.0514134565131157E-10,4.0514134565131157E-10,13049313.876293788,0,false,0,1.2811694265637031E-6,1.2811694265637031E-6]
[null,14,17,4867.6878671575341,null,277,20,7,3647.9212881490835,1,3.7558806981536257E-5,3.7558806981536257E-5,2.0898451207674491E+21,0,false,0,2.0849516562052064E-27,2.0849516562052064E-27,6.5948851252325325E+17,0,false,0,6.7633158288576532E-24,6.7633158288576532E-24,208711938084433.94,0,false,0,1.9500470110320037E-20,1.9500470110320037E-20,72339998671.608688,0,false,0,6.1645625334400664E-17,6.1645625334400664E-17,22883440.215328485,0,false,0,1.9494058384208479E-13,1.9494058384208479E-13,7236.3791780732072,0,false,0,6.1645625334400688E-10,6.1645625334400688E-10]
[null,14,18,5262.976521204062,null,278,6,17,3652.2055184490596,1,9.7503244435132641E-2,9.7503244435132641E-2,5.4998153443144714E+24,0,false,0,5.3392043016357337E-24,5.3392043016357337E-24,1.7355664324266201E+21,0,false,0,1.7319694132612403E-20,1.7319694132612403E-20,5.4926420537654061E+17,0,false,0,4.9937365975401941E-17,4.9937365975401941E-17,190376133976712.09,0,false,0,1.5786389434156782E-13,1.5786389434156782E-13,60222020462.812851,0,false,0,4.9920946642352249E-10,4.9920946642352249E-10,19043874.995975498,0,false,0,1.5786389434156794E-6,1.5786389434156794E-6]
[null,14,19,5680.2835952704672,null,279,17,11,3653.9860043169801,1,0.66691437031536416,0.66691437031536416,3.7832075225291303E+25,0,false,0,3.6313365391739239E-23,3.6313365391739239E-23,1.1938597156344903E+22,0,false,0,1.1779590103305058E-19,1.1779590103305058E-19,3.7782731665431383E+18,0,false,0,3.396374656070469E-16,3.396374656070469E-16,1309557461625076.8,0,false,0,1.073674831216334E-12,1.073674831216334E-12,414254636880.39209,0,false,0,3.3952579330404746E-9,3.3952579330404746E-9,130998818.38280253,0,false,0,1.0736748312163403E-5,1.0736748312163403E-5]
[null,14,20,6119.6090893567489,null,280,16,12,3670.7474603125984,1,0.54963088908370472,0.54963088908370472,3.2882957024593748E+25,0,false,0,2.8376440174125811E-23,2.8376440174125811E-23,1.0376813190611881E+22,0,false,0,9.2049533342948706E-20,9.2049533342948706E-20,3.284006849287402E+18,0,false,0,2.654037189811784E-16,2.654037189811784E-16,1138243711861352.3,0,false,0,8.3900429733801911E-13,8.3900429733801911E-13,360062654259.8454,0,false,0,2.653164546257292E-9,2.653164546257292E-9,113861808.78268377,0,false,0,8.3900429733802264E-6,8.3900429733802264E-6]
[null,15,1,1754.920007865308,null,281,18,10,3673.7785659324841,1,0.14363597769830966,0.14363597769830966,8.67622481745303E+24,0,false,0,7.3448374053574531E-24,7.3448374053574531E-24,2.7379400235546087E+21,0,false,0,2.382571074787117E-20,2.382571074787117E-20,8.6649086045281242E+17,0,false,0,6.8695972811676907E-17,6.8695972811676907E-17,300327562809364.75,0,false,0,2.1716431337158636E-13,2.1716431337158636E-13,95003151157.9319,0,false,0,6.8673385676077416E-10,6.8673385676077416E-10,30042634.255232714,0,false,0,2.1716431337158608E-6,2.1716431337158608E-6]
[null,15,2,1797.913941593828,null,282,15,13,3724.062933919337,1,0.70707171607304142,0.70707171607304142,5.0023694509866485E+25,0,false,0,3.0870074678354719E-23,3.0870074678354719E-23,1.5785883630991202E+22,0,false,0,1.0013856392725093E-19,1.0013856392725093E-19,4.9958449683887739E+18,0,false,0,2.8872658355266475E-16,2.8872658355266475E-16,1731570420426087.8,0,false,0,9.127334209419697E-13,9.127334209419697E-13,547750745397.83057,0,false,0,2.8863165067338476E-9,2.8863165067338476E-9,173213994.55121398,0,false,0,9.1273342094197342E-6,9.1273342094197342E-6]
[null,15,3,1862.9262953422233,null,283,19,9,3730.1251451591097,1,0.11905896910463658,0.11905896910463658,8.5839552686764145E+24,0,false,0,5.100623917509132E-24,5.100623917509132E-24,2.7088226947778352E+21,0,false,0,1.6545769958583581E-20,1.6545769958583581E-20,8.5727594009341069E+17,0,false,0,4.7705933109453716E-17,4.7705933109453716E-17,297133651945061.56,0,false,0,1.5080980417682288E-13,1.5080980417682288E-13,93992815663.620422,0,false,0,4.7690247468273595E-10,4.7690247468273595E-10,29723138.118939079,0,false,0,1.5080980417682324E-6,1.5080980417682324E-6]
[null,15,4,1949.9570691104946,null,284,12,15,3752.0816463995052,1,0.71187718086300311,0.71187718086300311,5.4949729452377988E+25,0,false,0,2.8485975640083017E-23,2.8485975640083017E-23,1.734038325615075E+22,0,false,0,9.240485234927841E-20,9.240485234927841E-20,5.4878059705255004E+18,0,false,0,2.6642819984794065E-16,2.6642819984794065E-16,1902085143099277.8,0,false,0,8.422429250899441E-13,8.422429250899441E-13,601689970360.20032,0,false,0,2.6634059864468057E-9,2.6634059864468057E-9,190271075.16174316,0,false,0,8.422429250899477E-6,8.422429250899477E-6]
[null,15,5,2059.0062628986411,null,285,7,17,3753.2662204682579,1,5.4718498306443777E-2,5.4718498306443777E-2,4.2392454954534281E+24,0,false,0,2.1815556001476151E-24,2.1815556001476151E-24,1.3377707650368135E+21,0,false,0,7.0766866359222854E-21,7.0766866359222854E-21,4.2337163389738426E+17,0,false,0,2.0404002964801988E-17,2.0404002964801988E-17,146741502737345.19,0,false,0,6.4501907645011962E-14,6.4501907645011962E-14,46419000092.066742,0,false,0,2.0397294158406575E-10,2.0397294158406575E-10,14678976.699849628,0,false,0,6.4501907645012011E-7,6.4501907645012011E-7]
[null,15,6,2190.0738767066637,null,286,1,18,3760.224626268287,1,0.23638404724995346,0.23638404724995346,1.8712221121608035E+25,0,false,0,9.2235371362399363E-24,9.2235371362399363E-24,5.9049805896447479E+21,0,false,0,2.9919971777728232E-20,2.9919971777728232E-20,1.8687815175131725E+18,0,false,0,8.6267376848458009E-17,8.6267376848458009E-17,647723622017921.75,0,false,0,2.7271170190749483E-13,2.7271170190749483E-13,204895563349.24762,0,false,0,8.623901226085679E-10,8.623901226085679E-10,64793666.264694162,0,false,0,2.7271170190749448E-6,2.7271170190749448E-6]
[null,15,7,2343.1599105345617,null,287,10,16,3770.3916780466743,1,0.46471116265813317,0.46471116265813317,3.7959870574442645E+25,0,false,0,1.7572275335911743E-23,1.7572275335911743E-23,1.1978925295440553E+22,0,false,0,5.7002207976720405E-20,5.7002207976720405E-20,3.7910360333864228E+18,0,false,0,1.6435279395491881E-16,1.6435279395491881E-16,1313981098236211,0,false,0,5.1955828251776413E-13,5.1955828251776413E-13,415653973703.49915,0,false,0,1.6429875499613748E-9,1.6429875499613748E-9,131441327.54027921,0,false,0,5.1955828251776445E-6,5.1955828251776445E-6]
[null,15,8,2518.2643643823349,null,288,2,18,3788.6073403312548,1,7.3955680276117208E-2,7.3955680276117208E-2,6.3892433438721351E+24,0,false,0,2.6441138836188989E-24,2.6441138836188989E-24,2.0162415612177172E+21,0,false,0,8.5771663957573734E-21,8.5771663957573734E-21,6.3809099915640141E+17,0,false,0,2.4730292235954555E-17,2.4730292235954555E-17,221163688359146.44,0,false,0,7.8178337289472993E-14,7.8178337289472993E-14,69961102202.153809,0,false,0,2.4722160951960952E-10,2.4722160951960952E-10,22123643.057462733,0,false,0,7.8178337289473171E-7,7.8178337289473171E-7]
[null,15,9,2715.387238249984,null,289,14,14,3813.9324251371977,1,0.7564660611481977,0.7564660611481977,7.0616818465917612E+25,0,false,0,2.502979325751165E-23,2.502979325751165E-23,2.2284417207008359E+22,0,false,0,8.1193439870771615E-20,8.1193439870771615E-20,7.0524714472457626E+18,0,false,0,2.3410266316388543E-16,2.3410266316388543E-16,2444401502893058,0,false,0,7.4005421313144594E-13,7.4005421313144594E-13,773241867305.50952,0,false,0,2.3402569054990651E-9,2.3402569054990651E-9,244520548.28870901,0,false,0,7.4005421313145162E-6,7.4005421313145162E-6]
[null,15,10,2934.5285321375086,null,290,20,8,3823.0257419968575,1,1.582256400156809E-5,1.582256400156809E-5,1.5185191474642776E+21,0,false,0,5.0923701400372231E-28,5.0923701400372231E-28,4.7919624466311469E+17,0,false,0,1.6518995762809074E-24,1.6518995762809074E-24,151653857568739.41,0,false,0,4.7628735856265673E-21,4.7628735856265673E-21,52563547422.135452,0,false,0,1.5056576529366047E-17,1.5056576529366047E-17,16627520.279622253,0,false,0,4.7613075597429734E-14,4.7613075597429734E-14,5258.0835924246212,0,false,0,1.5056576529366138E-10,1.5056576529366138E-10]
[null,15,11,3175.6882460449092,null,291,3,18,3831.5256519854693,1,0.21324609564647715,0.21324609564647715,2.1000937141889103E+25,0,false,0,6.6882117565277995E-24,6.6882117565277995E-24,6.6272264196367445E+21,0,false,0,2.1695701339189179E-20,2.1695701339189179E-20,2.0973546072464433E+18,0,false,0,6.255457917285389E-17,6.255457917285389E-17,726947537810313.88,0,false,0,1.977499069932692E-13,1.977499069932692E-13,229956605289.39859,0,false,0,6.253401131851911E-10,6.253401131851911E-10,72718663.571482152,0,false,0,1.9774990699326964E-6,1.9774990699326964E-6]
[null,15,12,3438.8663799721858,null,292,8,17,3868.8625200787023,1,0.11462260512389169,0.11462260512389169,1.2635563308498862E+25,0,false,0,3.2116813870366686E-24,3.2116813870366686E-24,3.987381059202731E+21,0,false,0,1.0418282600243847E-20,1.0418282600243847E-20,1.2619083015763999E+18,0,false,0,3.0038728574536656E-17,3.0038728574536656E-17,437380083274388.63,0,false,0,9.4959567474614329E-14,9.4959567474614329E-14,138357218285.56024,0,false,0,3.0028851884422642E-10,3.0028851884422642E-10,43752394.050746471,0,false,0,9.4959567474614895E-7,9.4959567474614895E-7]
[null,15,13,3724.062933919337,null,293,4,18,3888.9795612309299,1,0.14067236548916423,0.14067236548916423,1.6471031030658117E+25,0,false,0,3.7109346697394496E-24,3.7109346697394496E-24,5.197732428202178E+21,0,false,0,1.2037796232353136E-20,1.2037796232353136E-20,1.6449548220085745E+18,0,false,0,3.4708224717457024E-17,3.4708224717457024E-17,570144816492558.13,0,false,0,1.0972095569235534E-13,1.0972095569235534E-13,180354922060.67026,0,false,0,3.4696812703825933E-10,3.4696812703825933E-10,57033234.093386769,0,false,0,1.097209556923556E-6,1.097209556923556E-6]
[null,15,14,4031.2779078863641,null,294,18,11,3914.9382798398842,1,0.23134681312495059,0.23134681312495059,2.9266325818813443E+25,0,false,0,5.6486589320602922E-24,5.6486589320602922E-24,9.2355196514192599E+21,0,false,0,1.8323525273749286E-20,1.8323525273749286E-20,2.9228154381182054E+18,0,false,0,5.2831682854709136E-17,5.2831682854709136E-17,1013054005685533.5,0,false,0,1.6701351857787618E-13,1.6701351857787618E-13,320461172238.06958,0,false,0,5.2814311874493937E-10,5.2814311874493937E-10,101338720.59198092,0,false,0,1.670135185778772E-6,1.670135185778772E-6]
[null,15,15,4360.5113018732663,null,295,17,12,3917.1641382442563,1,0.83308492861664951,0.83308492861664951,1.0608745350027639E+26,0,false,0,2.0206962886936932E-23,2.0206962886936932E-23,3.3477819102970197E+22,0,false,0,6.554879655823954E-20,6.554879655823954E-20,1.0594908592247359E+19,0,false,0,1.8899492207615814E-16,1.8899492207615814E-16,3672217701217066,0,false,0,5.9745791206568218E-13,5.9745791206568218E-13,1161639145238.9185,0,false,0,1.8893278082161413E-9,1.8893278082161413E-9,367342551.81661421,0,false,0,5.9745791206568046E-6,5.9745791206568046E-6]
[null,15,16,4711.7631158800459,null,296,11,16,3929.5947704308574,1,7.2680151080015867E-2,7.2680151080015867E-2,9.6026023027904836E+24,0,false,0,1.699140193672121E-24,1.699140193672121E-24,3.0302752324028853E+21,0,false,0,5.5117929152501458E-21,5.5117929152501458E-21,9.5900778356888307E+17,0,false,0,1.5891990810114602E-17,1.5891990810114602E-17,332394123815620.25,0,false,0,5.0238363780758357E-14,5.0238363780758357E-14,105146823333.38908,0,false,0,1.5886765546730531E-10,1.5886765546730531E-10,33250345.046484567,0,false,0,5.0238363780758481E-7,5.0238363780758481E-7]
[null,15,17,5085.0333499066992,null,297,13,15,3940.3559339661797,1,0.33978427852438503,0.33978427852438503,4.6343126868762695E+25,0,false,0,7.6949843570981707E-24,7.6949843570981707E-24,1.4624413790594046E+22,0,false,0,2.4961542561566147E-20,2.4961542561566147E-20,4.6282682527786107E+18,0,false,0,7.1970883357596269E-17,7.1970883357596269E-17,1604167554241241.3,0,false,0,2.2751708473429376E-13,2.2751708473429376E-13,507449170541.0575,0,false,0,7.1947219436189236E-10,7.1947219436189236E-10,160469517.56729627,0,false,0,2.2751708473429391E-6,2.2751708473429391E-6]
[null,15,18,5480.3220039532289,null,298,19,10,3949.2664390466343,1,0.45900450457148578,0.45900450457148578,6.4269455340820379E+25,0,false,0,1.0125483937743103E-23,1.0125483937743103E-23,2.0281391708029042E+22,0,false,0,3.2845771549266878E-20,3.2845771549266878E-20,6.4185630076202373E+18,0,false,0,9.4703249493978994E-17,9.4703249493978994E-17,2224687498503522.5,0,false,0,2.9937950230063788E-13,2.9937950230063788E-13,703739346207.29114,0,false,0,9.467211120376304E-10,9.467211120376304E-10,222541921.3092829,0,false,0,2.99379502300637E-6,2.99379502300637E-6]
[null,15,19,5897.6290780196332,null,299,16,13,3955.9440142597491,1,0.58782804370358888,0.58782804370358888,8.3939918411472551E+25,0,false,0,1.2715064659578259E-23,1.2715064659578259E-23,2.6488762915682905E+22,0,false,0,4.1246039360736919E-20,4.1246039360736919E-20,8.3830437386069361E+18,0,false,0,1.189234952316269E-16,1.189234952316269E-16,2905580670088596,0,false,0,3.7594546126487645E-13,3.7594546126487645E-13,919127492061.76245,0,false,0,1.188843933599618E-9,1.188843933599618E-9,290653633.49935055,0,false,0,3.7594546126487733E-6,3.7594546126487733E-6]
[null,15,20,6336.9545721059158,null,300,5,18,3960.9690680676363,1,0.16923500180645579,0.16923500180645579,2.4525531264564781E+25,0,false,0,3.6070193349222757E-24,3.6070193349222757E-24,7.739475988809559E+21,0,false,0,1.1700708210797092E-20,1.1700708210797092E-20,2.4493543143034153E+18,0,false,0,3.3736308714236867E-17,3.3736308714236867E-17,848951379922151.5,0,false,0,1.0664849797969183E-13,1.0664849797969183E-13,268550297275.49335,0,false,0,3.372521626516915E-10,3.372521626516915E-10,84923060.570587113,0,false,0,1.0664849797969171E-6,1.0664849797969171E-6]
[null,16,1,1986.8010882057206,null,301,9,17,3998.9944172803926,1,1.8857395006209053E-2,1.8857395006209053E-2,3.0538896772133159E+24,0,false,0,3.5966366541443676E-25,3.5966366541443676E-25,9.6371024848766947E+20,0,false,0,1.1667028125677594E-21,1.1667028125677594E-21,3.0499065547650374E+17,0,false,0,3.3639199912902065E-18,3.3639199912902065E-18,105710405521211.53,0,false,0,1.0634151395572371E-14,1.0634151395572371E-14,33439560261.31583,0,false,0,3.3628139393066859E-11,3.3628139393066859E-11,10574517.438021349,0,false,0,1.0634151395572377E-7,1.0634151395572377E-7]
[null,16,2,2029.7950219342406,null,302,20,9,4020.1486158645057,1,7.9701078088171307E-6,7.9701078088171307E-6,1.3723861650359462E+21,0,false,0,1.4296791181023607E-28,1.4296791181023607E-28,4.3308133296245741E+17,0,false,0,4.6376957378705099E-25,4.6376957378705099E-25,137059619135666.81,0,false,0,1.3371732062433983E-21,1.3371732062433983E-21,47505153548.974968,0,false,0,4.2271226289901004E-18,4.2271226289901004E-18,15027389.564835964,0,false,0,1.3367335456447557E-14,1.3367335456447557E-14,4752.0778311528429,0,false,0,4.2271226289900965E-11,4.2271226289900965E-11]
[null,16,3,2094.8073756826357,null,303,15,14,4031.2779078863641,1,0.66112056376982287,0.66112056376982287,1.1755801035784699E+26,0,false,0,1.1484064362029872E-23,1.1484064362029872E-23,3.7097561257371654E+22,0,false,0,3.7252832241061619E-20,3.7252832241061619E-20,1.1740468198009725E+19,0,false,0,1.0740999829432679E-16,1.0740999829432679E-16,4069271080720371.5,0,false,0,3.3954855829432062E-13,3.3954855829432062E-13,1287239745722.8113,0,false,0,1.0737468204365092E-9,1.0737468204365092E-9,407060949.11800772,0,false,0,3.395485582943208E-6,3.395485582943208E-6]
[null,16,4,2181.8381494509072,null,304,6,18,4047.4941724955884,1,0.19361963426949796,0.19361963426949796,3.6073818676973299E+25,0,false,0,3.2099124419834664E-24,3.2099124419834664E-24,1.1383747428888045E+22,0,false,0,1.0412544369315114E-20,1.0412544369315114E-20,3.6026768373211679E+18,0,false,0,3.0022183701645409E-17,3.0022183701645409E-17,1248695402946306.8,0,false,0,9.4907265195248959E-14,9.4907265195248959E-14,395002033801.42096,0,false,0,3.0012312451461239E-10,3.0012312451461239E-10,124910610.72113059,0,false,0,9.4907265195249177E-7,9.4907265195249177E-7]
[null,16,5,2290.8873432390537,null,305,12,16,4103.3334604062857,1,0.44197227617985085,0.44197227617985085,9.6565866335316116E+25,0,false,0,6.2481713069340389E-24,6.2481713069340389E-24,3.0473109665949963E+22,0,false,0,2.0268266545093318E-20,2.0268266545093318E-20,9.643991755831554E+18,0,false,0,5.8438898308457278E-17,5.8438898308457278E-17,3342627916777973,0,false,0,1.8473926062796785E-13,1.8473926062796785E-13,1057379423559.4431,0,false,0,5.8419683683984373E-10,5.8419683683984373E-10,334372732.94437617,0,false,0,1.8473926062796796E-6,1.8473926062796796E-6]
[null,16,6,2421.9549570470763,null,306,14,15,4143.1658191241004,1,0.60557145609965113,0.60557145609965113,1.4803829421395047E+26,0,false,0,7.6514409969165687E-24,7.6514409969165687E-24,4.671616737406184E+22,0,false,0,2.4820293484504324E-20,2.4820293484504324E-20,1.4784521105928118E+19,0,false,0,7.1563624037604375E-17,7.1563624037604375E-17,5124346249568829,0,false,0,2.2622964113359347E-13,2.2622964113359347E-13,1620993547110.3901,0,false,0,7.1540094022466854E-10,7.1540094022466854E-10,512603168.13042748,0,false,0,2.2622964113359279E-6,2.2622964113359279E-6]
[null,16,7,2575.0409908749743,null,307,10,17,4143.6619120733285,1,0.12052237497784034,0.12052237497784034,2.95040019538438E+25,0,false,0,1.5206909012767018E-24,1.5206909012767018E-24,9.3105226644155594E+21,0,false,0,4.9329262924608835E-21,4.9329262924608835E-21,2.9465520520355021E+18,0,false,0,1.4222961659147032E-17,1.4222961659147032E-17,1021281166216001.5,0,false,0,4.4962165559347833E-14,4.4962165559347833E-14,323063684535.52411,0,false,0,1.4218285170111704E-10,1.4218285170111704E-10,102161707.24183777,0,false,0,4.4962165559347855E-7,4.4962165559347855E-7]
[null,16,8,2750.1454447227475,null,308,7,18,4148.5548745147862,1,0.10865869839765376,0.10865869839765376,2.6967255628171969E+25,0,false,0,1.3523177800729728E-24,1.3523177800729728E-24,8.5100063752698536E+21,0,false,0,4.3867454769958113E-21,4.3867454769958113E-21,2.693208281821014E+18,0,false,0,1.2648174537516408E-17,1.2648174537516408E-17,933471680237467.88,0,false,0,3.998388881359351E-14,3.998388881359351E-14,295286753935.20746,0,false,0,1.2644015836188338E-10,1.2644015836188338E-10,93377870.531294197,0,false,0,3.9983888813593608E-7,3.9983888813593608E-7]
[null,16,9,2947.268318590397,null,309,1,19,4177.5317003346918,1,0.5610843122130359,0.5610843122130359,1.5098960625953403E+26,0,false,0,6.4401459970968885E-24,6.4401459970968885E-24,4.7647507391364085E+22,0,false,0,2.0891007823940004E-20,2.0891007823940004E-20,1.5079267377220927E+19,0,false,0,6.0234429968060487E-17,6.0234429968060487E-17,5226505929889394,0,false,0,1.9041536337511974E-13,1.9041536337511974E-13,1653309900164.864,0,false,0,6.0214624975398871E-10,6.0214624975398871E-10,522822496.26265335,0,false,0,1.9041536337512019E-6,1.9041536337512019E-6]
[null,16,10,3166.4096124779217,null,310,18,12,4178.1164137671603,1,0.28898993915328552,0.28898993915328552,7.7894779224035015E+25,0,false,0,3.3116437365660763E-24,3.3116437365660763E-24,2.4581109658940506E+22,0,false,0,1.0742547644399773E-20,1.0742547644399773E-20,7.7793182743308831E+18,0,false,0,3.0973672463213856E-17,3.0973672463213856E-17,2696328148720730,0,false,0,9.7915147537249867E-14,9.7915147537249867E-14,852934270461.55432,0,false,0,3.0963488364913567E-10,3.0963488364913567E-10,269721498.90725917,0,false,0,9.7915147537249749E-7,9.7915147537249749E-7]
[null,16,11,3407.5693263853218,null,311,19,11,4190.4261529540345,1,0.73929408943522446,0.73929408943522446,2.0620435623618966E+26,0,false,0,8.1869689926136809E-24,8.1869689926136809E-24,6.5071522678235908E+22,0,false,0,2.6557477634225173E-20,2.6557477634225173E-20,2.0593540834118545E+19,0,false,0,7.6572396131791047E-17,7.6572396131791047E-17,7137764759681336,0,false,0,2.4206356134971228E-13,2.4206356134971228E-13,2257901799123.9155,0,false,0,7.6547219239699734E-10,7.6547219239699734E-10,714011241.8223561,0,false,0,2.4206356134971326E-6,2.4206356134971326E-6]
[null,16,12,3670.7474603125984,null,312,17,13,4202.3606921914079,1,0.89098100844381345,0.89098100844381345,2.5686778485157851E+26,0,false,0,9.5458315589169527E-24,9.5458315589169527E-24,8.1059286003309986E+22,0,false,0,3.0965453558544111E-20,3.0965453558544111E-20,2.5653275773919556E+19,0,false,0,8.9281783795225129E-17,8.9281783795225129E-17,8891479579174924,0,false,0,2.8224095941741609E-13,2.8224095941741609E-13,2812657521594.8945,0,false,0,8.9252428075018682E-10,8.9252428075018682E-10,889440404.62440777,0,false,0,2.8224095941741624E-6,2.8224095941741624E-6]
[null,16,13,3955.9440142597491,null,313,2,19,4205.91441439766,1,0.17554218435939983,0.17554218435939983,5.1108241115387133E+25,0,false,0,1.8623382990273011E-24,1.8623382990273011E-24,1.6128131972999814E+22,0,false,0,6.0411866428712914E-21,6.0411866428712914E-21,5.1041581738659994E+18,0,false,0,1.7418376213856819E-17,1.7418376213856819E-17,1769112006270438.3,0,false,0,5.506363118111656E-14,5.506363118111656E-14,559626341900.91687,0,false,0,1.7412649077179562E-10,1.7412649077179562E-10,176969387.90350235,0,false,0,5.5063631181116404E-7,5.5063631181116404E-7]
[null,16,14,4263.1589882267772,null,314,20,10,4239.2899097520303,1,3.0726919724563365E-5,3.0726919724563365E-5,9.8070737954024047E+21,0,false,0,2.9736176208792962E-28,2.9736176208792962E-28,3.0947999185511921E+18,0,false,0,9.6460342686637644E-25,9.6460342686637644E-25,979428264054240.38,0,false,0,2.7812127615955455E-21,2.7812127615955455E-21,339471905492.81042,0,false,0,8.7920752118605687E-18,8.7920752118605687E-18,107385750.57753202,0,false,0,2.7802983028987011E-14,2.7802983028987011E-14,33958.356007174123,0,false,0,8.7920752118606235E-11,8.7920752118606235E-11]
[null,16,15,4592.3923822136794,null,315,3,19,4248.8327260518736,1,0.5061637631637701,0.5061637631637701,1.658307919146207E+26,0,false,0,4.7720330097442766E-24,4.7720330097442766E-24,5.2330912565504275E+22,0,false,0,1.5479863187512738E-20,1.5479863187512738E-20,1.65614502388899E+19,0,false,0,4.4632635387503962E-17,4.4632635387503962E-17,5740233641050901,0,false,0,1.4109437891596537E-13,1.4109437891596537E-13,1815818299130.8306,0,false,0,4.4617960242129055E-10,4.4617960242129055E-10,574212164.22663581,0,false,0,1.4109437891596594E-6,1.4109437891596594E-6]
[null,16,16,4943.644196220459,null,316,16,14,4263.1589882267772,1,0.54962629506860838,0.54962629506860838,1.8725728438239149E+26,0,false,0,4.9829071669986049E-24,4.9829071669986049E-24,5.9092430682680686E+22,0,false,0,1.6163911914211407E-20,1.6163911914211407E-20,1.8701304874461442E+19,0,false,0,4.6604933012889074E-17,4.6604933012889074E-17,6481911778465578,0,false,0,1.4732928093497278E-13,1.4732928093497278E-13,2050434661146.4089,0,false,0,4.6589609378933472E-10,4.6589609378933472E-10,648404372.25782192,0,false,0,1.4732928093497312E-6,1.4732928093497312E-6]
[null,16,17,5316.9144302471123,null,317,8,18,4264.1511741252307,1,0.22761485539970691,0.22761485539970691,7.7758319223126368E+25,0,false,0,2.0579786021929718E-24,2.0579786021929718E-24,2.453804723190997E+22,0,false,0,6.6758187002740022E-21,6.6758187002740022E-21,7.7656900724236575E+18,0,false,0,1.9248192206425005E-17,1.9248192206425005E-17,2691604585148308.5,0,false,0,6.0848114861284912E-14,6.0848114861284912E-14,851440057210.26978,0,false,0,1.9241863428920053E-10,1.9241863428920053E-10,269248987.18885273,0,false,0,6.084811486128494E-7,6.084811486128494E-7]
[null,16,18,5712.203084293641,null,318,13,16,4291.6077479729593,1,0.21095665801156122,0.21095665801156122,7.7651208272969419E+25,0,false,0,1.7702099146915748E-24,1.7702099146915748E-24,2.4504246429883237E+22,0,false,0,5.7423339772900321E-21,5.7423339772900321E-21,7.7549929476583148E+18,0,false,0,1.6556703090787491E-17,1.6556703090787491E-17,2687896939105532,0,false,0,5.2339677440260869E-14,5.2339677440260869E-14,850267210954.84436,0,false,0,1.6551259270975558E-10,1.6551259270975558E-10,268878100.6376183,0,false,0,5.2339677440260713E-7,5.2339677440260713E-7]
[null,16,19,6129.5101583600463,null,319,11,17,4302.8650044575106,1,1.8849524448277106E-2,1.8849524448277106E-2,7.1529161535478993E+24,0,false,0,1.5342784136925809E-25,1.5342784136925809E-25,2.2572323601542986E+21,0,false,0,4.977002440473052E-22,4.977002440473052E-22,7.1435867592628237E+17,0,false,0,1.4350045123625014E-18,1.4350045123625014E-18,247598226253132.25,0,false,0,4.5363906624721499E-15,4.5363906624721499E-15,78323186507.170975,0,false,0,1.4345326849732093E-11,1.4345326849732093E-11,24767966.296482854,0,false,0,4.5363906624721525E-8,4.5363906624721525E-8]
[null,16,20,6568.8356524463288,null,320,4,19,4306.2866352973351,1,0.33390179394977787,0.33390179394977787,1.2788370006365625E+26,0,false,0,2.6928293042445826E-24,2.6928293042445826E-24,4.0356019827909509E+22,0,false,0,8.7351929737101816E-21,8.7351929737101816E-21,1.2771690411150043E+19,0,false,0,2.5185925632055735E-17,2.5185925632055735E-17,4426694878387911,0,false,0,7.9618702853327968E-14,7.9618702853327968E-14,1400304250224.5408,0,false,0,2.5177644536466306E-10,2.5177644536466306E-10,442815084.79239041,0,false,0,7.9618702853327877E-7,7.9618702853327877E-7]
[null,17,1,{"$f":"3.141625/2*SQRT($H$2/$I$2)*((1+($D$8-1)/B330)*(B330/$C$2)^2+(1+($D$8-1)/C330)*(C330/$D$2)^2)","v":2233.2177661373789},null,321,15,15,4360.5113018732663,1,{"$f":"ABS(SIN(G330*3.1416*$J$2/$C$2)*SIN(H330*3.1416*$K$2/$D$2))*(1/F330^$N$2)+(1-1/F330^$N$2)","v":0.52924481747645913},{"$f":"$J330*$K330","v":0.52924481747645913},{"$f":"10^(LOG10($I330/22.27)/LOG10(2)*70/20)*$L330","v":2.3444361799663708E+26},{"$f":"IF($I330<22.27,M330,0)","v":0},{"$f":"AND($I330>22.27,$I330<44.45)","v":false},{"$f":"IF($O330=TRUE,$L330,0)","v":0},{"$f":"10^(LOG10(44.45/$I330)/LOG10(2)*70/20)*$L330","v":3.6902970520241181E-24},{"$f":"IF($I330>44.45,Q330,0)","v":3.6902970520241181E-24},{"$f":"10^(LOG10($I330/44.548)/LOG10(2)*70/20)*$L330","v":7.3982933647444146E+22},{"$f":"IF($I330<44.528,S330,0)","v":0},{"$f":"AND($I330>44.548,$I330<89.095)","v":false},{"$f":"IF($U330=TRUE,$L330,0)","v":0},{"$f":"10^(LOG10(89.095/$I330)/LOG10(2)*70/20)*$L330","v":1.1970850446752411E-20},{"$f":"IF($I330>89.095,W330,0)","v":1.1970850446752411E-20},{"$f":"10^(LOG10($I330/89.09)/LOG10(2)*70/20)*$L330","v":2.3413783824150524E+19},{"$f":"IF($I330<89.09,Y330,0)","v":0},{"$f":"AND($I330>89.09,$I330<176.78)","v":false},{"$f":"IF($AA330=TRUE,$L330,0)","v":0},{"$f":"10^(LOG10(176.78/$I330)/LOG10(2)*70/20)*$L330","v":3.4515201897858877E-17},{"$f":"IF($I330>176.78,AC330,0)","v":3.4515201897858877E-17},{"$f":"10^(LOG10($I330/176.78)/LOG10(2)*70/20)*$L330","v":8115266938162292},{"$f":"IF($I330<176.78,AE330,0)","v":0},{"$f":"AND($I330>176.78,$I330<353.55)","v":false},{"$f":"IF($AG330=TRUE,$L330,0)","v":0},{"$f":"10^(LOG10(353.55/$I330)/LOG10(2)*70/20)*$L330","v":1.0911076463795408E-13},{"$f":"IF($I330>353.55,AI330,0)","v":1.0911076463795408E-13},{"$f":"10^(LOG10($I330/353.55)/LOG10(2)*70/20)*$L330","v":2567116798742.1289},{"$f":"IF($I330<353.55,AK330,0)","v":0},{"$f":"AND($I330>353.55,$I330<707.1)","v":false},{"$f":"IF($AM330=TRUE,$L330,0)","v":0},{"$f":"10^(LOG10(707.1/$I330)/LOG10(2)*70/20)*$L330","v":3.4503853349849283E-10},{"$f":"IF($I330>707.1,AO330,0)","v":3.4503853349849283E-10},{"$f":"10^(LOG10($I330/707.1)/LOG10(2)*70/20)*$L330","v":811793610.37051833},{"$f":"IF($I330<707.1,AQ330,0)","v":0},{"$f":"AND($I330>707.1,$I330<1414.2)","v":false},{"$f":"IF($AS330=TRUE,$L330,0)","v":0},{"$f":"10^(LOG10(1414.2/$I330)/LOG10(2)*70/20)*$L330","v":1.0911076463795453E-6},{"$f":"IF($I330>1414.2,AU330,0)","v":1.0911076463795453E-6}]
[null,17,2,2276.2116998658989,null,322,5,19,4378.276142134041,{"$f":"IF(ABS(I331-I330)>0.0001,1,$M$2)","v":1},0.40169844664069576,0.40169844664069576,1.8655705897328422E+26,0,false,0,2.6716227396141132E-24,2.6716227396141132E-24,5.8871461861165682E+22,0,false,0,8.6664015972703101E-21,8.6664015972703101E-21,1.8631373662440649E+19,0,false,0,2.4987581474535992E-17,2.4987581474535992E-17,6457673472640246,0,false,0,7.8991689783768516E-14,7.8991689783768516E-14,2042767314830.946,0,false,0,2.4979365594216075E-10,2.4979365594216075E-10,645979744.46120799,0,false,0,7.8991689783768439E-7,7.8991689783768439E-7]
[null,17,3,2341.224053614294,null,323,9,18,4394.2830713269204,1,3.7446568527334641E-2,3.7446568527334641E-2,1.8144732369993483E+25,0,false,0,2.3870416656763857E-25,2.3870416656763857E-25,5.7258992266495205E+21,0,false,0,7.7432570839537499E-22,7.7432570839537499E-22,1.8121066586857905E+18,0,false,0,2.2325905982076241E-18,2.2325905982076241E-18,628079996215215.13,0,false,0,7.0577500318504838E-15,7.0577500318504838E-15,198681660322.94461,0,false,0,2.2318565256773498E-11,2.2318565256773498E-11,62828657.592440866,0,false,0,7.0577500318505019E-8,7.0577500318505019E-8]
[null,17,4,2428.2548273825655,null,324,19,12,4453.6042868813111,1,0.92349901447260219,0.92349901447260219,5.2297926045856753E+26,0,false,0,5.0370344282250362E-24,5.0370344282250362E-24,1.6503558619390552E+23,0,false,0,1.6339493809137323E-20,1.6339493809137323E-20,5.2229714988730221E+19,0,false,0,4.711118313938905E-17,4.711118313938905E-17,1.810292955726706E+16,0,false,0,1.489296580257386E-13,1.489296580257386E-13,5726531847568.4307,0,false,0,4.709569305113106E-10,4.709569305113106E-10,1810888373.1808369,0,false,0,1.489296580257387E-6,1.489296580257387E-6]
[null,17,5,2537.3040211707121,null,325,18,13,4463.3129677143115,1,0.30907358730455936,0.30907358730455936,1.7951696844293229E+26,0,false,0,1.643632777497725E-24,1.643632777497725E-24,5.6649833671710799E+22,0,false,0,5.3317339746440274E-21,5.3317339746440274E-21,1.7928282833230971E+19,0,false,0,1.5372832149151064E-17,1.5372832149151064E-17,6213980705863907,0,false,0,4.8597179741510986E-14,4.8597179741510986E-14,1965679549254.0029,0,false,0,1.5367777584376731E-10,1.5367777584376731E-10,621602452.56557918,0,false,0,4.8597179741511101E-7,4.8597179741511101E-7]
[null,17,6,2668.3716349787346,null,326,6,19,4464.8012465619931,1,0.4595781339261345,0.4595781339261345,2.6797014312183404E+26,0,false,0,2.434550680870948E-24,2.434550680870948E-24,8.4562836418789355E+22,0,false,0,7.8973702373797723E-21,7.8973702373797723E-21,2.6762063544298922E+19,0,false,0,2.2770255916049222E-17,2.2770255916049222E-17,9275787762848940,0,false,0,7.1982196174149232E-14,7.1982196174149232E-14,2934226411653.7202,0,false,0,2.2762769089136871E-10,2.2762769089136871E-10,927883863.14486325,0,false,0,7.1982196174149149E-7,7.1982196174149149E-7]
[null,17,7,2821.4576688066322,null,327,12,17,4476.6036944329389,1,0.11462506752553328,0.11462506752553328,6.8918676991670561E+25,0,false,0,5.8885557410666384E-25,5.8885557410666384E-25,2.1748537880939619E+22,0,false,0,1.9101719761288561E-21,1.9101719761288561E-21,6.8828787847514204E+18,0,false,0,5.5075428190321929E-18,5.5075428190321929E-18,2385620327785647,0,false,0,1.7410653138846509E-14,1.7410653138846509E-14,754647513821.15833,0,false,0,5.5057319469914713E-11,5.5057319469914713E-11,238640497.42582607,0,false,0,1.7410653138846583E-7,1.7410653138846583E-7]
[null,17,8,2996.5621226544058,null,328,20,11,4480.4496236594314,1,4.9490211779354038E-5,4.9490211779354038E-5,3.0054730214433001E+22,0,false,0,2.5171685901489319E-28,2.5171685901489319E-28,9.4843149506339328E+18,0,false,0,8.1653721413585939E-25,8.1653721413585939E-25,3001553047795007,0,false,0,2.3542977943275873E-21,2.3542977943275873E-21,1040344627543.116,0,false,0,7.4424954338878449E-18,7.4424954338878449E-18,329094063.10321999,0,false,0,2.3535237046488746E-14,2.3535237046488746E-14,104068.68038453534,0,false,0,7.4424954338878491E-11,7.4424954338878491E-11]
[null,17,9,3193.6849965220549,null,329,14,16,4494.4176331308799,1,0.37597186991925285,0.37597186991925285,2.3673704772627415E+26,0,false,0,1.844297555665348E-24,1.844297555665348E-24,7.4706666973873928E+22,0,false,0,5.9826647846875332E-21,5.9826647846875332E-21,2.3642827670020588E+19,0,false,0,1.7249641857042866E-17,1.7249641857042866E-17,8194654019026241,0,false,0,5.4530221735993215E-14,5.4530221735993215E-14,2592229454979.0347,0,false,0,1.7243970199976048E-10,1.7243970199976048E-10,819734929.5510608,0,false,0,5.453022173599334E-7,5.453022173599334E-7]
[null,17,10,3412.82629040958,null,330,17,14,4509.5756661584355,1,0.83307796538948253,0.83307796538948253,5.4550378169830986E+26,0,false,0,3.9297058461956672E-24,3.9297058461956672E-24,1.7214360719512025E+23,0,false,0,1.2747461876743842E-20,1.2747461876743842E-20,5.4479229287973741E+19,0,false,0,3.6754382850086966E-17,3.6754382850086966E-17,1.8882615965781008E+16,0,false,0,1.161893483467601E-13,1.161893483467601E-13,5973171433462.4063,0,false,0,3.6742298062648338E-10,3.6742298062648338E-10,1888882658.4393995,0,false,0,1.1618934834676056E-6,1.1618934834676056E-6]
[null,17,11,3653.9860043169801,null,331,10,18,4538.9505661198573,1,0.23933047869012683,0.23933047869012683,1.6900320313930012E+26,0,false,0,1.0468575660983494E-24,1.0468575660983494E-24,5.3332024436850822E+22,0,false,0,3.3958717106366597E-21,3.3958717106366597E-21,1.6878277590603293E+19,0,false,0,9.7912172767682311E-18,9.7912172767682311E-18,5850046670494402,0,false,0,3.0952367219697604E-14,3.0952367219697604E-14,1850555649701.4463,0,false,0,9.7879979388178358E-11,9.7879979388178358E-11,585197078.99492311,0,false,0,3.0952367219697901E-7,3.0952367219697901E-7]
[null,17,12,3917.1641382442563,null,332,7,19,4565.8619485811914,1,0.25791372880567032,0.25791372880567032,1.9508371146392011E+26,0,false,0,1.0532086674463457E-24,1.0532086674463457E-24,6.1562201625550209E+22,0,false,0,3.4164738690367084E-21,3.4164738690367084E-21,1.9482926798607782E+19,0,false,0,9.8506188756665147E-18,9.8506188756665147E-18,6752823588654372,0,false,0,3.1140149805924306E-14,3.1140149805924306E-14,2136132675051.8635,0,false,0,9.8473800065570975E-11,9.8473800065570975E-11,675504463.74722385,0,false,0,3.1140149805924273E-7,3.1140149805924273E-7]
[null,17,13,4202.3606921914079,null,333,16,15,4592.3923822136794,1,0.4399906524691371,0.4399906524691371,3.5599619725310883E+26,0,false,0,1.6796858146863111E-24,1.6796858146863111E-24,1.1234105353423178E+23,0,false,0,5.4486854043667876E-21,5.4486854043667876E-21,3.5553187909015978E+19,0,false,0,1.5710034775403748E-17,1.5710034775403748E-17,1.2322810040071452E+16,0,false,0,4.9663157466260352E-14,4.9663157466260352E-14,3898096378421.7178,0,false,0,1.5704869338898047E-10,1.5704869338898047E-10,1232686309.4666193,0,false,0,4.9663157466260657E-7,4.9663157466260657E-7]
[null,17,14,4509.5756661584355,null,334,1,20,4616.8571944209734,1,0.81286150631255794,0.81286150631255794,6.9959492202485681E+26,0,false,0,2.9172455102221769E-24,2.9172455102221769E-24,2.2076985988586618E+23,0,false,0,9.4631703700316042E-21,9.4631703700316042E-21,6.9868245545495724E+19,0,false,0,2.7284881501805645E-17,2.7284881501805645E-17,2.421648151196824E+16,0,false,0,8.6254001715767532E-14,8.6254001715767532E-14,7660442591661.626,0,false,0,2.7275910272589727E-10,2.7275910272589727E-10,2422444647.4613876,0,false,0,8.6254001715767741E-7,8.6254001715767741E-7]
[null,17,15,4838.8090601453368,null,335,2,20,4645.2399084839417,1,0.25431380149798327,0.25431380149798327,2.3504283613674925E+26,0,false,0,8.4992255376848397E-25,8.4992255376848397E-25,7.4172027794168916E+22,0,false,0,2.7570397827199244E-21,2.7570397827199244E-21,2.3473627483432124E+19,0,false,0,7.9492919207609441E-18,7.9492919207609441E-18,8136008876896873,0,false,0,2.5129602960785577E-14,2.5129602960785577E-14,2573678133048.1401,0,false,0,7.9466782051793282E-11,7.9466782051793282E-11,813868486.46020067,0,false,0,2.5129602960785644E-7,2.5129602960785644E-7]
[null,17,16,5190.0608741521173,null,336,13,17,4664.8779819996134,1,5.4711398141398686E-2,5.4711398141398686E-2,5.3107607004176674E+25,0,false,0,1.7409464264577882E-25,1.7409464264577882E-25,1.6759068123666745E+22,0,false,0,5.6474069737837643E-22,5.6474069737837643E-22,5.3038339897637151E+18,0,false,0,1.6283002846502302E-18,1.6283002846502302E-18,1838320065902114.8,0,false,0,5.1474445852627308E-15,5.1474445852627308E-15,581519050279.17078,0,false,0,1.6277649018931115E-11,1.6277649018931115E-11,183892470.1660144,0,false,0,5.1474445852627707E-8,5.1474445852627707E-8]
[null,17,17,5563.3311081787706,null,337,8,19,4681.458248191635,1,0.54026964203879591,0.54026964203879591,5.4651834604663523E+26,0,false,0,1.6496921126939785E-24,1.6496921126939785E-24,1.7246377136723636E+23,0,false,0,5.351389681059669E-21,5.351389681059669E-21,5.4580553395366642E+19,0,false,0,1.5429504870808948E-17,1.5429504870808948E-17,1.891773511546422E+16,0,false,0,4.8776335697559834E-14,4.8776335697559834E-14,5984280736433.6572,0,false,0,1.5424431672126612E-10,1.5424431672126612E-10,1892395728.5000229,0,false,0,4.8776335697559684E-7,4.8776335697559684E-7]
[null,17,18,5958.6197622252994,null,338,3,20,4688.1582201381561,1,0.73329628009616599,0.73329628009616599,7.5421489049249778E+26,0,false,0,2.2021676299897186E-24,2.2021676299897186E-24,2.3800618108538664E+23,0,false,0,7.1435494177431921E-21,7.1435494177431921E-21,7.5323118427562115E+19,0,false,0,2.0596786462036759E-17,2.0596786462036759E-17,2.6107151977032096E+16,0,false,0,6.5111342144486158E-14,6.5111342144486158E-14,8258521736652.8311,0,false,0,2.0590014268708966E-10,2.0590014268708966E-10,2611573879.3832068,0,false,0,6.5111342144486317E-7,6.5111342144486317E-7]
[null,17,19,6375.9268362917046,null,339,11,18,4698.1536585040394,1,3.7430939359740178E-2,3.7430939359740178E-2,3.9463952880040965E+25,0,false,0,1.0965978291064356E-25,1.0965978291064356E-25,1.2453565732942382E+22,0,false,0,3.5572227458671758E-22,3.5572227458671758E-22,3.9412480897347169E+18,0,false,0,1.0256435983006556E-18,1.0256435983006556E-18,1366044914309344,0,false,0,3.2423034229317286E-15,3.2423034229317286E-15,432123413078.24854,0,false,0,1.0253063681824421E-11,1.0253063681824421E-11,136649421.56130648,0,false,0,3.2423034229317133E-8,3.2423034229317133E-8]
[null,17,20,6815.2523303779872,null,340,15,16,4711.7631158800459,1,0.32858411945848753,0.32858411945848753,3.582797923450556E+26,0,false,0,9.3080206808023263E-25,9.3080206808023263E-25,1.1306168336245578E+23,0,false,0,3.0194025563348002E-21,3.0194025563348002E-21,3.5781249573827178E+19,0,false,0,8.7057548088473168E-18,8.7057548088473168E-18,1.2401856694905588E+16,0,false,0,2.7520962118515347E-14,2.7520962118515347E-14,3923101347088.1538,0,false,0,8.7028923693720876E-11,8.7028923693720876E-11,1240593574.8473318,0,false,0,2.7520962118515266E-7,2.7520962118515266E-7]
[null,18,1,2494.170041660283,null,341,19,13,4738.8008408284622,1,0.98767851265533346,0.98767851265533346,1.1510227831038532E+27,0,false,0,2.6177839728134389E-24,2.6177839728134389E-24,3.6322610492340368E+23,0,false,0,8.4917555412691607E-21,8.4917555412691607E-21,1.1495215289098759E+20,0,false,0,2.4484029624952927E-17,2.4484029624952927E-17,3.9842659043626576E+16,0,false,0,7.7399842588278916E-14,7.7399842588278916E-14,12603499073637.373,0,false,0,2.4475979311746318E-10,2.4475979311746318E-10,3985576356.0516381,0,false,0,7.739984258827856E-7,7.739984258827856E-7]
[null,18,2,2537.163975388803,null,342,20,12,4743.627757586708,1,6.1821354258613116E-5,6.1821354258613116E-5,7.2903358508104004E+22,0,false,0,1.619257832268799E-28,1.619257832268799E-28,2.3005976367666774E+19,0,false,0,5.2526647778098385E-25,5.2526647778098385E-25,7280827222977666,0,false,0,1.5144854253614173E-21,1.5144854253614173E-21,2523550097193.499,0,false,0,4.7876487375979691E-18,4.7876487375979691E-18,798279082.66437125,0,false,0,1.5139874647639433E-14,1.5139874647639433E-14,252438.01096892427,0,false,0,4.787648737597964E-11,4.787648737597964E-11]
[null,18,3,2602.1763291371981,null,343,4,20,4745.6121293836168,1,0.48373463538832456,0.48373463538832456,5.7322887771761069E+26,0,false,0,1.2608772834639681E-24,1.2608772834639681E-24,1.8089276384392298E+23,0,false,0,4.0901242309953648E-21,4.0901242309953648E-21,5.7248122765419332E+19,0,false,0,1.1792935201059874E-17,1.1792935201059874E-17,1.9842320294717212E+16,0,false,0,3.7280273802869397E-14,3.7280273802869397E-14,6276756407734.9893,0,false,0,1.1789057701177418E-10,1.1789057701177418E-10,1984884656.6499112,0,false,0,3.7280273802869418E-7,3.7280273802869418E-7]
[null,18,4,2689.2071029054696,null,344,18,14,4770.5279416813391,1,0.28898752367015029,0.28898752367015029,3.6394987485804637E+26,0,false,0,7.087664080223834E-25,7.087664080223834E-25,1.1485098068655758E+23,0,false,0,2.2991473457303999E-21,2.2991473457303999E-21,3.6347518288491725E+19,0,false,0,6.6290640906251577E-18,6.6290640906251577E-18,1.2598126627725794E+16,0,false,0,2.0956048697110164E-14,2.0956048697110164E-14,3985187763403.2329,0,false,0,6.6268844640272044E-11,6.6268844640272044E-11,1260227023.578645,0,false,0,2.0956048697110138E-7,2.0956048697110138E-7]
[null,18,5,2798.2562966936166,null,345,9,19,4811.5901453933257,1,8.888367210618528E-2,8.888367210618528E-2,1.2366914329572388E+26,0,false,0,1.9731910555419406E-25,1.9731910555419406E-25,3.9026040038398399E+22,0,false,0,6.4007787708596971E-22,6.4007787708596971E-22,1.2350784429907188E+19,0,false,0,1.8455177646938715E-18,1.8455177646938715E-18,4280807976069705,0,false,0,5.8341207174328921E-15,5.8341207174328921E-15,1354155587400.3447,0,false,0,1.844910961146359E-11,1.844910961146359E-11,428221596.24282908,0,false,0,5.8341207174328959E-8,5.8341207174328959E-8]
[null,18,6,2929.3239105016387,null,346,5,20,4817.6016362203227,1,0.58195390124504776,0.58195390124504776,8.2154745714567723E+26,0,false,0,1.2733008392414771E-24,1.2733008392414771E-24,2.5925419309604307E+23,0,false,0,4.1304246529215277E-21,4.1304246529215277E-21,8.2047593051415495E+19,0,false,0,1.1909132225284394E-17,1.1909132225284394E-17,2.8437869088000928E+16,0,false,0,3.7647600240631845E-14,3.7647600240631845E-14,8995801618420.6797,0,false,0,1.1905216519990005E-10,1.1905216519990005E-10,2844722249.3238211,0,false,0,3.7647600240632144E-7,3.7647600240632144E-7]
[null,18,7,3082.4099443295368,null,347,17,15,4838.8090601453368,1,0.66690134885854513,0.66690134885854513,9.9079737359193543E+26,0,false,0,1.3865159125709707E-24,1.3865159125709707E-24,3.1266407238931774E+23,0,false,0,4.4976798337483237E-21,4.4976798337483237E-21,9.8950509794429338E+19,0,false,0,1.29680283138E-17,1.29680283138E-17,3.429645574077408E+16,0,false,0,4.0995022696162664E-14,4.0995022696162664E-14,10849058735878.646,0,false,0,1.2963764445017068E-10,1.2963764445017068E-10,3430773607.4323692,0,false,0,4.0995022696162688E-7,4.0995022696162688E-7]
[null,18,8,3257.5143981773099,null,348,14,17,4867.6878671575341,1,9.7507928211448477E-2,9.7507928211448477E-2,1.5524207940493767E+26,0,false,0,1.8917202804104838E-25,1.8917202804104838E-25,4.8989452381133228E+22,0,false,0,6.136498022960401E-22,6.136498022960401E-22,1.5503960050859475E+19,0,false,0,1.7693184719866642E-18,1.7693184719866642E-18,5373705307791899,0,false,0,5.5932366247725572E-15,5.5932366247725572E-15,1699873740720.8506,0,false,0,1.7687367226553817E-11,1.7687367226553817E-11,537547275.53884101,0,false,0,5.5932366247725709E-8,5.5932366247725709E-8]
[null,18,9,3454.6372720449594,null,349,12,18,4871.8923484794677,1,0.22761974517858588,0.22761974517858588,3.6604884144745255E+26,0,false,0,4.3718710343985256E-25,4.3718710343985256E-25,1.1551334764386274E+23,0,false,0,1.418178905044206E-21,1.418178905044206E-21,3.6557141183746286E+19,0,false,0,4.0889936310385182E-18,4.0889936310385182E-18,1.2670782366077086E+16,0,false,0,1.2926281671555771E-14,1.2926281671555771E-14,4008171082112.0127,0,false,0,4.0876491759004583E-11,4.0876491759004583E-11,1267494987.1095757,0,false,0,1.2926281671555708E-7,1.2926281671555708E-7]
[null,18,10,3673.7785659324841,null,350,6,20,4904.1267406482748,1,0.66580612945327122,0.66580612945327122,1.1560481523332461E+27,0,false,0,1.1844211864978524E-24,1.1844211864978524E-24,3.6481195128351833E+23,0,false,0,3.8421104560550077E-21,3.8421104560550077E-21,1.1545403436585478E+20,0,false,0,1.1077844359887526E-17,1.1077844359887526E-17,4.0016612223106464E+16,0,false,0,3.5019701528171118E-14,3.5019701528171118E-14,12658525991746.232,0,false,0,1.1074201980829982E-10,1.1074201980829982E-10,4002977395.4359798,0,false,0,3.5019701528171143E-7,3.5019701528171143E-7]
[null,18,11,3914.9382798398842,null,351,16,16,4943.644196220459,1,0.27317025379840865,0.27317025379840865,5.2069908411376698E+26,0,false,0,4.4265615954923891E-25,4.4265615954923891E-25,1.6431603521331967E+23,0,false,0,1.4359198217908341E-21,1.4359198217908341E-21,5.2001994752733209E+19,0,false,0,4.140145495819307E-18,4.140145495819307E-18,1.8024001242381408E+16,0,false,0,1.3087984885559875E-14,1.3087984885559875E-14,5701564313587.9561,0,false,0,4.1387842220227474E-11,4.1387842220227474E-11,1802992945.6872416,0,false,0,1.3087984885559907E-7,1.3087984885559907E-7]
[null,18,12,4178.1164137671603,null,352,10,19,4956.2576401862616,1,0.56807800098909977,0.56807800098909977,1.1153940638998997E+27,0,false,0,8.9366371985857591E-25,8.9366371985857591E-25,3.5198281670198261E+23,0,false,0,2.8989305167852961E-21,2.8989305167852961E-21,1.113939279476048E+20,0,false,0,8.358401311567093E-18,8.358401311567093E-18,3.86093707610298E+16,0,false,0,2.6422895075474989E-14,2.6422895075474989E-14,12213370801570.582,0,false,0,8.3556530814147523E-11,8.3556530814147523E-11,3862206964.1159477,0,false,0,2.6422895075475144E-7,2.6422895075475144E-7]
[null,18,13,4463.3129677143115,null,353,7,20,5005.1874426674731,1,0.37364819784172698,0.37364819784172698,8.2241012338987599E+26,0,false,0,5.2435311159773572E-25,5.2435311159773572E-25,2.59526423067796E+23,0,false,0,1.700934258607427E-21,1.700934258607427E-21,8.2133747160138088E+19,0,false,0,4.9042538466218369E-18,4.9042538466218369E-18,2.846773028409612E+16,0,false,0,1.5503513169851316E-14,1.5503513169851316E-14,9005247663598.3828,0,false,0,4.9026413351147354E-11,4.9026413351147354E-11,2847709351.0880499,0,false,0,1.5503513169851383E-7,1.5503513169851383E-7]
[null,18,14,4770.5279416813391,null,354,20,13,5028.8243115338591,1,6.6117691808643443E-5,6.6117691808643443E-5,1.5372090271427936E+23,0,false,0,8.7839317898956278E-29,8.7839317898956278E-29,4.8509417500539347E+19,0,false,0,2.8493948402782891E-25,2.8493948402782891E-25,1.5352040785588962E+16,0,false,0,8.2155765487491584E-22,8.2155765487491584E-22,5321049769499.543,0,false,0,2.5971392021069586E-18,2.5971392021069586E-18,1683217120.8059573,0,false,0,8.2128752791704121E-15,8.2128752791704121E-15,532279.98983375891,0,false,0,2.5971392021069742E-11,2.5971392021069742E-11]
[null,18,15,5099.7613356682414,null,355,19,14,5046.0158147954899,1,0.92349129553158515,0.92349129553158515,2.2339866047487647E+27,0,false,0,1.1791568035715413E-24,1.1791568035715413E-24,7.0497497078711908E+23,0,false,0,3.825033472869889E-21,3.825033472869889E-21,2.2310728641965205E+20,0,false,0,1.1028606795266568E-17,1.1028606795266568E-17,7.732945681667056E+16,0,false,0,3.4864049872399097E-14,3.4864049872399097E-14,24461764368854.129,0,false,0,1.1024980605448412E-10,1.1024980605448412E-10,7735489099.1930113,0,false,0,3.4864049872399181E-7,3.4864049872399181E-7]
[null,18,16,5451.0131496750219,null,356,13,18,5060.1666360461422,1,0.10864459905801384,0.10864459905801384,2.7151666137577421E+26,0,false,0,1.3427844753625079E-25,1.3427844753625079E-25,8.5682004545022884E+22,0,false,0,4.3558206589273844E-22,4.3558206589273844E-22,2.711625280496502E+19,0,false,0,1.2559009916837514E-18,1.2559009916837514E-18,9398550508867550,0,false,0,3.9702018234661122E-15,3.9702018234661122E-15,2973060169060.0254,0,false,0,1.2554880532706677E-11,1.2554880532706677E-11,940164175.49549234,0,false,0,3.9702018234661154E-8,3.9702018234661154E-8]
[null,18,17,5824.2833837016751,null,357,15,17,5085.0333499066992,1,8.5217962552521065E-2,8.5217962552521065E-2,2.2546165114094369E+26,0,false,0,9.9489242280407489E-26,9.9489242280407489E-26,7.1148511181237555E+22,0,false,0,3.2273034490441561E-22,3.2273034490441561E-22,2.2516758637148713E+19,0,false,0,9.3051893534961012E-19,9.3051893534961012E-19,7804356113263188,0,false,0,2.9415917324357179E-15,2.9415917324357179E-15,2468765825497.3628,0,false,0,9.3021298208174892E-12,9.3021298208174892E-12,780692301.81574416,0,false,0,2.9415917324357298E-8,2.9415917324357298E-8]
[null,18,18,6219.572037748203,null,358,18,15,5099.7613356682414,1,0.23134229609447199,0.23134229609447199,6.3299504988544843E+26,0,false,0,2.6115375987680764E-25,2.6115375987680764E-25,1.9975306291130157E+23,0,false,0,8.4714931048102121E-22,8.4714931048102121E-22,6.3216944809254142E+19,0,false,0,2.4425607536360805E-18,2.4425607536360805E-18,2.191112662503552E+16,0,false,0,7.7215156467163737E-15,7.7215156467163737E-15,6931185587252.1318,0,false,0,2.4417576432251748E-11,2.4417576432251748E-11,2191833334.1048498,0,false,0,7.7215156467163781E-8,7.7215156467163781E-8]
[null,18,19,6636.8791118146091,null,359,11,19,5115.4607325704446,1,8.8846574506528192E-2,8.8846574506528192E-2,2.5194546469242161E+26,0,false,0,9.6774591023723407E-26,9.6774591023723407E-26,7.9505958645381206E+22,0,false,0,3.1392436431512134E-22,3.1392436431512134E-22,2.516168576560787E+19,0,false,0,9.051289098622691E-19,9.051289098622691E-19,8721093443745128,0,false,0,2.861327821382877E-15,2.861327821382877E-15,2758758972863.5293,0,false,0,9.0483130479773794E-12,9.0483130479773794E-12,872396186.9675355,0,false,0,2.8613278213828837E-8,2.8613278213828837E-8]
[null,18,20,7076.2046059008908,null,360,8,20,5120.7837422779176,1,0.78270660127787972,0.78270660127787972,2.2465517349881258E+27,0,false,0,8.4230248559940417E-25,8.4230248559940417E-25,7.0894012541455624E+23,0,false,0,2.7323212586660877E-21,2.7323212586660877E-21,2.2436216060075278E+20,0,false,0,7.8780217255372344E-18,7.8780217255372344E-18,7.7764398858927008E+16,0,false,0,2.4904300917941375E-14,2.4904300917941375E-14,24599350357296.059,0,false,0,7.8754314434917047E-11,7.8754314434917047E-11,7778997608.9532204,0,false,0,2.4904300917941393E-7,2.4904300917941393E-7]
[null,19,1,2769.6579147744333,null,361,17,16,5190.0608741521173,1,0.41404882059163428,0.41404882059163428,1.3893858539558502E+27,0,false,0,3.8112439175137338E-25,3.8112439175137338E-25,4.3844589297111247E+23,0,false,0,1.2363186569934283E-21,1.2363186569934283E-21,1.3875737079489156E+20,0,false,0,3.5646413131653828E-18,3.5646413131653828E-18,4.809359786078728E+16,0,false,0,1.1268679247205495E-14,1.1268679247205495E-14,15213533198740.895,0,false,0,3.5634692643041295E-11,3.5634692643041295E-11,4810941616.6607876,0,false,0,1.126867924720556E-7,1.126867924720556E-7]
[null,19,2,2812.6518485029533,null,362,9,20,5250.9156394796073,1,0.12876873229596356,0.12876873229596356,4.9481538326219461E+26,0,false,0,1.0350567470958606E-25,1.0350567470958606E-25,1.5614796419046127E+23,0,false,0,3.357591366957981E-22,3.357591366957981E-22,4.9417000622859706E+19,0,false,0,9.6808446848904795E-19,9.6808446848904795E-19,1.7128036815825764E+16,0,false,0,3.0603453198261802E-15,3.0603453198261802E-15,5418142295801.8701,0,false,0,9.6776616372872049E-12,9.6776616372872049E-12,1713367034.1627634,0,false,0,3.0603453198261874E-8,3.0603453198261874E-8]
[null,19,3,2877.6642022513483,null,363,14,18,5262.976521204062,1,0.19362893520161081,0.19362893520161081,7.6416619890864294E+26,0,false,0,1.5154415968402427E-25,1.5154415968402427E-25,2.4114649685319693E+23,0,false,0,4.9158982219634523E-22,4.9158982219634523E-22,7.6316951341480116E+19,0,false,0,1.417386512304343E-18,1.417386512304343E-18,2.6451616564599592E+16,0,false,0,4.480695972827124E-15,4.480695972827124E-15,8367486831215.124,0,false,0,1.4169204776877619E-11,1.4169204776877619E-11,2646031667.8104725,0,false,0,4.4806959728271267E-8,4.4806959728271267E-8]
[null,19,4,2964.6949760196198,null,364,12,19,5289.1994225458729,1,0.54028124848284786,0.54028124848284786,2.259091936345909E+27,0,false,0,3.9910980507259932E-25,3.9910980507259932E-25,7.1289741328149151E+23,0,false,0,1.2946610316196942E-21,1.2946610316196942E-21,2.2561454514511122E+20,0,false,0,3.7328581703037204E-18,3.7328581703037204E-18,7.8198477987828336E+16,0,false,0,1.1800452752737319E-14,1.1800452752737319E-14,24736663378824.398,0,false,0,3.7316308119853625E-11,3.7316308119853625E-11,7822419798.9961767,0,false,0,1.1800452752737347E-7,1.1800452752737347E-7]
[null,19,5,3073.7441698077669,null,365,16,17,5316.9144302471123,1,7.0846431948749358E-2,7.0846431948749358E-2,3.1479045959129934E+26,0,false,0,4.9249396946141509E-26,4.9249396946141509E-26,9.9337836038368709E+22,0,false,0,1.597587286670157E-22,1.597587286670157E-22,3.1437988518337495E+19,0,false,0,4.6062765543806396E-19,4.6062765543806396E-19,1.0896473237360058E+16,0,false,0,1.4561536057928588E-15,1.4561536057928588E-15,3446900725240.3623,0,false,0,4.6047620173723679E-12,4.6047620173723679E-12,1090005716.0245836,0,false,0,1.4561536057928599E-8,1.4561536057928599E-8]
[null,19,6,3204.811783615789,null,366,20,14,5336.0392855008859,1,6.1820837533224524E-5,6.1820837533224524E-5,2.8639709179407779E+23,0,false,0,4.1218072478695012E-29,4.1218072478695012E-29,9.0377794115624042E+19,0,false,0,1.3370614191484283E-25,1.3370614191484283E-25,2.8602355024345848E+16,0,false,0,3.8551099637424277E-22,3.8551099637424277E-22,9913636677692.1582,0,false,0,1.2186919756463306E-18,1.2186919756463306E-18,3135998291.3504047,0,false,0,3.853842409212839E-15,3.853842409212839E-15,991689.7339063643,0,false,0,1.2186919756463314E-11,1.2186919756463314E-11]
[null,19,7,3357.897817443687,null,367,19,15,5375.2492087823921,1,0.73927965476941038,0.73927965476941038,3.7291574073140174E+27,0,false,0,4.5268208428178227E-25,4.5268208428178227E-25,1.1768032219590783E+24,0,false,0,1.4684426360444467E-21,1.4684426360444467E-21,3.72429354772762E+20,0,false,0,4.2339175720174672E-18,4.2339175720174672E-18,1.2908480117045694E+17,0,false,0,1.3384420727539236E-14,1.3384420727539236E-14,40833624336946.594,0,false,0,4.2325254660991721E-11,4.2325254660991721E-11,12912725802.443516,0,false,0,1.3384420727539198E-7,1.3384420727539198E-7]
[null,19,8,3533.0022712914601,null,368,10,20,5395.5831342725442,1,0.82299349587179194,0.82299349587179194,4.3377420837314028E+27,0,false,0,4.8229814699350742E-25,4.8229814699350742E-25,1.3688531490118536E+24,0,false,0,1.5645133459482262E-21,1.5645133459482262E-21,4.3320844602758555E+20,0,false,0,4.5109154314050735E-18,4.5109154314050735E-18,1.5015096260323818E+17,0,false,0,1.426007686103926E-14,1.426007686103926E-14,47497520584746.063,0,false,0,4.509432248994858E-11,4.509432248994858E-11,15020034825.853041,0,false,0,1.4260076861039293E-7,1.4260076861039293E-7]
[null,19,9,3730.1251451591097,null,369,18,16,5451.0131496750219,1,0.14362994619042813,0.14362994619042813,8.5255343886519452E+26,0,false,0,7.4740310592870027E-26,7.4740310592870027E-26,2.6903869270336841E+23,0,false,0,2.4244798395303573E-22,2.4244798395303573E-22,8.5144147180035981E+19,0,false,0,6.9904315930520057E-19,6.9904315930520057E-19,2.9511141290860496E+16,0,false,0,2.2098417344461097E-15,2.2098417344461097E-15,9335311719884.7793,0,false,0,6.9881331493466919E-12,6.9881331493466919E-12,2952084770.2499628,0,false,0,2.2098417344461153E-8,2.2098417344461153E-8]
[null,19,10,3949.2664390466343,null,370,13,19,5477.4737101125465,1,0.25788026242595241,0.25788026242595241,1.6193719267595009E+27,0,false,0,1.2684580650214552E-25,1.2684580650214552E-25,5.1102216742662827E+23,0,false,0,4.1147153143187559E-22,4.1147153143187559E-22,1.6172598148775032E+20,0,false,0,1.1863837950164399E-18,1.1863837950164399E-18,5.6054566851156744E+16,0,false,0,3.7504414261111508E-15,3.7504414261111508E-15,17731840653710.602,0,false,0,1.1859937137561439E-11,1.1859937137561439E-11,5607300357.2894001,0,false,0,3.7504414261111871E-8,3.7504414261111871E-8]
[null,19,11,4190.4261529540345,null,371,15,18,5480.3220039532289,1,0.16922381237875633,0.16922381237875633,1.0690918208567298E+27,0,false,0,8.273598773464228E-26,8.273598773464228E-26,3.3737130454369786E+23,0,false,0,2.6838493535161774E-22,2.6838493535161774E-22,1.0676974274499623E+20,0,false,0,7.7382641034647287E-19,7.7382641034647287E-19,3.7006618400603224E+16,0,false,0,2.4462493825129436E-15,2.4462493825129436E-15,11706369301801.551,0,false,0,7.7357197735213912E-12,7.7357197735213912E-12,3701879012.4767876,0,false,0,2.4462493825129455E-8,2.4462493825129455E-8]
[null,19,12,4453.6042868813111,null,372,11,20,5554.7862266567263,1,0.12871498776937201,0.12871498776937201,9.5132782596128546E+26,0,false,0,5.3791611220161669E-26,5.3791611220161669E-26,3.0020874113140138E+23,0,false,0,1.7449308934445233E-22,1.7449308934445233E-22,9.5008702959345631E+19,0,false,0,5.0311080530947195E-19,5.0311080530947195E-19,3.2930217164146592E+16,0,false,0,1.5904529496128737E-15,1.5904529496128737E-15,10416874061255.463,0,false,0,5.0294538321097417E-12,5.0294538321097417E-12,3294104813.2695308,0,false,0,1.5904529496128804E-8,1.5904529496128804E-8]
[null,19,13,4738.8008408284622,null,373,17,17,5563.3311081787706,1,0.10738314726299834,0.10738314726299834,8.0797652069407027E+26,0,false,0,4.4081872032009292E-26,4.4081872032009292E-26,2.5497163808511119E+23,0,false,0,1.4299594045379838E-22,1.4299594045379838E-22,8.0692269434230194E+19,0,false,0,4.1229599996181227E-19,4.1229599996181227E-19,2.7968111058983904E+16,0,false,0,1.3033657443502716E-15,1.3033657443502716E-15,8847202227073.3125,0,false,0,4.1216043763876026E-12,4.1216043763876026E-12,2797730995.7665815,0,false,0,1.3033657443502722E-8,1.3033657443502722E-8]
[null,19,14,5046.0158147954899,null,374,20,15,5665.272679487789,1,4.9489245486401999E-5,4.9489245486401999E-5,4.5989737785491555E+23,0,false,0,1.6449293325094068E-29,1.6449293325094068E-29,1.4512895459138627E+20,0,false,0,5.3359398328506064E-26,5.3359398328506064E-26,4.5929754362275696E+16,0,false,0,1.5384958776728352E-22,1.5384958776728352E-22,15919349894639.016,0,false,0,4.8635514896303524E-19,4.8635514896303524E-19,5035796216.0682459,0,false,0,1.537990022473668E-15,1.537990022473668E-15,1592458.5875233095,0,false,0,4.8635514896303547E-12,4.8635514896303547E-12]
[null,19,15,5375.2492087823921,null,375,14,19,5680.2835952704672,1,0.45960021074205409,0.45960021074205409,4.4044510684160774E+27,0,false,0,1.4813414052125547E-25,1.4813414052125547E-25,1.3899043784280491E+24,0,false,0,4.8052815728357408E-22,4.8052815728357408E-22,4.3987064378703662E+20,0,false,0,1.3854927383833585E-18,1.3854927383833585E-18,1.5246009442143584E+17,0,false,0,4.3798721656824037E-15,4.3798721656824037E-15,48227972352528.602,0,false,0,1.3850371903930792E-11,1.3850371903930792E-11,15251023956.561913,0,false,0,4.3798721656824222E-8,4.3798721656824222E-8]
[null,19,16,5726.5010227891717,null,376,16,18,5712.203084293641,1,0.14068516717247909,0.14068516717247909,1.4389807153493667E+27,0,false,0,4.2484270120084406E-26,4.2484270120084406E-26,4.5409645053835613E+23,0,false,0,1.3781352470474303E-22,1.3781352470474303E-22,1.4371038838342294E+20,0,false,0,3.9735369267186933E-19,3.9735369267186933E-19,4.981032422087664E+16,0,false,0,1.2561295561140052E-15,1.2561295561140052E-15,15756588296177.354,0,false,0,3.9722304335765206E-12,3.9722304335765206E-12,4982670716.9472446,0,false,0,1.2561295561139969E-8,1.2561295561139969E-8]
[null,19,17,6099.7712568158249,null,377,19,16,5726.5010227891717,1,0.45898523022719306,0.45898523022719306,4.8331310542911459E+27,0,false,0,1.3463419027891942E-25,1.3463419027891942E-25,1.5251821190720375E+24,0,false,0,4.3673604973468712E-22,4.3673604973468712E-22,4.8268273056844585E+20,0,false,0,1.2592282394401988E-18,1.2592282394401988E-18,1.6729885414606291E+17,0,false,0,3.9807200452027054E-15,3.9807200452027054E-15,52921943561590.844,0,false,0,1.2588142070329003E-11,1.2588142070329003E-11,16735387985.750956,0,false,0,3.9807200452027078E-8,3.9807200452027078E-8]
[null,19,18,6495.0599108623537,null,378,12,20,5728.5249166321546,1,0.78272341591944017,0.78272341591944017,8.2760379301355683E+27,0,false,0,2.28654995253786E-25,2.28654995253786E-25,2.6116537966827213E+24,0,false,0,7.4172748521278761E-22,7.4172748521278761E-22,8.2652436723376823E+20,0,false,0,2.138601097656818E-18,2.138601097656818E-18,2.8647509182514688E+17,0,false,0,6.7606268597657479E-15,6.7606268597657479E-15,90621174417223.359,0,false,0,2.137897928737165E-11,2.137897928737165E-11,28656931539.780605,0,false,0,6.7606268597657762E-8,6.7606268597657762E-8]
[null,19,19,6912.3669849287589,null,379,18,17,5824.2833837016751,1,3.725028280748325E-2,3.725028280748325E-2,4.7758724372131686E+26,0,false,0,8.974142130474476E-27,8.974142130474476E-27,1.5071131244701553E+23,0,false,0,2.9110966357812839E-23,2.9110966357812839E-23,4.76964336978601E+19,0,false,0,8.3934795255442647E-20,8.3934795255442647E-20,1.653168468469584E+16,0,false,0,2.6533785655240858E-16,2.6533785655240858E-16,5229497167372.3906,0,false,0,8.3907197617263929E-13,8.3907197617263929E-13,1653712206.6295555,0,false,0,2.6533785655240871E-9,2.6533785655240871E-9]
[null,19,20,7351.6924790150415,null,380,15,19,5897.6290780196332,1,0.40167188726658465,0.40167188726658465,5.9564220129691555E+27,0,false,0,8.3665021490086191E-26,8.3665021490086191E-26,1.8796569440759556E+24,0,false,0,2.7139860172849922E-22,2.7139860172849922E-22,5.9486531801890121E+20,0,false,0,7.8251562619739336E-19,7.8251562619739336E-19,2.0618157595692666E+17,0,false,0,2.4737180610506951E-15,2.4737180610506951E-15,65221783986074.664,0,false,0,7.8225833620156404E-12,7.8225833620156404E-12,20624939045.549198,0,false,0,2.4737180610506967E-8,2.4737180610506967E-8]
[null,20,1,3059.6813854798297,null,381,13,20,5916.7992041988291,1,0.37359971398424568,0.37359971398424568,5.7531675366524179E+27,0,false,0,7.4936354581435853E-26,7.4936354581435853E-26,1.8155163094816592E+24,0,false,0,2.4308392551411219E-22,2.4308392551411219E-22,5.7456638043025139E+20,0,false,0,7.0087675095129369E-19,7.0087675095129369E-19,1.9914592130451459E+17,0,false,0,2.21563815386532E-15,2.21563815386532E-15,62996182858473.43,0,false,0,7.0064630369850503E-12,7.0064630369850503E-12,19921142172.923233,0,false,0,2.2156381538653287E-8,2.2156381538653287E-8]
[null,20,2,3102.6753192083497,null,382,17,18,5958.6197622252994,1,0.21323891138413989,0.21323891138413989,3.5639477151004728E+27,0,false,0,3.9408336476097673E-26,3.9408336476097673E-26,1.1246683086635381E+24,0,false,0,1.2783559037663884E-22,1.2783559037663884E-22,3.5592993349529023E+20,0,false,0,3.6858460735165694E-19,3.6858460735165694E-19,1.2336606689847613E+17,0,false,0,1.1651836330244472E-15,1.1651836330244472E-15,39024606971405.188,0,false,0,3.6846341727070346E-12,3.6846341727070346E-12,12340664282.252602,0,false,0,1.1651836330244478E-8,1.1651836330244478E-8]
[null,20,3,3167.6876729567452,null,383,20,16,6016.5244934945677,1,3.0725629451322189E-5,3.0725629451322189E-5,5.7464309165278877E+23,0,false,0,5.0744607847705724E-30,5.0744607847705724E-30,1.813390446880054E+20,0,false,0,1.646090011075938E-26,1.646090011075938E-26,5.7389359706062536E+16,0,false,0,4.7461230367094107E-23,4.7461230367094107E-23,19891273316725.848,0,false,0,1.5003624059151128E-19,1.5003624059151128E-19,6292241804.1002989,0,false,0,4.7445625183818535E-16,4.7445625183818535E-16,1989781.5689483911,0,false,0,1.5003624059151139E-12,1.5003624059151139E-12]
[null,20,4,3254.7184467250167,null,384,19,17,6099.7712568158249,1,0.11903736013207641,0.11903736013207641,2.6119658564235619E+27,0,false,0,1.6756588005852773E-26,1.6756588005852773E-26,8.2425317565243311E+23,0,false,0,5.4356222869886674E-23,5.4356222869886674E-23,2.6085591256845874E+20,0,false,0,1.5672370272306876E-19,1.5672370272306876E-19,9.0413210388806976E+16,0,false,0,4.9544091011289413E-16,4.9544091011289413E-16,28600571365785.715,0,false,0,1.5667217219835043E-12,1.5667217219835043E-12,9044294789.8075085,0,false,0,4.9544091011289805E-9,4.9544091011289805E-9]
[null,20,5,{"$f":"3.141625/2*SQRT($H$2/$I$2)*((1+($D$8-1)/B394)*(B394/$C$2)^2+(1+($D$8-1)/C394)*(C394/$D$2)^2)","v":3363.7676405131633},null,385,14,20,6119.6090893567489,1,{"$f":"ABS(SIN(G394*3.1416*$J$2/$C$2)*SIN(H394*3.1416*$K$2/$D$2))*(1/F394^$N$2)+(1-1/F394^$N$2)","v":0.66583811287082961},{"$f":"$J394*$K394","v":0.66583811287082961},{"$f":"10^(LOG10($I394/22.27)/LOG10(2)*70/20)*$L394","v":1.5172184229170626E+28},{"$f":"IF($I394<22.27,M394,0)","v":0},{"$f":"AND($I394>22.27,$I394<44.45)","v":false},{"$f":"IF($O394=TRUE,$L394,0)","v":0},{"$f":"10^(LOG10(44.45/$I394)/LOG10(2)*70/20)*$L394","v":9.025592203468793E-26},{"$f":"IF($I394>44.45,Q394,0)","v":9.025592203468793E-26},{"$f":"10^(LOG10($I394/44.548)/LOG10(2)*70/20)*$L394","v":4.7878577745274602E+24},{"$f":"IF($I394<44.528,S394,0)","v":0},{"$f":"AND($I394>44.548,$I394<89.095)","v":false},{"$f":"IF($U394=TRUE,$L394,0)","v":0},{"$f":"10^(LOG10(89.095/$I394)/LOG10(2)*70/20)*$L394","v":2.927786379739766E-22},{"$f":"IF($I394>89.095,W394,0)","v":2.927786379739766E-22},{"$f":"10^(LOG10($I394/89.09)/LOG10(2)*70/20)*$L394","v":1.5152395476471663E+21},{"$f":"IF($I394<89.09,Y394,0)","v":0},{"$f":"AND($I394>89.09,$I394<176.78)","v":false},{"$f":"IF($AA394=TRUE,$L394,0)","v":0},{"$f":"10^(LOG10(176.78/$I394)/LOG10(2)*70/20)*$L394","v":8.4416005746637221E-19},{"$f":"IF($I394>176.78,AC394,0)","v":8.4416005746637221E-19},{"$f":"10^(LOG10($I394/176.78)/LOG10(2)*70/20)*$L394","v":5.2518522835824704E+17},{"$f":"IF($I394<176.78,AE394,0)","v":0},{"$f":"AND($I394>176.78,$I394<353.55)","v":false},{"$f":"IF($AG394=TRUE,$L394,0)","v":0},{"$f":"10^(LOG10(353.55/$I394)/LOG10(2)*70/20)*$L394","v":2.6685907739885057E-15},{"$f":"IF($I394>353.55,AI394,0)","v":2.6685907739885057E-15},{"$f":"10^(LOG10($I394/353.55)/LOG10(2)*70/20)*$L394","v":166132775722958.13},{"$f":"IF($I394<353.55,AK394,0)","v":0},{"$f":"AND($I394>353.55,$I394<707.1)","v":false},{"$f":"IF($AM394=TRUE,$L394,0)","v":0},{"$f":"10^(LOG10(707.1/$I394)/LOG10(2)*70/20)*$L394","v":8.4388249887152538E-12},{"$f":"IF($I394>707.1,AO394,0)","v":8.4388249887152538E-12},{"$f":"10^(LOG10($I394/707.1)/LOG10(2)*70/20)*$L394","v":52535796529.047684},{"$f":"IF($I394<707.1,AQ394,0)","v":0},{"$f":"AND($I394>707.1,$I394<1414.2)","v":false},{"$f":"IF($AS394=TRUE,$L394,0)","v":0},{"$f":"10^(LOG10(1414.2/$I394)/LOG10(2)*70/20)*$L394","v":2.668590773988479E-8},{"$f":"IF($I394>1414.2,AU394,0)","v":2.668590773988479E-8}]
[null,20,6,3494.8352543211859,null,386,16,19,6129.5101583600463,{"$f":"IF(ABS(I395-I394)>0.0001,1,$M$2)","v":1},0.33393218019521809,0.33393218019521809,7.7535524950893555E+27,0,false,0,4.4422431618111179E-26,4.4422431618111179E-26,2.4467740460497553E+24,0,false,0,1.4410067208270448E-22,1.4410067208270448E-22,7.7434397037769536E+20,0,false,0,4.1548124025732976E-19,4.1548124025732976E-19,2.6838925603684794E+17,0,false,0,1.3134350467182154E-15,1.3134350467182154E-15,84900049871940.969,0,false,0,4.1534463063192323E-12,4.1534463063192323E-12,26847753105.721962,0,false,0,1.3134350467182115E-8,1.3134350467182115E-8]
[null,20,7,3647.9212881490835,null,387,18,18,6219.572037748203,1,7.3970729644986952E-2,7.3970729644986952E-2,2.0349545337121419E+27,0,false,0,8.3052289293504021E-27,8.3052289293504021E-27,6.4216679272263955E+23,0,false,0,2.6941097705065054E-23,2.6941097705065054E-23,2.032300386398017E+20,0,false,0,7.7678476627575827E-20,7.7678476627575827E-20,7.0439960742861832E+16,0,false,0,2.4556014494216374E-16,2.4556014494216374E-16,22282397843919.18,0,false,0,7.7652936057831278E-13,7.7652936057831278E-13,7046312891.6809778,0,false,0,2.4556014494216301E-9,2.4556014494216301E-9]
[null,20,8,3823.0257419968575,null,388,15,20,6336.9545721059158,1,0.58191542379633499,0.58191542379633499,1.9895961674248639E+28,0,false,0,5.257040398226851E-26,5.257040398226851E-26,6.27853137985246E+24,0,false,0,1.7053164965457781E-22,1.7053164965457781E-22,1.9870011800497113E+21,0,false,0,4.9168890247053844E-19,4.9168890247053844E-19,6.8869880680774221E+17,0,false,0,1.5543455973782122E-15,1.5543455973782122E-15,217857316302914.75,0,false,0,4.9152723587702047E-12,4.9152723587702047E-12,68892532444.89447,0,false,0,1.5543455973782132E-8,1.5543455973782132E-8]
[null,20,9,4020.1486158645057,null,389,17,19,6375.9268362917046,1,0.5061467105033256,0.5061467105033256,1.8584051068616478E+28,0,false,0,4.2579343430077284E-26,4.2579343430077284E-26,5.8645342059594834E+24,0,false,0,1.3812193033154159E-22,1.3812193033154159E-22,1.8559812291576408E+21,0,false,0,3.9824290956775361E-19,3.9824290956775361E-19,6.4328701503159411E+17,0,false,0,1.2589405822736007E-15,1.2589405822736007E-15,203492123584321.56,0,false,0,3.9811196788031726E-12,3.9811196788031726E-12,64349859643.092407,0,false,0,1.258940582273606E-8,1.258940582273606E-8]
[null,20,10,4239.2899097520303,null,390,20,17,6389.7947275212218,1,7.9686612496688587E-6,7.9686612496688587E-6,3.000683045452966E+23,0,false,0,6.5363773932845934E-31,6.5363773932845934E-31,9.4691993130708058E+19,0,false,0,2.1203170133858634E-27,2.1203170133858634E-27,2.9967693192671248E+16,0,false,0,6.1134478398176553E-24,6.1134478398176553E-24,10386865771290.859,0,false,0,1.9326063059133799E-20,1.9326063059133799E-20,3285695690.7197957,0,false,0,6.1114377470903885E-17,6.1114377470903885E-17,1039028.2080874701,0,false,0,1.9326063059133678E-13,1.9326063059133678E-13]
[null,20,11,4480.4496236594314,null,391,19,18,6495.0599108623537,1,0.23638157136927482,0.23638157136927482,1.0763530417984495E+28,0,false,0,1.6034632157530111E-26,1.6034632157530111E-26,3.3966271444310175E+24,0,false,0,5.2014290671044544E-23,5.2014290671044544E-23,1.0749491777377973E+21,0,false,0,1.4997127832066978E-19,1.4997127832066978E-19,3.725796559760791E+17,0,false,0,4.7409489012187239E-16,4.7409489012187239E-16,117858784068826.03,0,false,0,1.4992196798323826E-12,1.4992196798323826E-12,37270219991.54567,0,false,0,4.7409489012187261E-9,4.7409489012187261E-9]
[null,20,12,4743.627757586708,null,392,16,20,6568.8356524463288,1,0.48377865695282402,0.48377865695282402,2.5120007405845076E+28,0,false,0,2.8777970242411376E-26,2.8777970242411376E-26,7.9270737118407134E+24,0,false,0,9.3352045398093226E-23,9.3352045398093226E-23,2.508724392190372E+21,0,false,0,2.6915921377727397E-19,2.6915921377727397E-19,8.6952917434489779E+17,0,false,0,8.5087630985032233E-16,8.5087630985032233E-16,275059707519943.13,0,false,0,2.6907071462062067E-12,2.6907071462062067E-12,86981516830.27565,0,false,0,8.5087630985032887E-9,8.5087630985032887E-9]
[null,20,13,5028.8243115338591,null,393,18,19,6636.8791118146091,1,0.1755779057411079,0.1755779057411079,1.0277288842004082E+28,0,false,0,9.2650481323039393E-27,9.2650481323039393E-27,3.2431848005540585E+24,0,false,0,3.0054628126193771E-23,3.0054628126193771E-23,1.0263884395799144E+21,0,false,0,8.6655627547503766E-20,8.6655627547503766E-20,3.557484015395767E+17,0,false,0,2.7393905473508073E-16,2.7393905473508073E-16,112534523469995.67,0,false,0,8.6627135303638755E-13,8.6627135303638755E-13,35586540956.686195,0,false,0,2.7393905473507996E-9,2.7393905473507996E-9]
[null,20,14,5336.0392855008859,null,394,20,18,6785.0833815677506,1,1.5823978840056597E-5,1.5823978840056597E-5,1.1974015380508314E+24,0,false,0,6.4591904301057827E-31,6.4591904301057827E-31,3.7786176179994617E+20,0,false,0,2.0952785522639942E-27,2.0952785522639942E-27,1.1958397930469605E+17,0,false,0,6.0412551794316517E-24,6.0412551794316517E-24,41448059863962.289,0,false,0,1.9097844884450071E-20,1.9097844884450071E-20,13111338365.431973,0,false,0,6.0392688235457983E-17,6.0392688235457983E-17,4146169.2407913734,0,false,0,1.909784488445029E-13,1.909784488445029E-13]
[null,20,15,5665.272679487789,null,395,17,20,6815.2523303779872,1,0.73327157533976162,0.73327157533976162,5.8423936570015092E+28,0,false,0,2.8426631365672929E-26,2.8426631365672929E-26,1.8436732292468941E+25,0,false,0,9.2212347132539259E-23,9.2212347132539259E-23,5.8347735489469712E+21,0,false,0,2.6587315520414929E-19,2.6587315520414929E-19,2.022344838795009E+18,0,false,0,8.4048829692141104E-16,8.4048829692141104E-16,639731933413858.75,0,false,0,2.6578573649875609E-12,2.6578573649875609E-12,202301000153.09595,0,false,0,8.4048829692141447E-9,8.4048829692141447E-9]
[null,20,16,6016.5244934945677,null,396,19,19,6912.3669849287589,1,0.5610784354297933,0.5610784354297933,5.2698000370531623E+28,0,false,0,1.8451833692749405E-26,1.8451833692749405E-26,1.6629809325080371E+25,0,false,0,5.985538250453285E-23,5.985538250453285E-23,5.2629267505091099E+21,0,false,0,1.7257926836584845E-19,1.7257926836584845E-19,1.8241415303545347E+18,0,false,0,5.4556412527387217E-16,5.4556412527387217E-16,577033928956218,0,false,0,1.7252252455428663E-12,1.7252252455428663E-12,182474150269.74387,0,false,0,5.4556412527387445E-9,5.4556412527387445E-9]
[null,20,17,6389.7947275212218,null,397,18,20,7076.2046059008908,1,0.25436555225185531,0.25436555225185531,3.1370011624540265E+28,0,false,0,6.3707186516955386E-27,6.3707186516955386E-27,9.8993758429849364E+24,0,false,0,2.0665794417811031E-23,2.0665794417811031E-23,3.1329096394878416E+21,0,false,0,5.9585078761376191E-20,5.9585078761376191E-20,1.0858730997320068E+18,0,false,0,1.8836260972501526E-16,1.8836260972501526E-16,343496165543934.31,0,false,0,5.9565487274443001E-13,5.9565487274443001E-13,108623025065.30846,0,false,0,1.8836260972501402E-9,1.8836260972501402E-9]
[null,20,18,6785.0833815677506,null,398,20,19,7202.3904556341549,1,3.7560006215472465E-5,3.7560006215472465E-5,5.6889512419430335E+24,0,false,0,7.6595915714166194E-31,7.6595915714166194E-31,1.7952516935745751E+21,0,false,0,2.4846732903071197E-27,2.4846732903071197E-27,5.6815312655214822E+17,0,false,0,7.163985603749082E-24,7.163985603749082E-24,196923073961517.91,0,false,0,2.2647062862142792E-20,2.2647062862142792E-20,62293025611.924721,0,false,0,7.161630095738327E-17,7.161630095738327E-17,19698784.327688653,0,false,0,2.2647062862142891E-13,2.2647062862142891E-13]
[null,20,19,7202.3904556341549,null,399,19,20,7351.6924790150415,1,0.81285299242119635,0.81285299242119635,1.5628622087062177E+29,0,false,0,1.3058396201790115E-26,1.3058396201790115E-26,4.9318950148803087E+25,0,false,0,4.2359762859829701E-23,4.2359762859829701E-23,1.560823801230856E+22,0,false,0,1.2213466152265557E-19,1.2213466152265557E-19,5.409848269531007E+18,0,false,0,3.8609672187261029E-16,3.8609672187261029E-16,1711306907977572.8,0,false,0,1.2209450382420021E-12,1.2209450382420021E-12,541162760478.92914,0,false,0,3.8609672187261185E-9,3.8609672187261185E-9]
[null,20,20,7641.7159497204375,null,400,20,20,17102.05123945621,1,5.4414430353607464E-5,5.4414430353607464E-5,1.9173281069473165E+29,0,false,0,4.7699985664976493E-35,4.7699985664976493E-35,6.0504764142778132E+25,0,false,0,1.5473263714487868E-31,1.5473263714487868E-31,1.9148273772449434E+22,0,false,0,4.4613607320543629E-28,4.4613607320543629E-28,6.636832142789204E+18,0,false,0,1.4103422666937753E-24,1.4103422666937753E-24,2099440895045158.5,0,false,0,4.4598938431569699E-21,4.4598938431569699E-21,663901504124.52454,0,false,0,1.4103422666937762E-17,1.4103422666937762E-17]